214396990 | Central HP <5.4 tons | JOHNSON CONTROLS | HRCU-A-CB (Split System: Heat Pump with Remote Outdoor Unit-Air-Source) | HH836E2S11 |  |  | CTF48C5CFS1 | TPLC100C16MP13 | 33400 | 18 | 9 | 31600 | 25400 | 80.38% | 2 | 0 | 11 |  |  |  |  | R-454B | 2.7833 | Residential & Commercial | USHP | Ducted CEE Tier 1
214397357 | Central HP <5.4 tons | JOHNSON CONTROLS | HRCU-A-CB (Split System: Heat Pump with Remote Outdoor Unit-Air-Source) | HH836E2S11 |  |  | CTM48C5CFS1 | TMLE120C20MP11 | 34600 | 17 | 8.5 | 32600 | 25600 | 78.53% | 2 | 0 | 11 |  |  |  |  | R-454B | 2.8833 | Residential & Commercial | USHP | Ducted CEE Tier 1
214396472 | Central HP <5.4 tons | JOHNSON CONTROLS | HRCU-A-CB (Split System: Heat Pump with Remote Outdoor Unit-Air-Source) | HH836E2S11 |  |  | CTM36C5CDS1 | TM8E080C20MP11 | 34400 | 17 | 8.5 | 32400 | 26400 | 81.48% | 2 | 0 | 11 |  |  |  |  | R-454B | 2.8667 | Residential & Commercial | USHP | Ducted CEE Tier 1
214396774 | Central HP <5.4 tons | JOHNSON CONTROLS | HRCU-A-CB (Split System: Heat Pump with Remote Outdoor Unit-Air-Source) | HH860E2S11 |  |  | CTF60D5CJS1 | TM8E130D20MP11 | 53500 | 18 | 9 | 55500 | 40000 | 72.07% | 2 | 0 | 11 |  |  |  |  | R-454B | 4.4583 | Residential & Commercial | USHP | Ducted CEE Tier 1
214397039 | Central HP <5.4 tons | JOHNSON CONTROLS | HRCU-A-CB (Split System: Heat Pump with Remote Outdoor Unit-Air-Source) | HH860E2S11 |  |  | CTM60C5CGS1 | TM8Y100C16MP11 | 44000 | 18 | 9 | 44000 | 33400 | 75.91% | 2 | 0 | 11.7 |  |  |  |  | R-454B | 3.6667 | Residential & Commercial | USHP | Ducted CEE Tier 1
216760262 | Central HP <5.4 tons | BOSCH | HRCU-A-CB (Split System: Heat Pump with Remote Outdoor Unit-Air-Source) | BOVA-60RXB-M15S | ADP |  | H,RG48*60+TXV+AEFE5* | 0 | 45500 | 17 | 8.35 | 45000 | 33200 | 73.78% | 1.84 | 0 | 11.5 |  |  |  |  | R-454B | 3.7917 | Residential & Commercial | USHP | Ducted CEE Tier 1
216760230 | Central HP <5.4 tons | BOSCH | HRCU-A-CB (Split System: Heat Pump with Remote Outdoor Unit-Air-Source) | BOVA-36RTB-M20S | ADP |  | V,G36H***D12*+TXV+AEFE3A* | 0 | 23000 | 19 | 9.2 | 22400 | 17000 | 75.89% | 1.96 | 0 | 12.5 |  |  |  |  | R-454B | 1.9167 | Residential & Commercial | USHP | Ducted CEE Tier 1
216760246 | Central HP <5.4 tons | BOSCH | HRCU-A-CB (Split System: Heat Pump with Remote Outdoor Unit-Air-Source) | BOVA-60RXB-M15S | ADP |  | H,GE48*60+TXV+AEFE5* | 0 | 45500 | 17 | 8.35 | 45000 | 33200 | 73.78% | 1.84 | 0 | 11.5 |  |  |  |  | R-454B | 3.7917 | Residential & Commercial | USHP | Ducted CEE Tier 1
216762922 | Central HP <5.4 tons | BOSCH | HRCU-A-CB (Split System: Heat Pump with Remote Outdoor Unit-Air-Source) | BOVA-60RXB-M15S | ADP |  | V60H210P16*+TXV+AEFE5* | 0 | 44500 | 16 | 8.2 | 45000 | 33200 | 73.78% | 1.82 | 0 | 11 |  |  |  |  | R-454B | 3.7083 | Residential & Commercial | USHP | Ducted CEE Tier 1
215399952 | Central HP <5.4 tons | YORK | HRCU-A-C (Split System: Heat Pump with Remote Outdoor Unit with No Indoor Fan --Air Source) | HH836E2S11 | ASPEN |  | D(A,C,E)36A4K+TDR | 0 | 30400 | 15.2 | 8.1 | 31000 | 31600 | 101.9% | 2.54 | 0 | 10.5 |  |  |  |  | R-454B | 2.5333 | Residential & Commercial | USHP | Ducted CEE Tier 1
214809200 | Central HP <5.4 tons | JOHNSON CONTROLS | HRCU-A-CB (Split System: Heat Pump with Remote Outdoor Unit-Air-Source) | HH860E2S11 |  |  | CTU60C5XGS1+TXV | TM9V100C16MP12 | 43500 | 18 | 9 | 44000 | 33200 | 75.45% | 2 | 0 | 11.7 |  |  |  |  | R-454B | 3.625 | Residential & Commercial | USHP | Ducted CEE Tier 1
214421545 | Central HP <5.4 tons | JOHNSON CONTROLS | HRCU-A-CB (Split System: Heat Pump with Remote Outdoor Unit-Air-Source) | HH860E2S11 |  |  | CTM60D5CGS1+JMET18DS2N1 | 0 | 45500 | 18 | 9.5 | 45500 | 33800 | 74.29% | 2 | 0 | 12 |  |  |  |  | R-454B | 3.7917 | Residential & Commercial | USHP | Ducted CEE Tier 1
211627922 | Central HP <5.4 tons | YORK | HRCU-A-CB (Split System: Heat Pump with Remote Outdoor Unit-Air-Source) | HMH72B341 | ASPEN |  | CM36B36+TDR | TM9E080C16MP12 | 32200 | 18 | 8.1 | 25200 | 31400 | 124.6% | 2.86 | 0 | 9.9 |  |  |  |  | R-410A | 2.6833 | Residential & Commercial | USHP
211627974 | Central HP <5.4 tons | YORK | HRCU-A-CB (Split System: Heat Pump with Remote Outdoor Unit-Air-Source) | HMH72B341 | ASPEN |  | CM36B36+TDR | TM9V060B12MP12 | 32200 | 17.5 | 8.1 | 25600 | 32000 | 125% | 2.82 | 0 | 9.4 |  |  |  |  | R-410A | 2.6833 | Residential & Commercial | USHP
211628013 | Central HP <5.4 tons | YORK | HRCU-A-CB (Split System: Heat Pump with Remote Outdoor Unit-Air-Source) | HMH72B341 | ASPEN |  | CM36B36+TDR | TM9V100C16MP12 | 32000 | 17.5 | 8.5 | 25400 | 31600 | 124.4% | 2.87 | 0 | 9.9 |  |  |  |  | R-410A | 2.6667 | Residential & Commercial | USHP
211627545 | Central HP <5.4 tons | YORK | HRCU-A-CB (Split System: Heat Pump with Remote Outdoor Unit-Air-Source) | HMH72B341 | ASPEN |  | CM36B36+TDR | TL8E060A12UH11 | 32200 | 18 | 8.1 | 25400 | 31600 | 124.4% | 2.84 | 0 | 9.9 |  |  |  |  | R-410A | 2.6833 | Residential & Commercial | USHP
211780576 | Central HP <5.4 tons | KEEPRITE | HRCU-A-CB (Split System: Heat Pump with Remote Outdoor Unit-Air-Source) | DLCURAH24ABK | ADP |  | H,GE32936 | *92ESN0801716A* | 24000 | 17 | 8.5 | 25200 | 23800 | 94.44% | 1.96 | 0 | 10 |  |  |  |  | R-410A | 2 | Residential & Commercial | USHP | Ducted CEE Tier 1
211627699 | Central HP <5.4 tons | YORK | HRCU-A-CB (Split System: Heat Pump with Remote Outdoor Unit-Air-Source) | HMH72B341 | ASPEN |  | CM36A36+TDR | TM8E120C16MP11 | 31400 | 17.8 | 8.2 | 25000 | 31600 | 126.4% | 2.81 | 0 | 9.8 |  |  |  |  | R-410A | 2.6167 | Residential & Commercial | USHP
211628106 | Central HP <5.4 tons | YORK | HRCU-A-CB (Split System: Heat Pump with Remote Outdoor Unit-Air-Source) | HMH72B341 | ASPEN |  | D(A,C,E)36A36+TDR | TM9Y100C20MP11 | 31600 | 15.4 | 8.1 | 34000 | 27400 | 80.59% | 2.45 | 0 | 9.3 |  |  |  |  | R-410A | 2.6333 | Residential & Commercial | USHP
211628115 | Central HP <5.4 tons | YORK | HRCU-A-CB (Split System: Heat Pump with Remote Outdoor Unit-Air-Source) | HMH72B341 | ASPEN |  | CM36A36+TDR | TM9Y120D20MP11 | 31000 | 16.2 | 8.3 | 25200 | 31800 | 126.2% | 2.89 | 0 | 9.2 |  |  |  |  | R-410A | 2.5833 | Residential & Commercial | USHP
215611123 | Central HP <5.4 tons | FUJITSU | HRCU-A-CB (Split System: Heat Pump with Remote Outdoor Unit-Air-Source) | FOP1960MJAYCA |  |  | FHRNVM6024S*YECA | 0 | 54500 | 17.5 | 8.1 | 54500 | 53000 | 97.25% | 2 | 0 | 10.5 |  |  |  |  | R-454B | 4.5417 | Residential & Commercial | USHP | Ducted CEE Tier 1
214568840 | Central HP <5.4 tons | CARRIER | HRCU-A-CB (Split System: Heat Pump with Remote Outdoor Unit-Air-Source) | 25VNA837A*031* | ADP |  | H,PE9J936 | 59TN6B120C24**22 | 32000 | 17 | 8.5 | 30800 | 24400 | 79.22% | 2 | 0 | 11.5 |  |  |  |  | R-410A | 2.6667 | Residential & Commercial | USHP | Ducted CEE Tier 1
216788576 | Central HP <5.4 tons | BOSCH | HRCU-A-CB (Split System: Heat Pump with Remote Outdoor Unit-Air-Source) | BOVA-60RTB-M20S | ADP |  | H,RG88*60+TXV+AEFE5* | 0 | 52000 | 18 | 9.4 | 53000 | 38000 | 71.7% | 2 | 0 | 11.7 |  |  |  |  | R-454B | 4.3333 | Residential & Commercial | USHP | Ducted CEE Tier 1
212985297 | Central HP <5.4 tons | TEMPSTAR | HRCU-A-CB (Split System: Heat Pump with Remote Outdoor Unit-Air-Source) | DLCURAH30ABK |  |  | EA*4X42L24A* | *92MSN1002120A* | 30200 | 15.2 | 8.1 | 34200 | 27400 | 80.12% | 1.8 | 0 | 9 |  |  |  |  | R-410A | 2.5167 | Residential & Commercial | USHP
216762012 | Central HP <5.4 tons | LENNOX | HRCU-A-CB (Split System: Heat Pump with Remote Outdoor Unit-Air-Source) | EL18KSLV-024-230A** | ADP |  | LEM25*23G+TXV | 0 | 24000 | 16 | 8.8 | 22400 | 22200 | 99.11% | 1.78 | 0 | 11.7 |  |  |  |  | R-454B | 2 | Residential & Commercial | USHP | Ducted CEE Tier 1
207154559 | Central HP <5.4 tons | TRANE | HRCU-A-CB (Split System: Heat Pump with Remote Outdoor Unit-Air-Source) | 4TWA7048A4 |  |  | 4PX*CU42BS3 | S8X1C100M5PSC | 47000 | 17 | 8.1 | 49500 | 46500 | 93.94% | 3.4 | 12 | 11.5 |  |  |  |  | R-410A | 3.9167 | Residential & Commercial | USHP | Ducted CEE Tier 1
212367397 | Central HP <5.4 tons | BOSCH | HRCU-A-CB (Split System: Heat Pump with Remote Outdoor Unit-Air-Source) | BOVA-36HDN1-M20G | ADP |  | HG34936 | BGH96M060B3B | 23800 | 18 | 9 | 22400 | 17000 | 75.89% | 1.9 | 0 | 12 |  |  |  |  | R-410A | 1.9833 | Residential & Commercial | USHP | Ducted CEE Tier 1
212367411 | Central HP <5.4 tons | BOSCH | HRCU-A-CB (Split System: Heat Pump with Remote Outdoor Unit-Air-Source) | BOVB-36HDN1-M20G | ADP |  | HG34936 | BGH96M080B3B | 23800 | 18 | 9 | 22400 | 17000 | 75.89% | 1.9 | 0 | 12 |  |  |  |  | R-410A | 1.9833 | Residential & Commercial | USHP | Ducted CEE Tier 1
216624577 | Central HP <5.4 tons | LENNOX | HRCU-A-CB (Split System: Heat Pump with Remote Outdoor Unit-Air-Source) | EL18KSLV-024-230** | ADP |  | L*18/36T*+TXV+LEFE3A* | 0 | 23600 | 15.2 | 8.5 | 22400 | 19600 | 87.5% | 1.75 | 0 | 11.7 |  |  |  |  | R-454B | 1.9667 | Residential & Commercial | USHP | Ducted CEE Tier 1
216624578 | Central HP <5.4 tons | LENNOX | HRCU-A-CB (Split System: Heat Pump with Remote Outdoor Unit-Air-Source) | EL18KSLV-024-230** | ADP |  | LH29/36X*+TXV+LEFE4B* | 0 | 23600 | 15.2 | 8.5 | 22400 | 19600 | 87.5% | 1.75 | 0 | 11.7 |  |  |  |  | R-454B | 1.9667 | Residential & Commercial | USHP | Ducted CEE Tier 1
215869164 | Central HP <5.4 tons | BOSCH | HRCU-A-CB (Split System: Heat Pump with Remote Outdoor Unit-Air-Source) | BOVD-36HDN1-M20G | ADP |  | H,RG37936+AEFE4B* | 0 | 34200 | 19 | 9.5 | 32600 | 23600 | 72.39% | 1.9 | 0 | 12 |  |  |  |  | R-410A | 2.85 | Residential & Commercial | USHP | Ducted CEE Tier 1
215821298 | Central HP <5.4 tons | BOSCH | HRCU-A-CB (Split System: Heat Pump with Remote Outdoor Unit-Air-Source) | BOVA-24RXB-M15S | ADP |  | FE*G32*25+TXV | 0 | 23000 | 17 | 8.25 | 22400 | 16800 | 75% | 1.8 | 0 | 11 |  |  |  |  | R-454B | 1.9167 | Residential & Commercial | USHP | Ducted CEE Tier 1
211782039 | Central HP <5.4 tons | KEEPRITE | HRCU-A-CB (Split System: Heat Pump with Remote Outdoor Unit-Air-Source) | DLCURAH24ABK | ADP |  | H,GE22936 | *92ESN0801716A* | 23000 | 16 | 8.5 | 25200 | 23000 | 91.27% | 1.94 | 0 | 9.5 |  |  |  |  | R-410A | 1.9167 | Residential & Commercial | USHP
216788571 | Central HP <5.4 tons | BOSCH | HRCU-A-CB (Split System: Heat Pump with Remote Outdoor Unit-Air-Source) | BOVA-60RTB-M20S | ADP |  | H,RG35*48+TXV+AEFE4B* | 0 | 44500 | 18 | 9 | 45500 | 33200 | 72.97% | 1.92 | 0 | 11 |  |  |  |  | R-454B | 3.7083 | Residential & Commercial | USHP | Ducted CEE Tier 1
216762901 | Central HP <5.4 tons | BOSCH | HRCU-A-CB (Split System: Heat Pump with Remote Outdoor Unit-Air-Source) | BOVA-60RTB-M20S | ADP |  | HE35*48+TXV+AEFE5* | 0 | 44500 | 18 | 9 | 45500 | 33200 | 72.97% | 1.92 | 0 | 11 |  |  |  |  | R-454B | 3.7083 | Residential & Commercial | USHP | Ducted CEE Tier 1
214290124 | Central HP <5.4 tons | BOSCH | HRCU-A-CB (Split System: Heat Pump with Remote Outdoor Unit-Air-Source) | BOVA-60HDN1-M20G | ADP |  | HG84160+TXV | BGH96M100D5B | 51500 | 18 | 8.5 | 52000 | 37400 | 71.92% | 1.85 | 0 | 11.7 |  |  |  |  | R-410A | 4.2917 | Residential & Commercial | USHP | Ducted CEE Tier 1
214290125 | Central HP <5.4 tons | BOSCH | HRCU-A-CB (Split System: Heat Pump with Remote Outdoor Unit-Air-Source) | BOVA-60HDN1-M20G | ADP |  | HG84160+TXV | BGH96M120D5B | 51500 | 18 | 8.5 | 52000 | 37400 | 71.92% | 1.85 | 0 | 11.7 |  |  |  |  | R-410A | 4.2917 | Residential & Commercial | USHP | Ducted CEE Tier 1
216977172 | Central HP <5.4 tons | LENNOX | HRCU-A-CB (Split System: Heat Pump with Remote Outdoor Unit-Air-Source) | EL18KSLV-024-230A** | ADP |  | LH29/36F*+TXV | SL297UH040NV36B* | 24000 | 17 | 9 | 22400 | 20400 | 91.07% | 1.8 | 0 | 12 |  |  |  |  | R-454B | 2 | Residential & Commercial | USHP | Ducted CEE Tier 1
216977236 | Central HP <5.4 tons | LENNOX | HRCU-A-CB (Split System: Heat Pump with Remote Outdoor Unit-Air-Source) | EL18KSLV-060-230A** | ADP |  | LH40/61W*+TXV | SL297UH080NV60C* | 45500 | 17 | 9 | 45500 | 39000 | 85.71% | 1.85 | 0 | 11 |  |  |  |  | R-454B | 3.7917 | Residential & Commercial | USHP | Ducted CEE Tier 1
216977238 | Central HP <5.4 tons | LENNOX | HRCU-A-CB (Split System: Heat Pump with Remote Outdoor Unit-Air-Source) | EL18KSLV-060-230A** | ADP |  | LP40/60R*+TXV | SL297UH080NV60C* | 45500 | 17 | 8.95 | 45500 | 39000 | 85.71% | 1.84 | 0 | 11 |  |  |  |  | R-454B | 3.7917 | Residential & Commercial | USHP | Ducted CEE Tier 1
216977239 | Central HP <5.4 tons | LENNOX | HRCU-A-CB (Split System: Heat Pump with Remote Outdoor Unit-Air-Source) | EL18KSLV-060-230A** | ADP |  | L*42/60Z*+TXV | SL297UH080NV60C* | 45500 | 17 | 9 | 45500 | 39000 | 85.71% | 1.84 | 0 | 11 |  |  |  |  | R-454B | 3.7917 | Residential & Commercial | USHP | Ducted CEE Tier 1
216093485 | Central HP <5.4 tons | BOSCH | HRCU-A-CB (Split System: Heat Pump with Remote Outdoor Unit-Air-Source) | BOVA-60RTB-M20S | ADP |  | HG35*48+TXV+AEFE4B* | 0 | 44500 | 18 | 9 | 45500 | 33200 | 72.97% | 1.92 | 0 | 11 |  |  |  |  | R-454B | 3.7083 | Residential & Commercial | USHP | Ducted CEE Tier 1
216687181 | Central HP <5.4 tons | FUJITSU | HRCU-A-CB (Split System: Heat Pump with Remote Outdoor Unit-Air-Source) | FOP1924MJAYCA |  |  | FCCA2421HYEA | FF80SV405017UHS | 22800 | 20 | 10 | 22800 | 18500 | 81.14% | 1.8 | 0 | 12 |  |  |  |  | R-454B | 1.9 | Residential & Commercial | USHP | Ducted CEE Tier 1
214396303 | Central HP <5.4 tons | JOHNSON CONTROLS | HRCU-A-CB (Split System: Heat Pump with Remote Outdoor Unit-Air-Source) | HH860E2S11 |  |  | CTF60C5CHS1 | TM9V100C20MP12 | 53000 | 19 | 8.5 | 53500 | 38500 | 71.96% | 2 | 0 | 11 |  |  |  |  | R-454B | 4.4167 | Residential & Commercial | USHP | Ducted CEE Tier 1
214396353 | Central HP <5.4 tons | JOHNSON CONTROLS | HRCU-A-CB (Split System: Heat Pump with Remote Outdoor Unit-Air-Source) | HH860E2S11 |  |  | JHC60D5CJ2SS1 | 0 | 53000 | 19 | 8.5 | 54000 | 39000 | 72.22% | 2 | 0 | 11 |  |  |  |  | R-454B | 4.4167 | Residential & Commercial | USHP | Ducted CEE Tier 1
213821566 | Central HP <5.4 tons | TEMPSTAR | HRCU-A-CB (Split System: Heat Pump with Remote Outdoor Unit-Air-Source) | DLCURAH36ABK | ASPEN |  | D(A,C,E)36C34+TDR | *80MS(N,L)0701412A* | 35200 | 16 | 8.1 | 38500 | 32200 | 83.64% | 2.63 | 0 | 10 |  |  |  |  | R-410A | 2.9333 | Residential & Commercial | USHP | Ducted CEE Tier 1
213821568 | Central HP <5.4 tons | TEMPSTAR | HRCU-A-CB (Split System: Heat Pump with Remote Outdoor Unit-Air-Source) | DLCURAH36ABK | ASPEN |  | D(A,C,E)36B34+TDR | *80MS(N,L)0701712A* | 33400 | 16.4 | 8.1 | 37800 | 31800 | 84.13% | 2.73 | 0 | 9.8 |  |  |  |  | R-410A | 2.7833 | Residential & Commercial | USHP
213821600 | Central HP <5.4 tons | TEMPSTAR | HRCU-A-CB (Split System: Heat Pump with Remote Outdoor Unit-Air-Source) | DLCURAH36ABK | ASPEN |  | D(A,C,E)42B34+TDR | *80MS(N,L)1552420A* | 35400 | 16.5 | 8.1 | 38500 | 31800 | 82.6% | 2.71 | 0 | 10.5 |  |  |  |  | R-410A | 2.95 | Residential & Commercial | USHP | Ducted CEE Tier 1
213821661 | Central HP <5.4 tons | TEMPSTAR | HRCU-A-CB (Split System: Heat Pump with Remote Outdoor Unit-Air-Source) | DLCURAH36ABK | ASPEN |  | D(A,C,E)36B34+TDR | *96VTN0801716B* | 33400 | 15.9 | 8.1 | 37800 | 31800 | 84.13% | 2.7 | 0 | 9.8 |  |  |  |  | R-410A | 2.7833 | Residential & Commercial | USHP
213821668 | Central HP <5.4 tons | TEMPSTAR | HRCU-A-CB (Split System: Heat Pump with Remote Outdoor Unit-Air-Source) | DLCURAH36ABK | ASPEN |  | D(A,C,E)36C34+TDR | *96VTN1002120B* | 35400 | 16.5 | 8.1 | 38500 | 32200 | 83.64% | 2.61 | 0 | 10 |  |  |  |  | R-410A | 2.95 | Residential & Commercial | USHP | Ducted CEE Tier 1
216093469 | Central HP <5.4 tons | BOSCH | HRCU-A-CB (Split System: Heat Pump with Remote Outdoor Unit-Air-Source) | BOVA-24RXB-M15S | ADP |  | HG32*24+TXV+AEFE3A* | 0 | 23000 | 18 | 8.25 | 22400 | 16800 | 75% | 1.8 | 0 | 11 |  |  |  |  | R-454B | 1.9167 | Residential & Commercial | USHP | Ducted CEE Tier 1
215213868 | Central HP <5.4 tons | BOSCH | HRCU-A-CB (Split System: Heat Pump with Remote Outdoor Unit-Air-Source) | BOVB-36HDN1-M20G | ADP |  | H,YG9J936+AEFE4B* | 0 | 24000 | 20 | 9.5 | 22400 | 17200 | 76.79% | 2 | 0 | 13 |  |  |  |  | R-410A | 2 | Residential & Commercial | USHP | Ducted CEE Tier 1
213362467 | Central HP <5.4 tons | BOSCH | HRCU-A-CB (Split System: Heat Pump with Remote Outdoor Unit-Air-Source) | BOVA-36HDN1-M20G | ADP |  | HG35936 | BGH96M080B3B | 24000 | 18 | 9 | 22400 | 17000 | 75.89% | 1.9 | 0 | 12 |  |  |  |  | R-410A | 2 | Residential & Commercial | USHP | Ducted CEE Tier 1
213821643 | Central HP <5.4 tons | TEMPSTAR | HRCU-A-CB (Split System: Heat Pump with Remote Outdoor Unit-Air-Source) | DLCURAH36ABK | ASPEN |  | D(A,C,E)36B34+TDR | *96MSN1002120A* | 33800 | 16.4 | 8.5 | 37800 | 31800 | 84.13% | 2.75 | 0 | 9.8 |  |  |  |  | R-410A | 2.8167 | Residential & Commercial | USHP
213821645 | Central HP <5.4 tons | TEMPSTAR | HRCU-A-CB (Split System: Heat Pump with Remote Outdoor Unit-Air-Source) | DLCURAH36ABK | ASPEN |  | D(A,C,E)42B34+TDR | *96MSN1002120A* | 34200 | 16.5 | 8.5 | 37800 | 31800 | 84.13% | 2.75 | 0 | 9.9 |  |  |  |  | R-410A | 2.85 | Residential & Commercial | USHP
216687213 | Central HP <5.4 tons | FUJITSU | HRCU-A-CB (Split System: Heat Pump with Remote Outdoor Unit-Air-Source) | FOP1948MJAYCA |  |  | FCCA4821SYEA | FF97MV508521DH | 45500 | 19 | 10 | 45500 | 42000 | 92.31% | 2.1 | 0 | 12 |  |  |  |  | R-454B | 3.7917 | Residential & Commercial | USHP | Ducted CEE Tier 1
214279015 | Central HP <5.4 tons | BOSCH | HRCU-A-CB (Split System: Heat Pump with Remote Outdoor Unit-Air-Source) | BOVC-36HDN1-M20G | ADP |  | F,PE*G32925 | 0 | 23200 | 20 | 9.3 | 22400 | 17200 | 76.79% | 1.96 | 0 | 12.5 |  |  |  |  | R-410A | 1.9333 | Residential & Commercial | USHP | Ducted CEE Tier 1
214393218 | Central HP <5.4 tons | RUUD | HRCU-A-CB (Split System: Heat Pump with Remote Outdoor Unit-Air-Source) | RD17AZ36AJ3N | ASPEN |  | D(A,C,E)42C44+TDR | R802V0504A17UHS | 33200 | 18 | 8.1 | 34200 | 29800 | 87.13% | 1.9 | 0 | 10 |  |  |  |  | R-410A | 2.7667 | Residential & Commercial | USHP | Ducted CEE Tier 1
210693365 | Central HP <5.4 tons | Liberty Heating & Air Conditioning | HRCU-A-CB (Split System: Heat Pump with Remote Outdoor Unit-Air-Source) | ASZV903610A* |  |  | CHPF3743C6B*+TXV | G*VS800805CUA* | 33400 | 18 | 8.2 | 34000 | 24400 | 71.76% | 1.8 | 0 | 11 |  |  |  |  | R-410A | 2.7833 | Residential & Commercial | USHP | Ducted CEE Tier 1
210693383 | Central HP <5.4 tons | Liberty Heating & Air Conditioning | HRCU-A-CB (Split System: Heat Pump with Remote Outdoor Unit-Air-Source) | ASZV903610A* |  |  | CSCF3642N6D*+TXV | G*VC800804C*A* | 33800 | 18.5 | 8.2 | 34000 | 24400 | 71.76% | 1.8 | 0 | 11.5 |  |  |  |  | R-410A | 2.8167 | Residential & Commercial | USHP | Ducted CEE Tier 1
215667219 | Central HP <5.4 tons | AIRQUEST | HRCU-A-CB (Split System: Heat Pump with Remote Outdoor Unit-Air-Source) | H5H0V24*K*AAA* |  |  | EA*5X25M17A*+WALLCON | *80CTL0901716B* | 24000 | 17.5 | 9 | 23200 | 16400 | 70.69% | 2 | 0 | 10.5 |  |  |  |  | R-454B | 2 | Residential & Commercial | USHP | Ducted CEE Tier 1
214393804 | Central HP <5.4 tons | RUUD | HRCU-A-CB (Split System: Heat Pump with Remote Outdoor Unit-Air-Source) | RD17AZ36AJ3N | ASPEN |  | D(A,C,E)42D34+TDR | R951V0603A17M4S | 32800 | 18 | 8.1 | 34200 | 29800 | 87.13% | 1.9 | 0 | 10 |  |  |  |  | R-410A | 2.7333 | Residential & Commercial | USHP | Ducted CEE Tier 1
214393813 | Central HP <5.4 tons | RUUD | HRCU-A-CB (Split System: Heat Pump with Remote Outdoor Unit-Air-Source) | RD17AZ36AJ3N | ASPEN |  | D(A,C,E)48C44+TDR | R951V0603A17M4S | 33200 | 18 | 8.1 | 34200 | 29800 | 87.13% | 1.9 | 0 | 10 |  |  |  |  | R-410A | 2.7667 | Residential & Commercial | USHP | Ducted CEE Tier 1
216762903 | Central HP <5.4 tons | BOSCH | HRCU-A-CB (Split System: Heat Pump with Remote Outdoor Unit-Air-Source) | BOVA-36RTB-M20S | ADP |  | A36VBC*+TXV+AEFE4B* | 0 | 23400 | 20 | 9.25 | 22400 | 17000 | 75.89% | 1.96 | 0 | 12.5 |  |  |  |  | R-454B | 1.95 | Residential & Commercial | USHP | Ducted CEE Tier 1
216487890 | Central HP <5.4 tons | BRYANT HEATING AND COOLING SYSTEMS | HRCU-A-CB (Split System: Heat Pump with Remote Outdoor Unit-Air-Source) | 290VAN060**AA* | ADP |  | CE(P,V)6024G48*+TXV | 986TD60080C21*** | 55000 | 18 | 9 | 58000 | 41500 | 71.55% | 2.02 | 0 | 8.5 |  |  |  |  | R-454B | 4.5833 | Residential & Commercial | USHP
216734491 | Central HP <5.4 tons | DAY & NIGHT | HRCU-A-CB (Split System: Heat Pump with Remote Outdoor Unit-Air-Source) | D5CUHAH24AAK |  |  | EA*5X36M17A* | *80CTL0701412B* | 22200 | 16.5 | 8.1 | 20800 | 18600 | 89.42% | 1.85 | 0 | 11 |  |  |  |  | R-454B | 1.85 | Residential & Commercial | USHP | Ducted CEE Tier 1
216734393 | Central HP <5.4 tons | DAY & NIGHT | HRCU-A-CB (Split System: Heat Pump with Remote Outdoor Unit-Air-Source) | D5CUHAH24AAK |  |  | EA*5X36M17A* | *80MS(N,L)0701712A* | 22200 | 16.5 | 8.1 | 20800 | 18600 | 89.42% | 1.85 | 0 | 11 |  |  |  |  | R-454B | 1.85 | Residential & Commercial | USHP | Ducted CEE Tier 1
212985008 | Central HP <5.4 tons | TEMPSTAR | HRCU-A-CB (Split System: Heat Pump with Remote Outdoor Unit-Air-Source) | DLCURAH30ABK |  |  | EA*4X43L21A* | *92MSN0802120A* | 30600 | 15.5 | 8.5 | 33400 | 28200 | 84.43% | 1.76 | 0 | 9 |  |  |  |  | R-410A | 2.55 | Residential & Commercial | USHP
216760231 | Central HP <5.4 tons | BOSCH | HRCU-A-CB (Split System: Heat Pump with Remote Outdoor Unit-Air-Source) | BOVA-36RTB-M20S | ADP |  | V,G36H175D14*+TXV+AEFE4B* | 0 | 23800 | 20 | 9.45 | 22400 | 17000 | 75.89% | 2 | 0 | 13 |  |  |  |  | R-454B | 1.9833 | Residential & Commercial | USHP | Ducted CEE Tier 1
216494144 | Central HP <5.4 tons | BRYANT HEATING AND COOLING SYSTEMS | HRCU-A-CB (Split System: Heat Pump with Remote Outdoor Unit-Air-Source) | 293VAN036**AA* | ADP |  | CE(P,V)3621G34*+TXV | 88*TB60090C21*** | 32800 | 20 | 9.5 | 33000 | 26000 | 78.79% | 2.04 | 0 | 11.5 |  |  |  |  | R-454B | 2.7333 | Residential & Commercial | USHP | Ducted CEE Tier 1
216732368 | Central HP <5.4 tons | BOSCH | HRCU-A-CB (Split System: Heat Pump with Remote Outdoor Unit-Air-Source) | BOVA-60RTB-M20S | ADP |  | PL60H210P16*+TXV+AEFE5* | 0 | 45500 | 18 | 9.1 | 45500 | 33200 | 72.97% | 1.94 | 0 | 11.7 |  |  |  |  | R-454B | 3.7917 | Residential & Commercial | USHP | Ducted CEE Tier 1
216788572 | Central HP <5.4 tons | BOSCH | HRCU-A-CB (Split System: Heat Pump with Remote Outdoor Unit-Air-Source) | BOVA-60RTB-M20S | ADP |  | V,R48H175P38*+TXV+AEFE4B* | 0 | 46000 | 18 | 9.35 | 46000 | 33200 | 72.17% | 1.98 | 0 | 11.7 |  |  |  |  | R-454B | 3.8333 | Residential & Commercial | USHP | Ducted CEE Tier 1
213821553 | Central HP <5.4 tons | TEMPSTAR | HRCU-A-CB (Split System: Heat Pump with Remote Outdoor Unit-Air-Source) | DLCURAH30ABK | ASPEN |  | D(A,C,E)36B34+TDR | *96VTN1002122B* | 29600 | 15.2 | 8.1 | 34200 | 24200 | 70.76% | 2.65 | 0 | 9 |  |  |  |  | R-410A | 2.4667 | Residential & Commercial | USHP
214573614 | Central HP <5.4 tons | DAY & NIGHT | HRCU-A-CB (Split System: Heat Pump with Remote Outdoor Unit-Air-Source) | CVH837GKA2* |  |  | EA*4X36L21A*+WALLCON | *80CTL0702120B* | 31400 | 17 | 8.1 | 33000 | 24200 | 73.33% | 1.86 | 0 | 11 |  |  |  |  | R-410A | 2.6167 | Residential & Commercial | USHP | Ducted CEE Tier 1
214573744 | Central HP <5.4 tons | DAY & NIGHT | HRCU-A-CB (Split System: Heat Pump with Remote Outdoor Unit-Air-Source) | CVH837GKA2* |  |  | EA*4X42L21A*+WALLCON | *95CSU0802120B* | 31800 | 17 | 8.5 | 33000 | 24400 | 73.94% | 1.9 | 0 | 11 |  |  |  |  | R-410A | 2.65 | Residential & Commercial | USHP | Ducted CEE Tier 1
214573814 | Central HP <5.4 tons | DAY & NIGHT | HRCU-A-CB (Split System: Heat Pump with Remote Outdoor Unit-Air-Source) | CVH837GKA2* |  |  | EA*4X42L24A*+WALLCON | *95CSU1002122B* | 31800 | 17.5 | 8.5 | 32800 | 24400 | 74.39% | 1.9 | 0 | 11 |  |  |  |  | R-410A | 2.65 | Residential & Commercial | USHP | Ducted CEE Tier 1
214573864 | Central HP <5.4 tons | DAY & NIGHT | HRCU-A-CB (Split System: Heat Pump with Remote Outdoor Unit-Air-Source) | CVH837GKA2* |  |  | EA*4X43L21A*+WALLCON | *95CSU0802120B* | 32800 | 17.5 | 8.5 | 32800 | 25200 | 76.83% | 2 | 0 | 11 |  |  |  |  | R-410A | 2.7333 | Residential & Commercial | USHP | Ducted CEE Tier 1
214573914 | Central HP <5.4 tons | DAY & NIGHT | HRCU-A-CB (Split System: Heat Pump with Remote Outdoor Unit-Air-Source) | CVH837GKA2* |  |  | EA*4X48L21A*+WALLCON | *80CTL0702120B* | 32200 | 17.5 | 8.5 | 32400 | 25000 | 77.16% | 1.98 | 0 | 11 |  |  |  |  | R-410A | 2.6833 | Residential & Commercial | USHP | Ducted CEE Tier 1
216687192 | Central HP <5.4 tons | FUJITSU | HRCU-A-CB (Split System: Heat Pump with Remote Outdoor Unit-Air-Source) | FOP1936MJAYCA |  |  | FCCA3621MYEA | FF96TV306017M4 | 34200 | 20 | 10 | 34200 | 29600 | 86.55% | 2 | 0 | 12 |  |  |  |  | R-454B | 2.85 | Residential & Commercial | USHP | Ducted CEE Tier 1
216687193 | Central HP <5.4 tons | FUJITSU | HRCU-A-CB (Split System: Heat Pump with Remote Outdoor Unit-Air-Source) | FOP1936MJAYCA |  |  | FCCA3621MYEA | FF96TV304017M4 | 34200 | 20 | 10 | 34200 | 29600 | 86.55% | 2 | 0 | 12 |  |  |  |  | R-454B | 2.85 | Residential & Commercial | USHP | Ducted CEE Tier 1
216760257 | Central HP <5.4 tons | BOSCH | HRCU-A-CB (Split System: Heat Pump with Remote Outdoor Unit-Air-Source) | BOVA-60RTB-M20S | ADP |  | H,RG48*60+TXV+AEFE5* | 0 | 46500 | 18 | 9.35 | 46000 | 33200 | 72.17% | 1.98 | 0 | 11.7 |  |  |  |  | R-454B | 3.875 | Residential & Commercial | USHP | Ducted CEE Tier 1
216687174 | Central HP <5.4 tons | FUJITSU | HRCU-A-CB (Split System: Heat Pump with Remote Outdoor Unit-Air-Source) | FOP1924MJAYCA |  |  | FCCA2421HYEA | FF96TV307017M4 | 22800 | 20 | 10 | 22800 | 18600 | 81.58% | 1.8 | 0 | 12 |  |  |  |  | R-454B | 1.9 | Residential & Commercial | USHP | Ducted CEE Tier 1
216687175 | Central HP <5.4 tons | FUJITSU | HRCU-A-CB (Split System: Heat Pump with Remote Outdoor Unit-Air-Source) | FOP1924MJAYCA |  |  | FCCA2421HYEA | FF98MV306017UP | 22800 | 21 | 10 | 22800 | 18500 | 81.14% | 1.8 | 0 | 13 |  |  |  |  | R-454B | 1.9 | Residential & Commercial | USHP | Ducted CEE Tier 1
216687177 | Central HP <5.4 tons | FUJITSU | HRCU-A-CB (Split System: Heat Pump with Remote Outdoor Unit-Air-Source) | FOP1924MJAYCA |  |  | FCCA2421HYEA | FF98MV307017UP | 22800 | 20 | 10 | 22800 | 18500 | 81.14% | 1.8 | 0 | 12 |  |  |  |  | R-454B | 1.9 | Residential & Commercial | USHP | Ducted CEE Tier 1
216762902 | Central HP <5.4 tons | BOSCH | HRCU-A-CB (Split System: Heat Pump with Remote Outdoor Unit-Air-Source) | BOVA-60RTB-M20S | ADP |  | HE2K*60+TXV+AEFE5* | 0 | 45500 | 18 | 9.15 | 46000 | 33200 | 72.17% | 1.94 | 0 | 11.7 |  |  |  |  | R-454B | 3.7917 | Residential & Commercial | USHP | Ducted CEE Tier 1
215667093 | Central HP <5.4 tons | AIRQUEST | HRCU-A-CB (Split System: Heat Pump with Remote Outdoor Unit-Air-Source) | H5H0V24*K*AAA* |  |  | EA*5X24M17A*+WALLCON | *97CMN0801714B* | 22800 | 16.5 | 9 | 24000 | 16900 | 70.42% | 1.94 | 0 | 10 |  |  |  |  | R-454B | 1.9 | Residential & Commercial | USHP | Ducted CEE Tier 1
212367399 | Central HP <5.4 tons | BOSCH | HRCU-A-CB (Split System: Heat Pump with Remote Outdoor Unit-Air-Source) | BOVA-36HDN1-M20G | ADP |  | HG34936 | BGH96M080B3B | 23800 | 18 | 9 | 22400 | 17000 | 75.89% | 1.9 | 0 | 12 |  |  |  |  | R-410A | 1.9833 | Residential & Commercial | USHP | Ducted CEE Tier 1
215667111 | Central HP <5.4 tons | AIRQUEST | HRCU-A-CB (Split System: Heat Pump with Remote Outdoor Unit-Air-Source) | H5H0V24*K*AAA* |  |  | EA*5X24M17A*+WALLCON | *96CTN0401410B* | 22400 | 15.5 | 8.5 | 24400 | 17200 | 70.49% | 1.82 | 0 | 9 |  |  |  |  | R-454B | 1.8667 | Residential & Commercial | USHP
215666982 | Central HP <5.4 tons | AIRQUEST | HRCU-A-CB (Split System: Heat Pump with Remote Outdoor Unit-Air-Source) | H5H0V24*K*AAA* |  |  | EA*5X24M17A*+WALLCON | *80CSU0601716A* | 22800 | 16.5 | 9 | 24000 | 16800 | 70% | 1.96 | 0 | 10 |  |  |  |  | R-454B | 1.9 | Residential & Commercial | USHP | Ducted CEE Tier 1
215675765 | Central HP <5.4 tons | HEIL | HRCU-A-CB (Split System: Heat Pump with Remote Outdoor Unit-Air-Source) | H5H0V48*K*AAA* |  |  | EVM5X60M21A*+WALLCON | *95CSU0802120B* | 48000 | 18.5 | 9 | 50000 | 36800 | 73.6% | 2 | 0 | 10 |  |  |  |  | R-454B | 4 | Residential & Commercial | USHP | Ducted CEE Tier 1
216768261 | Central HP <5.4 tons | GE Appliances | HRCU-A-CB (Split System: Heat Pump with Remote Outdoor Unit-Air-Source) | NS18H24HA5*** | ADP |  | FE*E34*25+TXV | 0 | 24000 | 18 | 9.95 | 22400 | 22600 | 100.9% | 1.8 | 0 | 11.7 |  |  |  |  | R-454B | 2 | Residential & Commercial | USHP | Ducted CEE Tier 1
216788565 | Central HP <5.4 tons | BOSCH | HRCU-A-CB (Split System: Heat Pump with Remote Outdoor Unit-Air-Source) | BOVA-60MTB-M19E | ADP |  | H,RG35*48+TXV+AEFE4B* | 0 | 46000 | 18 | 9.5 | 46000 | 48000 | 104.3% | 2.02 | 0 | 11 |  |  |  |  | R-454B | 3.8333 | Residential & Commercial | USHP | Ducted CEE Tier 1
214393938 | Central HP <5.4 tons | RUUD | HRCU-A-CB (Split System: Heat Pump with Remote Outdoor Unit-Air-Source) | RD17AZ36AJ3N | ASPEN |  | D(A,C,E)42B44+TDR | R951V1005A21M4S | 33000 | 17 | 8.1 | 34200 | 29600 | 86.55% | 1.9 | 0 | 10 |  |  |  |  | R-410A | 2.75 | Residential & Commercial | USHP | Ducted CEE Tier 1
213821545 | Central HP <5.4 tons | TEMPSTAR | HRCU-A-CB (Split System: Heat Pump with Remote Outdoor Unit-Air-Source) | DLCURAH30ABK | ASPEN |  | D(A,C,E)30C44+TDR | *96VTN1002120B* | 29600 | 15.2 | 8.5 | 34200 | 24200 | 70.76% | 2.69 | 0 | 9 |  |  |  |  | R-410A | 2.4667 | Residential & Commercial | USHP
214393947 | Central HP <5.4 tons | RUUD | HRCU-A-CB (Split System: Heat Pump with Remote Outdoor Unit-Air-Source) | RD17AZ36AJ3N | ASPEN |  | D(A,C,E)48C34+TDR | R951V1005A21M4S | 32800 | 17 | 8.1 | 34200 | 29600 | 86.55% | 1.9 | 0 | 10 |  |  |  |  | R-410A | 2.7333 | Residential & Commercial | USHP | Ducted CEE Tier 1
214394036 | Central HP <5.4 tons | RUUD | HRCU-A-CB (Split System: Heat Pump with Remote Outdoor Unit-Air-Source) | RD17AZ36AJ3N | ASPEN |  | D(A,C,E)48C34+TDR | R962V0603A17M4S | 32800 | 18 | 8.1 | 34200 | 29800 | 87.13% | 1.9 | 0 | 10 |  |  |  |  | R-410A | 2.7333 | Residential & Commercial | USHP | Ducted CEE Tier 1
214573394 | Central HP <5.4 tons | DAY & NIGHT | HRCU-A-CB (Split System: Heat Pump with Remote Outdoor Unit-Air-Source) | CVH837GKA** |  |  | EN(A,D,W)4X42L21**+WALLCON | *95CSU1002122B* | 31800 | 17 | 8.1 | 33000 | 24400 | 73.94% | 1.9 | 0 | 11.5 |  |  |  |  | R-410A | 2.65 | Residential & Commercial | USHP | Ducted CEE Tier 1
214573444 | Central HP <5.4 tons | DAY & NIGHT | HRCU-A-CB (Split System: Heat Pump with Remote Outdoor Unit-Air-Source) | CVH837GKA** |  |  | EN(A,D,W)4X48L21**+WALLCON | *95CSU0802120B* | 32400 | 17.5 | 8.1 | 32800 | 24800 | 75.61% | 1.96 | 0 | 11.5 |  |  |  |  | R-410A | 2.7 | Residential & Commercial | USHP | Ducted CEE Tier 1
213253153 | Central HP <5.4 tons | BOSCH | HRCU-A-CB (Split System: Heat Pump with Remote Outdoor Unit-Air-Source) | BOVA-60HDN1-M20G | ADP |  | HG35948+AEFE5* | 0 | 44500 | 18 | 9 | 45500 | 33200 | 72.97% | 1.92 | 0 | 11 |  |  |  |  | R-410A | 3.7083 | Residential & Commercial | USHP | Ducted CEE Tier 1
213612285 | Central HP <5.4 tons | BOSCH | HRCU-A-CB (Split System: Heat Pump with Remote Outdoor Unit-Air-Source) | BOVB-60HDN1-M20G | ADP |  | H,TG84960+AEFE5* | 0 | 47000 | 18 | 9.5 | 46000 | 33200 | 72.17% | 2 | 0 | 12 |  |  |  |  | R-410A | 3.9167 | Residential & Commercial | USHP | Ducted CEE Tier 1
215039674 | Central HP <5.4 tons | LENNOX | HRCU-A-CB (Split System: Heat Pump with Remote Outdoor Unit-Air-Source) | ML17XP1-048-230A** | ASPEN |  | CH60B34+TDR | ML193UH090XE48C* | 44500 | 15.3 | 8.1 | 44500 | 32000 | 71.91% | 2.77 | 0 | 12.4 |  |  |  |  | R-410A | 3.7083 | Residential & Commercial | USHP | Ducted CEE Tier 1
213821550 | Central HP <5.4 tons | TEMPSTAR | HRCU-A-CB (Split System: Heat Pump with Remote Outdoor Unit-Air-Source) | DLCURAH30ABK | ASPEN |  | D(A,C,E)30B34+TDR | *96VTN1002122B* | 29600 | 15.2 | 8.1 | 34200 | 24200 | 70.76% | 2.65 | 0 | 9 |  |  |  |  | R-410A | 2.4667 | Residential & Commercial | USHP
216788567 | Central HP <5.4 tons | BOSCH | HRCU-A-CB (Split System: Heat Pump with Remote Outdoor Unit-Air-Source) | BOVA-60MTB-M19E | ADP |  | V,R60H210P19*+TXV+AEFE5* | 0 | 53000 | 19 | 9.5 | 53000 | 53000 | 100% | 2 | 0 | 11.7 |  |  |  |  | R-454B | 4.4167 | Residential & Commercial | USHP | Ducted CEE Tier 1
213821044 | Central HP <5.4 tons | TEMPSTAR | HRCU-A-CB (Split System: Heat Pump with Remote Outdoor Unit-Air-Source) | DLCURAH24AAK | ASPEN |  | D(A,C,E)36B34+TDR | *80MS(N,L)0901714A* | 23800 | 16.5 | 8.1 | 24800 | 22400 | 90.32% | 2.91 | 0 | 9.5 |  |  |  |  | R-410A | 1.9833 | Residential & Commercial | USHP
213821047 | Central HP <5.4 tons | TEMPSTAR | HRCU-A-CB (Split System: Heat Pump with Remote Outdoor Unit-Air-Source) | DLCURAH24AAK | ASPEN |  | D(A,C,E)30B34+TDR | *80MS(N,L)0902116A* | 23200 | 16.5 | 8.1 | 24600 | 22000 | 89.43% | 2.86 | 0 | 9.5 |  |  |  |  | R-410A | 1.9333 | Residential & Commercial | USHP
213821079 | Central HP <5.4 tons | TEMPSTAR | HRCU-A-CB (Split System: Heat Pump with Remote Outdoor Unit-Air-Source) | DLCURAH24AAK | ASPEN |  | D(A,C,E)36B34+TDR | *80VTL1102122B* | 23800 | 16 | 8.5 | 25200 | 22400 | 88.89% | 2.92 | 0 | 9.5 |  |  |  |  | R-410A | 1.9833 | Residential & Commercial | USHP
213821145 | Central HP <5.4 tons | TEMPSTAR | HRCU-A-CB (Split System: Heat Pump with Remote Outdoor Unit-Air-Source) | DLCURAH24AAK | ASPEN |  | D(A,C,E)36C34+TDR | *96VTN0401410B* | 23000 | 15.5 | 8.1 | 24400 | 22200 | 90.98% | 2.86 | 0 | 9.4 |  |  |  |  | R-410A | 1.9167 | Residential & Commercial | USHP
216765900 | Central HP <5.4 tons | TRANE | HRCU-A-CB (Split System: Heat Pump with Remote Outdoor Unit-Air-Source) | 5TWR7024A1 |  |  | 5PX*BD06AS3 | S9X2B080D4PSB | 23600 | 17 | 8.5 | 22200 | 17300 | 77.93% | 1.96 | 0 | 12.5 |  |  |  |  | R-454B | 1.9667 | Residential & Commercial | USHP | Ducted CEE Tier 1
215667562 | Central HP <5.4 tons | AIRQUEST | HRCU-A-CB (Split System: Heat Pump with Remote Outdoor Unit-Air-Source) | H5H0V24*K*AAA* |  |  | EA*5X36M17A*+WALLCON | *80CSU0401712A* | 23200 | 17 | 9 | 23600 | 16600 | 70.34% | 1.98 | 0 | 10 |  |  |  |  | R-454B | 1.9333 | Residential & Commercial | USHP | Ducted CEE Tier 1
214393241 | Central HP <5.4 tons | RUUD | HRCU-A-CB (Split System: Heat Pump with Remote Outdoor Unit-Air-Source) | RD17AZ36AJ3N | ASPEN |  | D(A,C,E)36D44+TDR | R802V0754A17DZ | 33200 | 18 | 8.1 | 34200 | 29600 | 86.55% | 1.9 | 0 | 10 |  |  |  |  | R-410A | 2.7667 | Residential & Commercial | USHP | Ducted CEE Tier 1
214393245 | Central HP <5.4 tons | RUUD | HRCU-A-CB (Split System: Heat Pump with Remote Outdoor Unit-Air-Source) | RD17AZ36AJ3N | ASPEN |  | D(A,C,E)42B44+TDR | R802V0754A17DZ | 33000 | 18 | 8.1 | 34200 | 29600 | 86.55% | 1.9 | 0 | 10 |  |  |  |  | R-410A | 2.75 | Residential & Commercial | USHP | Ducted CEE Tier 1
215667901 | Central HP <5.4 tons | AIRQUEST | HRCU-A-CB (Split System: Heat Pump with Remote Outdoor Unit-Air-Source) | H5H0V24*K*AAA* |  |  | EA*5X37M21A*+WALLCON | *97CMN0801714B* | 24000 | 17.5 | 9 | 23400 | 16400 | 70.09% | 2 | 0 | 10.5 |  |  |  |  | R-454B | 2 | Residential & Commercial | USHP | Ducted CEE Tier 1
214393250 | Central HP <5.4 tons | RUUD | HRCU-A-CB (Split System: Heat Pump with Remote Outdoor Unit-Air-Source) | RD17AZ36AJ3N | ASPEN |  | D(A,C,E)42D34+TDR | R802V0754A17DZ | 32800 | 18 | 8.1 | 34200 | 29600 | 86.55% | 1.9 | 0 | 10 |  |  |  |  | R-410A | 2.7333 | Residential & Commercial | USHP | Ducted CEE Tier 1
214393618 | Central HP <5.4 tons | RUUD | HRCU-A-CB (Split System: Heat Pump with Remote Outdoor Unit-Air-Source) | RD17AZ36AJ3N | ASPEN |  | D(A,C,E)48C34+TDR | R921V0603A17M4S | 32800 | 18 | 8.1 | 34200 | 29800 | 87.13% | 1.9 | 0 | 10 |  |  |  |  | R-410A | 2.7333 | Residential & Commercial | USHP | Ducted CEE Tier 1
214393620 | Central HP <5.4 tons | RUUD | HRCU-A-CB (Split System: Heat Pump with Remote Outdoor Unit-Air-Source) | RD17AZ36AJ3N | ASPEN |  | D(A,C,E)48D24+TDR | R921V0603A17M4S | 30800 | 17.6 | 8.1 | 34200 | 29800 | 87.13% | 1.9 | 0 | 9.6 |  |  |  |  | R-410A | 2.5667 | Residential & Commercial | USHP
216687186 | Central HP <5.4 tons | FUJITSU | HRCU-A-CB (Split System: Heat Pump with Remote Outdoor Unit-Air-Source) | FOP1924MJAYCA |  |  | FCCA2421HYEA | FF80TV405017UH | 22800 | 20 | 10 | 22800 | 18500 | 81.14% | 1.8 | 0 | 12 |  |  |  |  | R-454B | 1.9 | Residential & Commercial | USHP | Ducted CEE Tier 1
214588344 | Central HP <5.4 tons | BRYANT HEATING AND COOLING SYSTEMS | HRCU-A-CB (Split System: Heat Pump with Remote Outdoor Unit-Air-Source) | 38MURAQ36AB3* | ADP |  | C36A***L159 | 926TC60100V21*** | 35400 | 16 | 8.1 | 36800 | 34600 | 94.02% | 1.88 | 0 | 10 |  |  |  |  | R-410A | 2.95 | Residential & Commercial | USHP | Ducted CEE Tier 1
213088735 | Central HP <5.4 tons | BOSCH | HRCU-A-CB (Split System: Heat Pump with Remote Outdoor Unit-Air-Source) | BOVA-60HDN1-M20G | ADP |  | H,RG86960+AEFE5* | 0 | 51500 | 17 | 9.45 | 53000 | 38000 | 71.7% | 2.02 | 0 | 11.7 |  |  |  |  | R-410A | 4.2917 | Residential & Commercial | USHP | Ducted CEE Tier 1
210693378 | Central HP <5.4 tons | Liberty Heating & Air Conditioning | HRCU-A-CB (Split System: Heat Pump with Remote Outdoor Unit-Air-Source) | ASZV903610A* |  |  | CHPF3743C6B*+TXV | G*VM971005CNB* | 33400 | 18 | 8.2 | 34000 | 24400 | 71.76% | 1.8 | 0 | 11 |  |  |  |  | R-410A | 2.7833 | Residential & Commercial | USHP | Ducted CEE Tier 1
216734984 | Central HP <5.4 tons | DAY & NIGHT | HRCU-A-CB (Split System: Heat Pump with Remote Outdoor Unit-Air-Source) | D5CUHAH24AAK |  |  | EA*5X37M17A* | *80VSL0701716B* | 23200 | 16.5 | 8.5 | 21000 | 18600 | 88.57% | 1.96 | 0 | 11 |  |  |  |  | R-454B | 1.9333 | Residential & Commercial | USHP | Ducted CEE Tier 1
216457592 | Central HP <5.4 tons | BOSCH | HRCU-A-CB (Split System: Heat Pump with Remote Outdoor Unit-Air-Source) | BOVD-36HDN1-M20G | ADP |  | H,RG80936+AEFE4B* | 0 | 34200 | 19 | 9.5 | 32600 | 23600 | 72.39% | 1.9 | 0 | 12 |  |  |  |  | R-410A | 2.85 | Residential & Commercial | USHP | Ducted CEE Tier 1
216687170 | Central HP <5.4 tons | FUJITSU | HRCU-A-CB (Split System: Heat Pump with Remote Outdoor Unit-Air-Source) | FOP1924MJAYCA |  |  | FCCA2421HYEA | FF96TV306017M4 | 22800 | 21 | 10 | 22800 | 18600 | 81.58% | 1.8 | 0 | 13 |  |  |  |  | R-454B | 1.9 | Residential & Commercial | USHP | Ducted CEE Tier 1
214609067 | Central HP <5.4 tons | JOHNSON CONTROLS | HRCU-A-CB (Split System: Heat Pump with Remote Outdoor Unit-Air-Source) | HH824E2S11 |  |  | CTM30B5ACS1 | Z9ES060B12SMPS1 | 23000 | 17 | 9.5 | 23000 | 19200 | 83.48% | 2 | 0 | 11.7 |  |  |  |  | R-454B | 1.9167 | Residential & Commercial | USHP | Ducted CEE Tier 1
214609160 | Central HP <5.4 tons | JOHNSON CONTROLS | HRCU-A-CB (Split System: Heat Pump with Remote Outdoor Unit-Air-Source) | HH824E2S11 |  |  | CTF30A5ADS1 | Z9ES060A10SMPS1 | 23000 | 19 | 9 | 23000 | 18500 | 80.43% | 2 | 0 | 12 |  |  |  |  | R-454B | 1.9167 | Residential & Commercial | USHP | Ducted CEE Tier 1
214396819 | Central HP <5.4 tons | JOHNSON CONTROLS | HRCU-A-CB (Split System: Heat Pump with Remote Outdoor Unit-Air-Source) | HH836E2S11 |  |  | CTF36C5CDS1 | TL8E080C16UH11 | 34200 | 18 | 8.5 | 32200 | 26400 | 81.99% | 2 | 0 | 11 |  |  |  |  | R-454B | 2.85 | Residential & Commercial | USHP | Ducted CEE Tier 1
213821228 | Central HP <5.4 tons | TEMPSTAR | HRCU-A-CB (Split System: Heat Pump with Remote Outdoor Unit-Air-Source) | DLCURAH24ABK | ASPEN |  | D(A,C,E)30C44+TDR | *80VTL0701716B* | 22800 | 17.5 | 8.5 | 25200 | 20000 | 79.37% | 3 | 0 | 9.8 |  |  |  |  | R-410A | 1.9 | Residential & Commercial | USHP
216687220 | Central HP <5.4 tons | FUJITSU | HRCU-A-CB (Split System: Heat Pump with Remote Outdoor Unit-Air-Source) | FOP1960MJAYCA |  |  | FCCA6021SYEA | FF80TV510021DZ | 54000 | 17 | 10 | 54000 | 48000 | 88.89% | 2 | 0 | 10 |  |  |  |  | R-454B | 4.5 | Residential & Commercial | USHP | Ducted CEE Tier 1
215037861 | Central HP <5.4 tons | LENNOX | HRCU-A-CB (Split System: Heat Pump with Remote Outdoor Unit-Air-Source) | EL17XP1-048-230A** | ASPEN |  | CH60B34+TDR | ML196UH110XE60C* | 45000 | 15.5 | 8.1 | 44500 | 31600 | 71.01% | 2.75 | 0 | 12.4 |  |  |  |  | R-410A | 3.75 | Residential & Commercial | USHP | Ducted CEE Tier 1
210598032 | Central HP <5.4 tons | HEIL | HRCU-A-CB (Split System: Heat Pump with Remote Outdoor Unit-Air-Source) | HVH825GKA2* |  |  | EA*4X48L21A*+WALLCON | *96CTN0601714A* | 24000 | 16.5 | 8.1 | 21000 | 16600 | 79.05% | 2 | 0 | 11 |  |  |  |  | R-410A | 2 | Residential & Commercial | USHP | Ducted CEE Tier 1
213362474 | Central HP <5.4 tons | BOSCH | HRCU-A-CB (Split System: Heat Pump with Remote Outdoor Unit-Air-Source) | BOVB-36HDN1-M20G | ADP |  | HG9J936 | BGH96M080B3B | 23800 | 18 | 9 | 22400 | 17000 | 75.89% | 1.9 | 0 | 12 |  |  |  |  | R-410A | 1.9833 | Residential & Commercial | USHP | Ducted CEE Tier 1
215942661 | Central HP <5.4 tons | BRYANT HEATING AND COOLING SYSTEMS | HRCU-A-CB (Split System: Heat Pump with Remote Outdoor Unit-Air-Source) | 293VAN036**AA* |  |  | CVAVA6124XMA*+UI | 987TA60080C21*** | 36000 | 22 | 8.5 | 37400 | 28200 | 75.4% | 2.04 | 0 | 12.5 |  |  |  |  | R-454B | 3 | Residential & Commercial | USHP | Ducted CEE Tier 1
216093474 | Central HP <5.4 tons | BOSCH | HRCU-A-CB (Split System: Heat Pump with Remote Outdoor Unit-Air-Source) | BOVA-36RTB-M20S | ADP |  | FE*TT1*37+TXV | 0 | 34200 | 19 | 9.5 | 32600 | 24000 | 73.62% | 2 | 0 | 12 |  |  |  |  | R-454B | 2.85 | Residential & Commercial | USHP | Ducted CEE Tier 1
214396910 | Central HP <5.4 tons | JOHNSON CONTROLS | HRCU-A-CB (Split System: Heat Pump with Remote Outdoor Unit-Air-Source) | HH836E2S11 |  |  | CTF36B5CDS1 | TM9Y060B12MP11 | 33200 | 18 | 8.5 | 31200 | 25600 | 82.05% | 2 | 0 | 11 |  |  |  |  | R-454B | 2.7667 | Residential & Commercial | USHP | Ducted CEE Tier 1
216687197 | Central HP <5.4 tons | FUJITSU | HRCU-A-CB (Split System: Heat Pump with Remote Outdoor Unit-Air-Source) | FOP1936MJAYCA |  |  | FCCA3621MYEA | FF97MV306017DH | 34200 | 21 | 10 | 34200 | 29600 | 86.55% | 2 | 0 | 12 |  |  |  |  | R-454B | 2.85 | Residential & Commercial | USHP | Ducted CEE Tier 1
215864473 | Central HP <5.4 tons | TRANE | HRCU-A-CB (Split System: Heat Pump with Remote Outdoor Unit-Air-Source) | 5TWV8X36A1 |  |  | 5PX*B004AS3 | *UHMB060CCV3+LRP | 31600 | 18.1 | 8.5 | 33000 | 25800 | 78.18% | 2 | 0 | 10 |  |  |  |  | R-454B | 2.6333 | Residential & Commercial | USHP | Ducted CEE Tier 1
215864477 | Central HP <5.4 tons | TRANE | HRCU-A-CB (Split System: Heat Pump with Remote Outdoor Unit-Air-Source) | 5TWV8X36A1 |  |  | 5PX*B004AS3 | S9V2B080U4VSB+LRP | 31600 | 18.1 | 8.5 | 32800 | 25600 | 78.05% | 2 | 0 | 10 |  |  |  |  | R-454B | 2.6333 | Residential & Commercial | USHP | Ducted CEE Tier 1
215864493 | Central HP <5.4 tons | TRANE | HRCU-A-CB (Split System: Heat Pump with Remote Outdoor Unit-Air-Source) | 5TWV8X36A1 |  |  | 5PX*B004AS3 | S8V2B060M4PDB | 31600 | 18.1 | 8.5 | 32800 | 25400 | 77.44% | 2 | 0 | 10 |  |  |  |  | R-454B | 2.6333 | Residential & Commercial | USHP | Ducted CEE Tier 1
215654033 | Central HP <5.4 tons | YORK | HRCU-A-CB (Split System: Heat Pump with Remote Outdoor Unit-Air-Source) | HH836E2S11 | ASPEN |  | CH36B3J+TDR | Y81E120C16SMPS1 | 31200 | 17.5 | 8.1 | 31000 | 25200 | 81.29% | 2 | 0 | 11.2 |  |  |  |  | R-454B | 2.6 | Residential & Commercial | USHP | Ducted CEE Tier 1
213785752 | Central HP <5.4 tons | CARRIER | HRCU-A-CB (Split System: Heat Pump with Remote Outdoor Unit-Air-Source) | 25VNA436A*031* |  |  | CSPH*6012AL*+UI | 59MN7C120C24**22 | 33800 | 19 | 8.5 | 36000 | 25400 | 70.56% | 2.02 | 0 | 12 |  |  |  |  | R-410A | 2.8167 | Residential & Commercial | USHP | Ducted CEE Tier 1
212367398 | Central HP <5.4 tons | BOSCH | HRCU-A-CB (Split System: Heat Pump with Remote Outdoor Unit-Air-Source) | BOVA-36HDN1-M20G | ADP |  | HG82936 | BGH96M060B3B | 24000 | 18 | 9 | 22400 | 17000 | 75.89% | 1.9 | 0 | 12 |  |  |  |  | R-410A | 2 | Residential & Commercial | USHP | Ducted CEE Tier 1
212367484 | Central HP <5.4 tons | BOSCH | HRCU-A-CB (Split System: Heat Pump with Remote Outdoor Unit-Air-Source) | BOVA-36HDN1-M20G | ADP |  | H,RG34936 | BGH96M080B3B | 23800 | 18 | 9 | 22400 | 17000 | 75.89% | 1.9 | 0 | 12 |  |  |  |  | R-410A | 1.9833 | Residential & Commercial | USHP | Ducted CEE Tier 1
216788573 | Central HP <5.4 tons | BOSCH | HRCU-A-CB (Split System: Heat Pump with Remote Outdoor Unit-Air-Source) | BOVA-60RTB-M20S | ADP |  | V,R60H210P19*+TXV+AEFE5* | 0 | 52000 | 18 | 9.4 | 53000 | 38000 | 71.7% | 2 | 0 | 11.7 |  |  |  |  | R-454B | 4.3333 | Residential & Commercial | USHP | Ducted CEE Tier 1
216788575 | Central HP <5.4 tons | BOSCH | HRCU-A-CB (Split System: Heat Pump with Remote Outdoor Unit-Air-Source) | BOVA-60RTB-M20S | ADP |  | H,RG84*48+TXV+AEFE4B* | 0 | 47000 | 18 | 9.5 | 46000 | 33200 | 72.17% | 2 | 0 | 12 |  |  |  |  | R-454B | 3.9167 | Residential & Commercial | USHP | Ducted CEE Tier 1
216624579 | Central HP <5.4 tons | LENNOX | HRCU-A-CB (Split System: Heat Pump with Remote Outdoor Unit-Air-Source) | EL18KSLV-024-230** | ADP |  | L*19/36U*+TXV+LEFE4B* | 0 | 23600 | 15.2 | 8.5 | 22400 | 19600 | 87.5% | 1.75 | 0 | 11.7 |  |  |  |  | R-454B | 1.9667 | Residential & Commercial | USHP | Ducted CEE Tier 1
216624580 | Central HP <5.4 tons | LENNOX | HRCU-A-CB (Split System: Heat Pump with Remote Outdoor Unit-Air-Source) | EL18KSLV-024-230** | ADP |  | LP25/36R*+TXV+LEFE4B* | 0 | 23600 | 15.2 | 8.5 | 22400 | 19600 | 87.5% | 1.75 | 0 | 11.7 |  |  |  |  | R-454B | 1.9667 | Residential & Commercial | USHP | Ducted CEE Tier 1
216624596 | Central HP <5.4 tons | LENNOX | HRCU-A-CB (Split System: Heat Pump with Remote Outdoor Unit-Air-Source) | EL18KSLV-060-230** | ADP |  | L*42/60Z*+TXV+LEFE5* | 0 | 47500 | 15.2 | 8.5 | 46000 | 38500 | 83.7% | 1.75 | 0 | 10 |  |  |  |  | R-454B | 3.9583 | Residential & Commercial | USHP | Ducted CEE Tier 1
216056756 | Central HP <5.4 tons | YORK | HRCU-A-CB (Split System: Heat Pump with Remote Outdoor Unit-Air-Source) | HH860E2S11 | ASPEN |  | C(A,C,D,E)48A3K+TDR | TP9C100C16MP13 | 39500 | 16.5 | 8.1 | 43500 | 33200 | 76.32% | 2 | 0 | 11.2 |  |  |  |  | R-454B | 3.2917 | Residential & Commercial | USHP | Ducted CEE Tier 1
215864523 | Central HP <5.4 tons | TRANE | HRCU-A-CB (Split System: Heat Pump with Remote Outdoor Unit-Air-Source) | 5TWV8X36A1 |  |  | 5PX*C005AS3 | *UHMC100CCV4+LRP | 31800 | 18.1 | 8.5 | 32400 | 25200 | 77.78% | 2.1 | 0 | 10 |  |  |  |  | R-454B | 2.65 | Residential & Commercial | USHP | Ducted CEE Tier 1
215864527 | Central HP <5.4 tons | TRANE | HRCU-A-CB (Split System: Heat Pump with Remote Outdoor Unit-Air-Source) | 5TWV8X36A1 |  |  | 5PX*C005AS3 | S8V2C080M5PDB | 31800 | 18.1 | 8.5 | 32600 | 25400 | 77.91% | 2.1 | 0 | 10 |  |  |  |  | R-454B | 2.65 | Residential & Commercial | USHP | Ducted CEE Tier 1
215864575 | Central HP <5.4 tons | TRANE | HRCU-A-CB (Split System: Heat Pump with Remote Outdoor Unit-Air-Source) | 5TWV8X36A1 |  |  | 5TXCB004AS3 | S8V2B080M4PDB | 31800 | 18.1 | 8.5 | 33000 | 25600 | 77.58% | 2 | 0 | 10 |  |  |  |  | R-454B | 2.65 | Residential & Commercial | USHP | Ducted CEE Tier 1
214242845 | Central HP <5.4 tons | CARRIER | HRCU-A-CB (Split System: Heat Pump with Remote Outdoor Unit-Air-Source) | 25VNA825A*031* |  |  | CNPV*3621AL*+UI | 59TN6C100C21**22 | 23600 | 16.5 | 8.1 | 21400 | 16700 | 78.04% | 1.92 | 0 | 11 |  |  |  |  | R-410A | 1.9667 | Residential & Commercial | USHP | Ducted CEE Tier 1
216794421 | Central HP <5.4 tons | TRANE | HRCU-A-CB (Split System: Heat Pump with Remote Outdoor Unit-Air-Source) | 5TWV0X36A1 | ASPEN |  | D(A,C,E)48C3J+TDR | S9V2B080D4VSB+LRP | 30200 | 17.5 | 9 | 31800 | 30000 | 94.34% | 2.77 | 0 | 11 |  |  |  |  | R-454B | 2.5167 | Residential & Commercial | USHP | Ducted CEE Tier 1
214393709 | Central HP <5.4 tons | RUUD | HRCU-A-CB (Split System: Heat Pump with Remote Outdoor Unit-Air-Source) | RD17AZ36AJ3N | ASPEN |  | D(A,C,E)36C44+TDR | R921V1005A21M4S | 33000 | 17 | 8.1 | 34200 | 29600 | 86.55% | 1.9 | 0 | 10 |  |  |  |  | R-410A | 2.75 | Residential & Commercial | USHP | Ducted CEE Tier 1
216487892 | Central HP <5.4 tons | BRYANT HEATING AND COOLING SYSTEMS | HRCU-A-CB (Split System: Heat Pump with Remote Outdoor Unit-Air-Source) | 290VAN060**AA* | ADP |  | CE(P,V)6021G48*+TXV | 986TD66100C21*** | 55000 | 18 | 8.5 | 57500 | 41000 | 71.3% | 1.9 | 0 | 9 |  |  |  |  | R-454B | 4.5833 | Residential & Commercial | USHP
214393718 | Central HP <5.4 tons | RUUD | HRCU-A-CB (Split System: Heat Pump with Remote Outdoor Unit-Air-Source) | RD17AZ36AJ3N | ASPEN |  | D(A,C,E)42D44+TDR | R921V1005A21M4S | 33400 | 17 | 8.1 | 34200 | 29600 | 86.55% | 1.9 | 0 | 10 |  |  |  |  | R-410A | 2.7833 | Residential & Commercial | USHP | Ducted CEE Tier 1
214394070 | Central HP <5.4 tons | RUUD | HRCU-A-CB (Split System: Heat Pump with Remote Outdoor Unit-Air-Source) | RD17AZ36AJ3N | ASPEN |  | D(A,C,E)48D44+TDR | R962V0703A17M4S | 33800 | 18 | 8.1 | 34200 | 29600 | 86.55% | 1.9 | 0 | 10 |  |  |  |  | R-410A | 2.8167 | Residential & Commercial | USHP | Ducted CEE Tier 1
216764223 | Central HP <5.4 tons | TRANE | HRCU-A-C (Split System: Heat Pump with Remote Outdoor Unit with No Indoor Fan --Air Source) | 5TWX7036A1 |  |  | 5PX*B004AS3 | 0 | 32200 | 15.5 | 8.5 | 33000 | 24600 | 74.55% | 2 | 0 | 11 |  |  |  |  | R-454B | 2.6833 | Residential & Commercial | USHP | Ducted CEE Tier 1
213147043 | Central HP <5.4 tons | CARRIER | HRCU-A-CB (Split System: Heat Pump with Remote Outdoor Unit-Air-Source) | 38MURAQ36AB3* | ADP |  | C36A***L159+AEFE4B* | 0 | 37000 | 16 | 8.1 | 36800 | 34400 | 93.48% | 2 | 0 | 10 |  |  |  |  | R-410A | 3.0833 | Residential & Commercial | USHP | Ducted CEE Tier 1
215864675 | Central HP <5.4 tons | TRANE | HRCU-A-CB (Split System: Heat Pump with Remote Outdoor Unit-Air-Source) | 5TWV8X48A1 |  |  | 5TXCB006AS3 | S8V2B060M4PDB | 45000 | 18.1 | 8.5 | 46000 | 35400 | 76.96% | 2.1 | 0 | 10 |  |  |  |  | R-454B | 3.75 | Residential & Commercial | USHP | Ducted CEE Tier 1
216951980 | Central HP <5.4 tons | TRANE | HRCU-A-CB (Split System: Heat Pump with Remote Outdoor Unit-Air-Source) | 5TWX5036A1 | ASPEN |  | DH36T4J | S8X2A040M3PTC | 30600 | 16 | 8.1 | 27800 | 20200 | 72.66% | 2.82 | 0 | 12 |  |  |  |  | R-454B | 2.55 | Residential & Commercial | USHP | Ducted CEE Tier 1
215667542 | Central HP <5.4 tons | AIRQUEST | HRCU-A-CB (Split System: Heat Pump with Remote Outdoor Unit-Air-Source) | H5H0V24*K*AAA* |  |  | EA*5X30M17A*+WALLCON | *96CTN0801714B* | 23000 | 17 | 9 | 23800 | 16700 | 70.17% | 1.98 | 0 | 10 |  |  |  |  | R-454B | 1.9167 | Residential & Commercial | USHP | Ducted CEE Tier 1
211173337 | Central HP <5.4 tons | COMFORT-AIRE | HRCU-A-CB (Split System: Heat Pump with Remote Outdoor Unit-Air-Source) | HRG1536S1R-**A | ASPEN |  | C(A,C,D,E)48D34+TDR | GDD96C110C5M | 35400 | 16.4 | 8.2 | 32000 | 22400 | 70% | 2.8 | 0 | 13 |  |  |  |  | R-410A | 2.95 | Residential & Commercial | USHP | Ducted CEE Tier 1
215828421 | Central HP <5.4 tons | BOSCH | HRCU-A-CB (Split System: Heat Pump with Remote Outdoor Unit-Air-Source) | BOVA-60RTB-M20S | ADP |  | FE*TT9*60+TXV | 0 | 50500 | 17.5 | 9.25 | 53000 | 38000 | 71.7% | 1.96 | 0 | 11.4 |  |  |  |  | R-454B | 4.2083 | Residential & Commercial | USHP | Ducted CEE Tier 1
215667131 | Central HP <5.4 tons | AIRQUEST | HRCU-A-CB (Split System: Heat Pump with Remote Outdoor Unit-Air-Source) | H5H0V24*K*AAA* |  |  | EA*5X24M17A*+WALLCON | *96CTN0601714B* | 22800 | 16.5 | 9 | 24000 | 16900 | 70.42% | 1.94 | 0 | 10 |  |  |  |  | R-454B | 1.9 | Residential & Commercial | USHP | Ducted CEE Tier 1
216735857 | Central HP <5.4 tons | TEMPSTAR | HRCU-A-CB (Split System: Heat Pump with Remote Outdoor Unit-Air-Source) | D5CUHAH24AAK |  |  | EA*5X37M21A* | *96MSN1002122A* | 23400 | 16 | 8.5 | 20800 | 18600 | 89.42% | 1.98 | 0 | 11 |  |  |  |  | R-454B | 1.95 | Residential & Commercial | USHP | Ducted CEE Tier 1
216735942 | Central HP <5.4 tons | TEMPSTAR | HRCU-A-CB (Split System: Heat Pump with Remote Outdoor Unit-Air-Source) | D5CUHAH24AAK |  |  | EA*5X37M21A* | *95MSU1002120A* | 23200 | 16.5 | 8.5 | 20600 | 18400 | 89.32% | 1.96 | 0 | 11 |  |  |  |  | R-454B | 1.9333 | Residential & Commercial | USHP | Ducted CEE Tier 1
216736094 | Central HP <5.4 tons | TEMPSTAR | HRCU-A-CB (Split System: Heat Pump with Remote Outdoor Unit-Air-Source) | D5CUHAH24AAK |  |  | EA*5X37M21A* | *97VTN1002122A* | 23200 | 16 | 8.5 | 20800 | 18500 | 88.94% | 1.96 | 0 | 11 |  |  |  |  | R-454B | 1.9333 | Residential & Commercial | USHP | Ducted CEE Tier 1
216736158 | Central HP <5.4 tons | TEMPSTAR | HRCU-A-CB (Split System: Heat Pump with Remote Outdoor Unit-Air-Source) | D5CUHAH24AAK |  |  | ESH5X24M12A* | *80MS(N,L)0701412A* | 22400 | 15.2 | 8.1 | 21200 | 19000 | 89.62% | 1.85 | 0 | 10.5 |  |  |  |  | R-454B | 1.8667 | Residential & Commercial | USHP | Ducted CEE Tier 1
215667632 | Central HP <5.4 tons | AIRQUEST | HRCU-A-CB (Split System: Heat Pump with Remote Outdoor Unit-Air-Source) | H5H0V24*K*AAA* |  |  | EA*5X36M17A*+WALLCON | *80CTL0701716B* | 23200 | 17 | 9 | 23600 | 16600 | 70.34% | 1.98 | 0 | 10 |  |  |  |  | R-454B | 1.9333 | Residential & Commercial | USHP | Ducted CEE Tier 1
214392058 | Central HP <5.4 tons | RUUD | HRCU-A-CB (Split System: Heat Pump with Remote Outdoor Unit-Air-Source) | RP15AZ48AJ2N | ASPEN |  | CP61B34+TDR | U97MV1005A21DHS | 44000 | 15.5 | 8.2 | 45000 | 34200 | 76% | 3.06 | 0 | 10 |  |  |  |  | R-410A | 3.6667 | Residential & Commercial | USHP | Ducted CEE Tier 1
216762916 | Central HP <5.4 tons | BOSCH | HRCU-A-CB (Split System: Heat Pump with Remote Outdoor Unit-Air-Source) | BOVA-60RTB-M20S | ADP |  | HG48*48+TXV+AEFE4B* | 0 | 46000 | 18 | 9.35 | 46000 | 33200 | 72.17% | 1.98 | 0 | 11.7 |  |  |  |  | R-454B | 3.8333 | Residential & Commercial | USHP | Ducted CEE Tier 1
213821539 | Central HP <5.4 tons | TEMPSTAR | HRCU-A-CB (Split System: Heat Pump with Remote Outdoor Unit-Air-Source) | DLCURAH30ABK | ASPEN |  | D(A,C,E)30C44+TDR | *96VTN0802120B* | 29000 | 15.2 | 8.1 | 33400 | 23800 | 71.26% | 2.8 | 0 | 8.9 |  |  |  |  | R-410A | 2.4167 | Residential & Commercial | USHP
213821638 | Central HP <5.4 tons | TEMPSTAR | HRCU-A-CB (Split System: Heat Pump with Remote Outdoor Unit-Air-Source) | DLCURAH36ABK | ASPEN |  | D(A,C,E)36C34+TDR | *96MSN0801716A* | 34800 | 16 | 8.1 | 38500 | 31800 | 82.6% | 2.68 | 0 | 10 |  |  |  |  | R-410A | 2.9 | Residential & Commercial | USHP | Ducted CEE Tier 1
216687180 | Central HP <5.4 tons | FUJITSU | HRCU-A-CB (Split System: Heat Pump with Remote Outdoor Unit-Air-Source) | FOP1924MJAYCA |  |  | FCCA2421HYEA | FF97MV306017DH | 22800 | 21 | 10 | 22800 | 18500 | 81.14% | 1.8 | 0 | 13 |  |  |  |  | R-454B | 1.9 | Residential & Commercial | USHP | Ducted CEE Tier 1
216760258 | Central HP <5.4 tons | BOSCH | HRCU-A-CB (Split System: Heat Pump with Remote Outdoor Unit-Air-Source) | BOVA-60RTB-M20S | ADP |  | H,RG48*48+TXV+AEFE4B* | 0 | 46000 | 18 | 9.35 | 46000 | 33200 | 72.17% | 1.98 | 0 | 11.7 |  |  |  |  | R-454B | 3.8333 | Residential & Commercial | USHP | Ducted CEE Tier 1
212986618 | Central HP <5.4 tons | TEMPSTAR | HRCU-A-CB (Split System: Heat Pump with Remote Outdoor Unit-Air-Source) | DLCURAH24ABK |  |  | EN(A,D)4X24L17** | *96MSN0401712A* | 23200 | 15.2 | 8.5 | 27200 | 24400 | 89.71% | 2.02 | 0 | 10 |  |  |  |  | R-410A | 1.9333 | Residential & Commercial | USHP | Ducted CEE Tier 1
212986866 | Central HP <5.4 tons | TEMPSTAR | HRCU-A-CB (Split System: Heat Pump with Remote Outdoor Unit-Air-Source) | DLCURAH24ABK |  |  | EA*4X24L14A* | *96MSN0601412A* | 23200 | 16.5 | 8.5 | 27000 | 26400 | 97.78% | 2.22 | 0 | 10 |  |  |  |  | R-410A | 1.9333 | Residential & Commercial | USHP | Ducted CEE Tier 1
212987469 | Central HP <5.4 tons | TEMPSTAR | HRCU-A-CB (Split System: Heat Pump with Remote Outdoor Unit-Air-Source) | DLCURAH24ABK |  |  | EN(A,D)4X30L17** | *96MSN0801716A* | 23800 | 17 | 8.5 | 26400 | 24000 | 90.91% | 2 | 0 | 10.5 |  |  |  |  | R-410A | 1.9833 | Residential & Commercial | USHP | Ducted CEE Tier 1
212988707 | Central HP <5.4 tons | TEMPSTAR | HRCU-A-CB (Split System: Heat Pump with Remote Outdoor Unit-Air-Source) | DLCURAH24ABK |  |  | EA*4X37L17A* | *95MSU0401712A* | 24000 | 16.5 | 8.5 | 25200 | 22200 | 88.1% | 1.84 | 0 | 10 |  |  |  |  | R-410A | 2 | Residential & Commercial | USHP | Ducted CEE Tier 1
216951600 | Central HP <5.4 tons | TRANE | HRCU-A-CB (Split System: Heat Pump with Remote Outdoor Unit-Air-Source) | 5TWX5036A1 | ASPEN |  | DH36T4J | S8X2B060M4PSC | 31800 | 16.5 | 8.1 | 28600 | 20600 | 72.03% | 2.9 | 0 | 12 |  |  |  |  | R-454B | 2.65 | Residential & Commercial | USHP | Ducted CEE Tier 1
211174169 | Central HP <5.4 tons | COMFORT-AIRE | HRCU-A-CB (Split System: Heat Pump with Remote Outdoor Unit-Air-Source) | HRG1548S1R-**A | ASPEN |  | C(A,C,D,E)48C34+TDR | GUH96C110C5M | 43000 | 15.3 | 8.3 | 45000 | 31600 | 70.22% | 2.79 | 0 | 12.3 |  |  |  |  | R-410A | 3.5833 | Residential & Commercial | USHP | Ducted CEE Tier 1
213252943 | Central HP <5.4 tons | BOSCH | HRCU-A-CB (Split System: Heat Pump with Remote Outdoor Unit-Air-Source) | BOVB-60HDN1-M18M | ADP |  | HG84960+AEFE5* | 0 | 45000 | 17 | 9 | 45000 | 32600 | 72.44% | 1.9 | 0 | 10.2 |  |  |  |  | R-410A | 3.75 | Residential & Commercial | USHP | Ducted CEE Tier 1
216762011 | Central HP <5.4 tons | LENNOX | HRCU-A-CB (Split System: Heat Pump with Remote Outdoor Unit-Air-Source) | EL18KSLV-060-230** | ADP |  | LEM48*1TT+TXV | 0 | 47500 | 15.2 | 8.5 | 46000 | 38500 | 83.7% | 1.75 | 0 | 10 |  |  |  |  | R-454B | 3.9583 | Residential & Commercial | USHP | Ducted CEE Tier 1
205751065 | Central HP <5.4 tons | HEIL | HRCU-A-CB (Split System: Heat Pump with Remote Outdoor Unit-Air-Source) | HVH837GKA** |  |  | EA*4X37L21A*+WALLCON | *97CMN1002122A* | 33000 | 17.5 | 8.5 | 33000 | 25200 | 76.36% | 2 | 12 | 11.7 |  |  |  |  | R-410A | 2.75 | Residential & Commercial | USHP | Ducted CEE Tier 1
216732374 | Central HP <5.4 tons | BOSCH | HRCU-A-CB (Split System: Heat Pump with Remote Outdoor Unit-Air-Source) | BOVA-60RXB-M15S | ADP |  | PL60H210P19*+TXV+AEFE5* | 0 | 55000 | 16 | 8.4 | 54000 | 39000 | 72.22% | 1.85 | 0 | 10 |  |  |  |  | R-454B | 4.5833 | Residential & Commercial | USHP | Ducted CEE Tier 1
216788574 | Central HP <5.4 tons | BOSCH | HRCU-A-CB (Split System: Heat Pump with Remote Outdoor Unit-Air-Source) | BOVA-60RTB-M20S | ADP |  | H,RG84*48+TXV+AEFE5* | 0 | 47000 | 18 | 9.5 | 46000 | 33200 | 72.17% | 2 | 0 | 12 |  |  |  |  | R-454B | 3.9167 | Residential & Commercial | USHP | Ducted CEE Tier 1
215667525 | Central HP <5.4 tons | AIRQUEST | HRCU-A-CB (Split System: Heat Pump with Remote Outdoor Unit-Air-Source) | H5H0V24*K*AAA* |  |  | EA*5X30M17A*+WALLCON | *96CTN0601714B* | 23000 | 17 | 8.5 | 23800 | 16700 | 70.17% | 1.86 | 0 | 10 |  |  |  |  | R-454B | 1.9167 | Residential & Commercial | USHP | Ducted CEE Tier 1
213612288 | Central HP <5.4 tons | BOSCH | HRCU-A-CB (Split System: Heat Pump with Remote Outdoor Unit-Air-Source) | BOVB-60HDN1-M20G | ADP |  | V,T48H175P789+AEFE4B* | 0 | 45000 | 18 | 9.15 | 46000 | 33200 | 72.17% | 1.94 | 0 | 11.5 |  |  |  |  | R-410A | 3.75 | Residential & Commercial | USHP | Ducted CEE Tier 1
214290117 | Central HP <5.4 tons | BOSCH | HRCU-A-CB (Split System: Heat Pump with Remote Outdoor Unit-Air-Source) | BOVA-60HDN1-M20G | ADP |  | HG84160+TXV | BGH96M100C5B | 51000 | 18 | 8.5 | 51500 | 36400 | 70.68% | 1.83 | 0 | 11 |  |  |  |  | R-410A | 4.25 | Residential & Commercial | USHP | Ducted CEE Tier 1
215667709 | Central HP <5.4 tons | AIRQUEST | HRCU-A-CB (Split System: Heat Pump with Remote Outdoor Unit-Air-Source) | H5H0V24*K*AAA* |  |  | EA*5X36M17A*+WALLCON | *96CTN0601714B* | 23000 | 17 | 9 | 23800 | 16700 | 70.17% | 1.96 | 0 | 10 |  |  |  |  | R-454B | 1.9167 | Residential & Commercial | USHP | Ducted CEE Tier 1
215667845 | Central HP <5.4 tons | AIRQUEST | HRCU-A-CB (Split System: Heat Pump with Remote Outdoor Unit-Air-Source) | H5H0V24*K*AAA* |  |  | EA*5X37M21A*+WALLCON | *80CTL0702120B* | 24000 | 17.5 | 9 | 23200 | 16300 | 70.26% | 2.02 | 0 | 10.5 |  |  |  |  | R-454B | 2 | Residential & Commercial | USHP | Ducted CEE Tier 1
215667917 | Central HP <5.4 tons | AIRQUEST | HRCU-A-CB (Split System: Heat Pump with Remote Outdoor Unit-Air-Source) | H5H0V24*K*AAA* |  |  | EA*5X37M21A*+WALLCON | *96CTN0601714B* | 24000 | 17.5 | 9 | 23400 | 16400 | 70.09% | 2 | 0 | 10.5 |  |  |  |  | R-454B | 2 | Residential & Commercial | USHP | Ducted CEE Tier 1
215039678 | Central HP <5.4 tons | LENNOX | HRCU-A-CB (Split System: Heat Pump with Remote Outdoor Unit-Air-Source) | ML17XP1-048-230A** | ASPEN |  | CH60B34+TDR | ML193UH110XE48C* | 45000 | 15.5 | 8.1 | 44500 | 32000 | 71.91% | 2.8 | 0 | 12.4 |  |  |  |  | R-410A | 3.75 | Residential & Commercial | USHP | Ducted CEE Tier 1
214609204 | Central HP <5.4 tons | JOHNSON CONTROLS | HRCU-A-CB (Split System: Heat Pump with Remote Outdoor Unit-Air-Source) | HH860E2S11 |  |  | CTF60C5CGS1 | Z9ES100C20SMPS1 | 45500 | 18 | 9 | 46500 | 34000 | 73.12% | 2 | 0 | 11.7 |  |  |  |  | R-454B | 3.7917 | Residential & Commercial | USHP | Ducted CEE Tier 1
214395403 | Central HP <5.4 tons | JOHNSON CONTROLS | HRCU-A-CB (Split System: Heat Pump with Remote Outdoor Unit-Air-Source) | HH860E2S11 |  |  | JHC48C5CG2SS1 | 0 | 46000 | 19 | 9 | 46000 | 34000 | 73.91% | 2.1 | 0 | 12 |  |  |  |  | R-454B | 3.8333 | Residential & Commercial | USHP | Ducted CEE Tier 1
212367495 | Central HP <5.4 tons | BOSCH | HRCU-A-CB (Split System: Heat Pump with Remote Outdoor Unit-Air-Source) | BOVB-36HDN1-M20G | ADP |  | H,RG82936 | BGH96M060B3B | 24000 | 18 | 9 | 22400 | 17000 | 75.89% | 1.9 | 0 | 12 |  |  |  |  | R-410A | 2 | Residential & Commercial | USHP | Ducted CEE Tier 1
210693391 | Central HP <5.4 tons | Liberty Heating & Air Conditioning | HRCU-A-CB (Split System: Heat Pump with Remote Outdoor Unit-Air-Source) | ASZV903610A* |  |  | CSCF3642N6D*+TXV | G*VC960804CNB* | 33800 | 18.5 | 8.2 | 34000 | 24400 | 71.76% | 1.8 | 0 | 11.5 |  |  |  |  | R-410A | 2.8167 | Residential & Commercial | USHP | Ducted CEE Tier 1
210693392 | Central HP <5.4 tons | Liberty Heating & Air Conditioning | HRCU-A-CB (Split System: Heat Pump with Remote Outdoor Unit-Air-Source) | ASZV903610A* |  |  | CSCF3642N6D*+TXV | G*VS960805CUA* | 33800 | 18.5 | 8.2 | 34000 | 24400 | 71.76% | 1.8 | 0 | 11.5 |  |  |  |  | R-410A | 2.8167 | Residential & Commercial | USHP | Ducted CEE Tier 1
215683923 | Central HP <5.4 tons | CARRIER | HRCU-A-CB (Split System: Heat Pump with Remote Outdoor Unit-Air-Source) | 27VNA036A*030* |  |  | CAA**3721AM*+UI | 59MN7C100C21**22 | 34600 | 18 | 9 | 35200 | 25000 | 71.02% | 1.9 | 0 | 10 |  |  |  |  | R-454B | 2.8833 | Residential & Commercial | USHP | Ducted CEE Tier 1
215683939 | Central HP <5.4 tons | CARRIER | HRCU-A-CB (Split System: Heat Pump with Remote Outdoor Unit-Air-Source) | 27VNA036A*030* |  |  | CAA**4221AM*+UI | 58TN*B070C17**16 | 33000 | 17.5 | 9 | 36000 | 25800 | 71.67% | 1.86 | 0 | 9.5 |  |  |  |  | R-454B | 2.75 | Residential & Commercial | USHP
213367732 | Central HP <5.4 tons | YORK | HRCU-A-CB (Split System: Heat Pump with Remote Outdoor Unit-Air-Source) | HMH72B361 | ASPEN |  | C(A,C,D,E)36C24+TDR | Y81E080C20LMPS1 | 31400 | 16.4 | 8.1 | 36000 | 26400 | 73.33% | 2.83 | 0 | 8.5 |  |  |  |  | R-410A | 2.6167 | Residential & Commercial | USHP
210693320 | Central HP <5.4 tons | Liberty Heating & Air Conditioning | HRCU-A-CB (Split System: Heat Pump with Remote Outdoor Unit-Air-Source) | ASZV903610A* |  |  | CA*F3137*6A*+TXV | G*VM970803BNB* | 33600 | 18.5 | 8.2 | 34000 | 24400 | 71.76% | 1.8 | 0 | 11.5 |  |  |  |  | R-410A | 2.8 | Residential & Commercial | USHP | Ducted CEE Tier 1
216624594 | Central HP <5.4 tons | LENNOX | HRCU-A-CB (Split System: Heat Pump with Remote Outdoor Unit-Air-Source) | EL18KSLV-060-230** | ADP |  | LP41/61R*+TXV+LEFE5* | 0 | 47500 | 15.2 | 8.5 | 46000 | 38500 | 83.7% | 1.75 | 0 | 10 |  |  |  |  | R-454B | 3.9583 | Residential & Commercial | USHP | Ducted CEE Tier 1
216977179 | Central HP <5.4 tons | LENNOX | HRCU-A-CB (Split System: Heat Pump with Remote Outdoor Unit-Air-Source) | EL18KSLV-024-230A** | ADP |  | LH24/37X*+TXV | SL297UH040NV36B* | 24000 | 17 | 9 | 22400 | 20400 | 91.07% | 1.8 | 0 | 12 |  |  |  |  | R-454B | 2 | Residential & Commercial | USHP | Ducted CEE Tier 1
216977180 | Central HP <5.4 tons | LENNOX | HRCU-A-CB (Split System: Heat Pump with Remote Outdoor Unit-Air-Source) | EL18KSLV-024-230A** | ADP |  | LH24/37F*+TXV | SL297UH040NV36B* | 24000 | 17 | 9 | 22400 | 20400 | 91.07% | 1.8 | 0 | 12 |  |  |  |  | R-454B | 2 | Residential & Commercial | USHP | Ducted CEE Tier 1
216977194 | Central HP <5.4 tons | LENNOX | HRCU-A-CB (Split System: Heat Pump with Remote Outdoor Unit-Air-Source) | EL18KSLV-024-230A** | ADP |  | LH24/37X*+TXV | SL297UH060NV36B* | 24000 | 17 | 9 | 22400 | 20400 | 91.07% | 1.8 | 0 | 12 |  |  |  |  | R-454B | 2 | Residential & Commercial | USHP | Ducted CEE Tier 1
210693339 | Central HP <5.4 tons | Liberty Heating & Air Conditioning | HRCU-A-CB (Split System: Heat Pump with Remote Outdoor Unit-Air-Source) | ASZV903610A* |  |  | CA*F3743*6D*+TXV | G*VM971005CNB* | 33600 | 19 | 8.2 | 34000 | 24400 | 71.76% | 1.8 | 0 | 12 |  |  |  |  | R-410A | 2.8 | Residential & Commercial | USHP | Ducted CEE Tier 1
210693342 | Central HP <5.4 tons | Liberty Heating & Air Conditioning | HRCU-A-CB (Split System: Heat Pump with Remote Outdoor Unit-Air-Source) | ASZV903610A* |  |  | CHPF3642C6C*+MBVC1601**-1A*+TXV | 0 | 33400 | 18 | 8.2 | 34000 | 24400 | 71.76% | 1.8 | 0 | 11 |  |  |  |  | R-410A | 2.7833 | Residential & Commercial | USHP | Ducted CEE Tier 1
210693356 | Central HP <5.4 tons | Liberty Heating & Air Conditioning | HRCU-A-CB (Split System: Heat Pump with Remote Outdoor Unit-Air-Source) | ASZV903610A* |  |  | CHPF3642C6C*+TXV | G*VM970603BNB* | 33400 | 18 | 8.2 | 34000 | 24400 | 71.76% | 1.8 | 0 | 11 |  |  |  |  | R-410A | 2.7833 | Residential & Commercial | USHP | Ducted CEE Tier 1
212367496 | Central HP <5.4 tons | BOSCH | HRCU-A-CB (Split System: Heat Pump with Remote Outdoor Unit-Air-Source) | BOVB-36HDN1-M20G | ADP |  | H,RG34936 | BGH96M080B3B | 23800 | 18 | 9 | 22400 | 17000 | 75.89% | 1.9 | 0 | 12 |  |  |  |  | R-410A | 1.9833 | Residential & Commercial | USHP | Ducted CEE Tier 1
214389722 | Central HP <5.4 tons | Liberty Heating & Air Conditioning | HRCU-A-CB (Split System: Heat Pump with Remote Outdoor Unit-Air-Source) | ASZS60241EA* |  |  | CA*EA3026*4A* | G*VC800603B*A* | 23000 | 17 | 8.6 | 23000 | 16100 | 70% | 2 | 0 | 10 |  |  |  |  | R-410A | 1.9167 | Residential & Commercial | USHP | Ducted CEE Tier 1
214389737 | Central HP <5.4 tons | Liberty Heating & Air Conditioning | HRCU-A-CB (Split System: Heat Pump with Remote Outdoor Unit-Air-Source) | ASZS60241EA* |  |  | CA*EA3026*4A* | G*VM970603BNB* | 23000 | 17 | 8.6 | 23000 | 16100 | 70% | 2 | 0 | 10 |  |  |  |  | R-410A | 1.9167 | Residential & Commercial | USHP | Ducted CEE Tier 1
214389738 | Central HP <5.4 tons | Liberty Heating & Air Conditioning | HRCU-A-CB (Split System: Heat Pump with Remote Outdoor Unit-Air-Source) | ASZS60241EA* |  |  | CA*EA3026*4A* | G*VM970803BNB* | 23000 | 17 | 8.6 | 23000 | 16100 | 70% | 2 | 0 | 10 |  |  |  |  | R-410A | 1.9167 | Residential & Commercial | USHP | Ducted CEE Tier 1
210693340 | Central HP <5.4 tons | Liberty Heating & Air Conditioning | HRCU-A-CB (Split System: Heat Pump with Remote Outdoor Unit-Air-Source) | ASZV903610A* |  |  | CA*F3743*6D*+TXV | G*VM971205DNB* | 33600 | 19 | 8.2 | 34000 | 24400 | 71.76% | 1.8 | 0 | 12 |  |  |  |  | R-410A | 2.8 | Residential & Commercial | USHP | Ducted CEE Tier 1
210693341 | Central HP <5.4 tons | Liberty Heating & Air Conditioning | HRCU-A-CB (Split System: Heat Pump with Remote Outdoor Unit-Air-Source) | ASZV903610A* |  |  | CHPF3642C6C*+MBVC1201**-1A*+TXV | 0 | 33400 | 18 | 8.2 | 34000 | 24400 | 71.76% | 1.8 | 0 | 11 |  |  |  |  | R-410A | 2.7833 | Residential & Commercial | USHP | Ducted CEE Tier 1
214396662 | Central HP <5.4 tons | JOHNSON CONTROLS | HRCU-A-CB (Split System: Heat Pump with Remote Outdoor Unit-Air-Source) | HH824E2S11 |  |  | JHC36B5AD2SS1 | 0 | 23000 | 19 | 9.5 | 23000 | 17900 | 77.83% | 2 | 0 | 11.7 |  |  |  |  | R-454B | 1.9167 | Residential & Commercial | USHP | Ducted CEE Tier 1
213821620 | Central HP <5.4 tons | TEMPSTAR | HRCU-A-CB (Split System: Heat Pump with Remote Outdoor Unit-Air-Source) | DLCURAH36ABK | ASPEN |  | D(A,C,E)36C34+TDR | *92MSN0801716A* | 34200 | 16.5 | 8.5 | 37800 | 31800 | 84.13% | 2.74 | 0 | 9.9 |  |  |  |  | R-410A | 2.85 | Residential & Commercial | USHP
210693337 | Central HP <5.4 tons | Liberty Heating & Air Conditioning | HRCU-A-CB (Split System: Heat Pump with Remote Outdoor Unit-Air-Source) | ASZV903610A* |  |  | CA*F3743*6D*+TXV | G*VM970803BNB* | 33600 | 18.5 | 8.2 | 34000 | 24400 | 71.76% | 1.8 | 0 | 12 |  |  |  |  | R-410A | 2.8 | Residential & Commercial | USHP | Ducted CEE Tier 1
214397423 | Central HP <5.4 tons | JOHNSON CONTROLS | HRCU-A-CB (Split System: Heat Pump with Remote Outdoor Unit-Air-Source) | HH860E2S11 |  |  | CTF60C5CGS1 | TM8E100C16MP11 | 44500 | 18 | 9 | 45500 | 34200 | 75.16% | 2 | 0 | 11 |  |  |  |  | R-454B | 3.7083 | Residential & Commercial | USHP | Ducted CEE Tier 1
214397453 | Central HP <5.4 tons | JOHNSON CONTROLS | HRCU-A-CB (Split System: Heat Pump with Remote Outdoor Unit-Air-Source) | HH860E2S11 |  |  | CTF60C5CGS1 | TMLE080C16MP11 | 44500 | 18 | 9 | 45500 | 34200 | 75.16% | 2 | 0 | 11 |  |  |  |  | R-454B | 3.7083 | Residential & Commercial | USHP | Ducted CEE Tier 1
212987016 | Central HP <5.4 tons | TEMPSTAR | HRCU-A-CB (Split System: Heat Pump with Remote Outdoor Unit-Air-Source) | DLCURAH18ABK |  |  | EA*4X25L17A* | *96MSN0601412A* | 17800 | 16.5 | 8.1 | 17700 | 18700 | 105.6% | 2.26 | 0 | 10.5 |  |  |  |  | R-410A | 1.4833 | Residential & Commercial | USHP | Ducted CEE Tier 1
212985514 | Central HP <5.4 tons | TEMPSTAR | HRCU-A-CB (Split System: Heat Pump with Remote Outdoor Unit-Air-Source) | DLCURAH36ABK |  |  | EA*4X48L21A* | *92MSN1002122A* | 35800 | 16.5 | 8.5 | 37800 | 34600 | 91.53% | 2.04 | 0 | 10 |  |  |  |  | R-410A | 2.9833 | Residential & Commercial | USHP | Ducted CEE Tier 1
212988223 | Central HP <5.4 tons | TEMPSTAR | HRCU-A-CB (Split System: Heat Pump with Remote Outdoor Unit-Air-Source) | DLCURAH36ABK |  |  | EA*4X48L21A* | *96MSN1002122A* | 35600 | 16 | 8.5 | 37800 | 34600 | 91.53% | 2.04 | 0 | 10 |  |  |  |  | R-410A | 2.9667 | Residential & Commercial | USHP | Ducted CEE Tier 1
216762057 | Central HP <5.4 tons | BOSCH | HRCU-A-CB (Split System: Heat Pump with Remote Outdoor Unit-Air-Source) | BOVA-36RTB-M20S | ADP |  | V36H175D14*+TXV+AEFE4B* | 0 | 23800 | 20 | 9.45 | 22400 | 17000 | 75.89% | 2 | 0 | 13 |  |  |  |  | R-454B | 1.9833 | Residential & Commercial | USHP | Ducted CEE Tier 1
214394431 | Central HP <5.4 tons | RUUD | HRCU-A-CB (Split System: Heat Pump with Remote Outdoor Unit-Air-Source) | RD17AZ36AJ3N | ASPEN |  | D(A,C,E)36D44+TDR | U97MV0855A21DHS | 33200 | 18 | 8.1 | 34200 | 29400 | 85.96% | 1.9 | 0 | 10 |  |  |  |  | R-410A | 2.7667 | Residential & Commercial | USHP | Ducted CEE Tier 1
216494110 | Central HP <5.4 tons | BRYANT HEATING AND COOLING SYSTEMS | HRCU-A-CB (Split System: Heat Pump with Remote Outdoor Unit-Air-Source) | 290VAN024**AA* | ADP |  | CE(P,V)3621G34*+TXV | 987MC60060C21*** | 22600 | 16 | 9 | 22200 | 16000 | 72.07% | 2.02 | 0 | 9.5 |  |  |  |  | R-454B | 1.8833 | Residential & Commercial | USHP
210693329 | Central HP <5.4 tons | Liberty Heating & Air Conditioning | HRCU-A-CB (Split System: Heat Pump with Remote Outdoor Unit-Air-Source) | ASZV903610A* |  |  | CA*F3743*6D*+TXV | G*VS960603BUA* | 33600 | 18.5 | 8.2 | 34000 | 24400 | 71.76% | 1.8 | 0 | 11.5 |  |  |  |  | R-410A | 2.8 | Residential & Commercial | USHP | Ducted CEE Tier 1
210693352 | Central HP <5.4 tons | Liberty Heating & Air Conditioning | HRCU-A-CB (Split System: Heat Pump with Remote Outdoor Unit-Air-Source) | ASZV903610A* |  |  | CHPF3642C6C*+TXV | G*VC960803BNB* | 33400 | 18 | 8.2 | 34000 | 24400 | 71.76% | 1.8 | 0 | 11 |  |  |  |  | R-410A | 2.7833 | Residential & Commercial | USHP | Ducted CEE Tier 1
210693379 | Central HP <5.4 tons | Liberty Heating & Air Conditioning | HRCU-A-CB (Split System: Heat Pump with Remote Outdoor Unit-Air-Source) | ASZV903610A* |  |  | CSCF3642N6D*+MBVC1201**-1A*+TXV | 0 | 33800 | 18.5 | 8.2 | 34000 | 24400 | 71.76% | 1.8 | 0 | 11.5 |  |  |  |  | R-410A | 2.8167 | Residential & Commercial | USHP | Ducted CEE Tier 1
216762013 | Central HP <5.4 tons | LENNOX | HRCU-A-CB (Split System: Heat Pump with Remote Outdoor Unit-Air-Source) | EL18KSLV-024-230A** | ADP |  | LEM25*23E+TXV | 0 | 24000 | 16 | 8.8 | 22400 | 22200 | 99.11% | 1.78 | 0 | 11.7 |  |  |  |  | R-454B | 2 | Residential & Commercial | USHP | Ducted CEE Tier 1
214393756 | Central HP <5.4 tons | RUUD | HRCU-A-CB (Split System: Heat Pump with Remote Outdoor Unit-Air-Source) | RD17AZ36AJ3N | ASPEN |  | D(A,C,E)48D44+TDR | R951V0403A17M4S | 33800 | 18 | 8.1 | 34200 | 29600 | 86.55% | 1.9 | 0 | 10 |  |  |  |  | R-410A | 2.8167 | Residential & Commercial | USHP | Ducted CEE Tier 1
210693358 | Central HP <5.4 tons | Liberty Heating & Air Conditioning | HRCU-A-CB (Split System: Heat Pump with Remote Outdoor Unit-Air-Source) | ASZV903610A* |  |  | CHPF3642C6C*+TXV | G*VM970804CNB* | 33400 | 18 | 8.2 | 34000 | 24400 | 71.76% | 1.8 | 0 | 11 |  |  |  |  | R-410A | 2.7833 | Residential & Commercial | USHP | Ducted CEE Tier 1
210693359 | Central HP <5.4 tons | Liberty Heating & Air Conditioning | HRCU-A-CB (Split System: Heat Pump with Remote Outdoor Unit-Air-Source) | ASZV903610A* |  |  | CHPF3642C6C*+TXV | G*VM971005CNB* | 33400 | 18 | 8.2 | 34000 | 24400 | 71.76% | 1.8 | 0 | 11 |  |  |  |  | R-410A | 2.7833 | Residential & Commercial | USHP | Ducted CEE Tier 1
215588221 | Central HP <5.4 tons | CARRIER | HRCU-A-CB (Split System: Heat Pump with Remote Outdoor Unit-Air-Source) | 27VNA154A*030* |  |  | CVAMA4921XMA*+UI | 59MN7C080C21**20 | 52000 | 19 | 8.1 | 53500 | 45500 | 85.05% | 1.9 | 0 | 11.5 |  |  |  |  | R-454B | 4.3333 | Residential & Commercial | USHP | Ducted CEE Tier 1
210693375 | Central HP <5.4 tons | Liberty Heating & Air Conditioning | HRCU-A-CB (Split System: Heat Pump with Remote Outdoor Unit-Air-Source) | ASZV903610A* |  |  | CHPF3743C6B*+TXV | G*VM970603BNB* | 33400 | 18 | 8.2 | 34000 | 24400 | 71.76% | 1.8 | 0 | 11 |  |  |  |  | R-410A | 2.7833 | Residential & Commercial | USHP | Ducted CEE Tier 1
210693393 | Central HP <5.4 tons | Liberty Heating & Air Conditioning | HRCU-A-CB (Split System: Heat Pump with Remote Outdoor Unit-Air-Source) | ASZV903610A* |  |  | CSCF3642N6D*+TXV | G*VC961005CNB* | 33800 | 18.5 | 8.2 | 34000 | 24400 | 71.76% | 1.8 | 0 | 11.5 |  |  |  |  | R-410A | 2.8167 | Residential & Commercial | USHP | Ducted CEE Tier 1
214272267 | Central HP <5.4 tons | CARRIER | HRCU-A-CB (Split System: Heat Pump with Remote Outdoor Unit-Air-Source) | 25VNA837A*030* | ADP |  | PL36H210P299 | 58TN*B045C17**12 | 32600 | 17 | 8.5 | 31600 | 25200 | 79.75% | 1.96 | 0 | 11 |  |  |  |  | R-410A | 2.7167 | Residential & Commercial | USHP | Ducted CEE Tier 1
216056772 | Central HP <5.4 tons | YORK | HRCU-A-CB (Split System: Heat Pump with Remote Outdoor Unit-Air-Source) | HH860E2S11 | ASPEN |  | C(A,C,D,E)48A3K+TDR | YP9C100C20MP13 | 30800 | 17.5 | 8.1 | 45000 | 33800 | 75.11% | 2 | 0 | 9 |  |  |  |  | R-454B | 2.5667 | Residential & Commercial | USHP
216056791 | Central HP <5.4 tons | YORK | HRCU-A-CB (Split System: Heat Pump with Remote Outdoor Unit-Air-Source) | HH860E2S11 | ASPEN |  | D(A,C,E)60A3K+TDR | TM8E100C16MP11 | 41000 | 18 | 8.5 | 45000 | 34200 | 76% | 2 | 0 | 10.5 |  |  |  |  | R-454B | 3.4167 | Residential & Commercial | USHP | Ducted CEE Tier 1
216056890 | Central HP <5.4 tons | YORK | HRCU-A-CB (Split System: Heat Pump with Remote Outdoor Unit-Air-Source) | HH860E2S11 | ASPEN |  | C(A,C,D,E)60A3K+TDR | YP9C100C16MP13 | 32800 | 17 | 8.5 | 44000 | 33200 | 75.45% | 2 | 0 | 9.8 |  |  |  |  | R-454B | 2.7333 | Residential & Commercial | USHP
216093473 | Central HP <5.4 tons | BOSCH | HRCU-A-CB (Split System: Heat Pump with Remote Outdoor Unit-Air-Source) | BOVA-36RTB-M20S | ADP |  | HG36*36+TXV+AEFE3A* | 0 | 34000 | 18 | 9.5 | 32600 | 24000 | 73.62% | 2 | 0 | 12 |  |  |  |  | R-454B | 2.8333 | Residential & Commercial | USHP | Ducted CEE Tier 1
214392046 | Central HP <5.4 tons | RUUD | HRCU-A-CB (Split System: Heat Pump with Remote Outdoor Unit-Air-Source) | RP15AZ48AJ2N | ASPEN |  | CP61B34+TDR | U802VA100521M | 44000 | 15.5 | 8.2 | 45000 | 33800 | 75.11% | 3.03 | 0 | 10 |  |  |  |  | R-410A | 3.6667 | Residential & Commercial | USHP | Ducted CEE Tier 1
215683877 | Central HP <5.4 tons | CARRIER | HRCU-A-CB (Split System: Heat Pump with Remote Outdoor Unit-Air-Source) | 27VNA036A*030* |  |  | CAA**3717AM*+UI | 58TN*B090C17**16 | 34000 | 17.5 | 9 | 35800 | 25400 | 70.95% | 1.88 | 0 | 9.5 |  |  |  |  | R-454B | 2.8333 | Residential & Commercial | USHP
214628165 | Central HP <5.4 tons | CARRIER | HRCU-A-CB (Split System: Heat Pump with Remote Outdoor Unit-Air-Source) | 38MURAQ24AB3* | ADP |  | V,C36H***P039 | 58S(B,C)*B070M14**12 | 22200 | 17 | 8.5 | 24600 | 24200 | 98.37% | 2.06 | 0 | 9.5 |  |  |  |  | R-410A | 1.85 | Residential & Commercial | USHP
214628200 | Central HP <5.4 tons | CARRIER | HRCU-A-CB (Split System: Heat Pump with Remote Outdoor Unit-Air-Source) | 38MURAQ24AB3* | ADP |  | PL36H210P299 | 58S(B,C)*B070M17**16 | 24200 | 17 | 8.5 | 23600 | 21200 | 89.83% | 1.82 | 0 | 10.5 |  |  |  |  | R-410A | 2.0167 | Residential & Commercial | USHP | Ducted CEE Tier 1
212989331 | Central HP <5.4 tons | TEMPSTAR | HRCU-A-CB (Split System: Heat Pump with Remote Outdoor Unit-Air-Source) | DLCURAH18ABK |  |  | EN(A,D)4X30L17** | *95MSU0601716A* | 17600 | 16.5 | 8.1 | 18100 | 18700 | 103.3% | 2.24 | 0 | 11 |  |  |  |  | R-410A | 1.4667 | Residential & Commercial | USHP | Ducted CEE Tier 1
216780794 | Central HP <5.4 tons | YORK | HRCU-A-CB (Split System: Heat Pump with Remote Outdoor Unit-Air-Source) | HH860E2S11 |  |  | CTM60D5CHS1 | Y81E130D20LMPS1 | 54000 | 19 | 9 | 54500 | 38500 | 70.64% | 2 | 0 | 12 |  |  |  |  | R-454B | 4.5 | Residential & Commercial | USHP | Ducted CEE Tier 1
211174257 | Central HP <5.4 tons | COMFORT-AIRE | HRCU-A-CB (Split System: Heat Pump with Remote Outdoor Unit-Air-Source) | HRG1548S1R-**A | ASPEN |  | C(A,C,D,E)60D34+TDR | GUH97M090C3M | 44500 | 15.3 | 8.2 | 45000 | 32000 | 71.11% | 2.86 | 0 | 12.4 |  |  |  |  | R-410A | 3.7083 | Residential & Commercial | USHP | Ducted CEE Tier 1
216054314 | Central HP <5.4 tons | BOSCH | HRCU-A-CB (Split System: Heat Pump with Remote Outdoor Unit-Air-Source) | BOVA-60MTB-M19E | ADP |  | HG86*60+TXV+AEFE5* | 0 | 53000 | 18.75 | 9.95 | 53000 | 54500 | 102.8% | 2.09 | 0 | 11.7 |  |  |  |  | R-454B | 4.4167 | Residential & Commercial | USHP | Ducted CEE Tier 1
210693388 | Central HP <5.4 tons | Liberty Heating & Air Conditioning | HRCU-A-CB (Split System: Heat Pump with Remote Outdoor Unit-Air-Source) | ASZV903610A* |  |  | CSCF3642N6D*+TXV | G*VS960603BUA* | 33800 | 18.5 | 8.2 | 34000 | 24400 | 71.76% | 1.8 | 0 | 11.5 |  |  |  |  | R-410A | 2.8167 | Residential & Commercial | USHP | Ducted CEE Tier 1
210693336 | Central HP <5.4 tons | Liberty Heating & Air Conditioning | HRCU-A-CB (Split System: Heat Pump with Remote Outdoor Unit-Air-Source) | ASZV903610A* |  |  | CA*F3743*6D*+TXV | G*VM970603BNB* | 33600 | 18.5 | 8.2 | 34000 | 24400 | 71.76% | 1.8 | 0 | 12 |  |  |  |  | R-410A | 2.8 | Residential & Commercial | USHP | Ducted CEE Tier 1
210693361 | Central HP <5.4 tons | Liberty Heating & Air Conditioning | HRCU-A-CB (Split System: Heat Pump with Remote Outdoor Unit-Air-Source) | ASZV903610A* |  |  | CHPF3743C6B*+MBVC1601**-1A*+TXV | 0 | 33400 | 18 | 8.2 | 34000 | 24400 | 71.76% | 1.8 | 0 | 11 |  |  |  |  | R-410A | 2.7833 | Residential & Commercial | USHP | Ducted CEE Tier 1
210693370 | Central HP <5.4 tons | Liberty Heating & Air Conditioning | HRCU-A-CB (Split System: Heat Pump with Remote Outdoor Unit-Air-Source) | ASZV903610A* |  |  | CHPF3743C6B*+TXV | G*VC960603BNB* | 33400 | 18 | 8.2 | 34000 | 24400 | 71.76% | 1.8 | 0 | 11 |  |  |  |  | R-410A | 2.7833 | Residential & Commercial | USHP | Ducted CEE Tier 1
213772495 | Central HP <5.4 tons | CARRIER | HRCU-A-CB (Split System: Heat Pump with Remote Outdoor Unit-Air-Source) | 25VNA825A*031* |  |  | CSPH*4812AL*+UI | 59CU5B060C17**16 | 24200 | 16 | 8.1 | 21400 | 16600 | 77.57% | 2.02 | 0 | 10.5 |  |  |  |  | R-410A | 2.0167 | Residential & Commercial | USHP | Ducted CEE Tier 1
214393772 | Central HP <5.4 tons | RUUD | HRCU-A-CB (Split System: Heat Pump with Remote Outdoor Unit-Air-Source) | RD17AZ36AJ3N | ASPEN |  | D(A,C,E)42C44+TDR | R951V0403A17UHU | 33200 | 18 | 8.1 | 34200 | 29800 | 87.13% | 1.9 | 0 | 10 |  |  |  |  | R-410A | 2.7667 | Residential & Commercial | USHP | Ducted CEE Tier 1
214392839 | Central HP <5.4 tons | RUUD | HRCU-A-CB (Split System: Heat Pump with Remote Outdoor Unit-Air-Source) | RD17AZ36AJ3N | ASPEN |  | D(A,C,E)48C44+TDR | R801V0704A17UHU | 33200 | 18 | 8.1 | 34200 | 29600 | 86.55% | 1.9 | 0 | 10 |  |  |  |  | R-410A | 2.7667 | Residential & Commercial | USHP | Ducted CEE Tier 1
214392871 | Central HP <5.4 tons | RUUD | HRCU-A-CB (Split System: Heat Pump with Remote Outdoor Unit-Air-Source) | RD17AZ36AJ3N | ASPEN |  | D(A,C,E)48D34+TDR | R801V0754A17DZ | 33200 | 18 | 8.1 | 34200 | 29600 | 86.55% | 1.9 | 0 | 10 |  |  |  |  | R-410A | 2.7667 | Residential & Commercial | USHP | Ducted CEE Tier 1
214393640 | Central HP <5.4 tons | RUUD | HRCU-A-CB (Split System: Heat Pump with Remote Outdoor Unit-Air-Source) | RD17AZ36AJ3N | ASPEN |  | D(A,C,E)42D34+TDR | R921V0703A17M4S | 32800 | 18 | 8.1 | 34200 | 29600 | 86.55% | 1.9 | 0 | 10 |  |  |  |  | R-410A | 2.7333 | Residential & Commercial | USHP | Ducted CEE Tier 1
214628301 | Central HP <5.4 tons | CARRIER | HRCU-A-CB (Split System: Heat Pump with Remote Outdoor Unit-Air-Source) | 38MURAQ24AB3* | ADP |  | PL36H175P149 | 58TP*B070V17**16 | 23600 | 17 | 8.5 | 24800 | 23800 | 95.97% | 2.02 | 0 | 10.5 |  |  |  |  | R-410A | 1.9667 | Residential & Commercial | USHP | Ducted CEE Tier 1
214628315 | Central HP <5.4 tons | CARRIER | HRCU-A-CB (Split System: Heat Pump with Remote Outdoor Unit-Air-Source) | 38MURAQ24AB3* | ADP |  | V,C36H***P429 | 59SC6A026M14**10 | 23400 | 16 | 8.5 | 25400 | 25800 | 101.6% | 2.2 | 0 | 10 |  |  |  |  | R-410A | 1.95 | Residential & Commercial | USHP | Ducted CEE Tier 1
214628316 | Central HP <5.4 tons | CARRIER | HRCU-A-CB (Split System: Heat Pump with Remote Outdoor Unit-Air-Source) | 38MURAQ24AB3* | ADP |  | A24VBA+TXV | 59SC6A026M14**10 | 23400 | 16 | 8.5 | 25400 | 25800 | 101.6% | 2.2 | 0 | 10 |  |  |  |  | R-410A | 1.95 | Residential & Commercial | USHP | Ducted CEE Tier 1
214628402 | Central HP <5.4 tons | CARRIER | HRCU-A-CB (Split System: Heat Pump with Remote Outdoor Unit-Air-Source) | 38MURAQ24AB3* | ADP |  | C36A***L139 | 59SC6A060M14**12 | 23400 | 16 | 8.5 | 25400 | 26000 | 102.4% | 2.22 | 0 | 10 |  |  |  |  | R-410A | 1.95 | Residential & Commercial | USHP | Ducted CEE Tier 1
215683927 | Central HP <5.4 tons | CARRIER | HRCU-A-CB (Split System: Heat Pump with Remote Outdoor Unit-Air-Source) | 27VNA036A*030* |  |  | CAA**3721AM*+UI | 59TN6C080C17**14 | 34400 | 18 | 9 | 35400 | 25200 | 71.19% | 1.9 | 0 | 10 |  |  |  |  | R-454B | 2.8667 | Residential & Commercial | USHP | Ducted CEE Tier 1
215684027 | Central HP <5.4 tons | CARRIER | HRCU-A-CB (Split System: Heat Pump with Remote Outdoor Unit-Air-Source) | 27VNA036A*030* |  |  | CSAH*3612AM*+UI | 58TN*B135C24**22 | 33800 | 16 | 8.5 | 35600 | 25400 | 71.35% | 1.76 | 0 | 9.5 |  |  |  |  | R-454B | 2.8167 | Residential & Commercial | USHP
216374536 | Central HP <5.4 tons | YORK | HRCU-A-CB (Split System: Heat Pump with Remote Outdoor Unit-Air-Source) | HH860E2S11 |  |  | CTF60D5CHS1 | Y92E120D20SMPS1 | 54000 | 19 | 9 | 55000 | 40000 | 72.73% | 2 | 0 | 11 |  |  |  |  | R-454B | 4.5 | Residential & Commercial | USHP | Ducted CEE Tier 1
210693313 | Central HP <5.4 tons | Liberty Heating & Air Conditioning | HRCU-A-CB (Split System: Heat Pump with Remote Outdoor Unit-Air-Source) | ASZV903610A* |  |  | CA*F3137*6A*+TXV | G*VS800604BUA* | 33600 | 18.5 | 8.2 | 34000 | 24400 | 71.76% | 1.8 | 0 | 12 |  |  |  |  | R-410A | 2.8 | Residential & Commercial | USHP | Ducted CEE Tier 1
215684039 | Central HP <5.4 tons | CARRIER | HRCU-A-CB (Split System: Heat Pump with Remote Outdoor Unit-Air-Source) | 27VNA036A*030* |  |  | CSAH*3612AM*+UI | 59MN7C080C17**14 | 33400 | 16 | 8.5 | 35800 | 25600 | 71.51% | 1.76 | 0 | 9 |  |  |  |  | R-454B | 2.7833 | Residential & Commercial | USHP
213771474 | Central HP <5.4 tons | TEMPSTAR | HRCU-A-CB (Split System: Heat Pump with Remote Outdoor Unit-Air-Source) | TVH825GKA2* |  |  | EA*4X43L21A*+WALLCON | *80CTL0902120B* | 24400 | 17 | 8.5 | 21200 | 16600 | 78.3% | 2.04 | 0 | 11 |  |  |  |  | R-410A | 2.0333 | Residential & Commercial | USHP | Ducted CEE Tier 1
215684073 | Central HP <5.4 tons | CARRIER | HRCU-A-CB (Split System: Heat Pump with Remote Outdoor Unit-Air-Source) | 27VNA036A*030* |  |  | CSAH*4212AM*+UI | 58TN*B110C21**20 | 34000 | 16.5 | 8.5 | 35600 | 25200 | 70.79% | 1.78 | 0 | 9.5 |  |  |  |  | R-454B | 2.8333 | Residential & Commercial | USHP
215684087 | Central HP <5.4 tons | CARRIER | HRCU-A-CB (Split System: Heat Pump with Remote Outdoor Unit-Air-Source) | 27VNA036A*030* |  |  | CSAH*4212AM*+UI | 59MN7C080C21**20 | 34000 | 16.5 | 8.5 | 35600 | 25200 | 70.79% | 1.78 | 0 | 9.5 |  |  |  |  | R-454B | 2.8333 | Residential & Commercial | USHP
215864843 | Central HP <5.4 tons | TRANE | HRCU-A-CB (Split System: Heat Pump with Remote Outdoor Unit-Air-Source) | 5TWV8X48A1 |  |  | 5PX*C009AS3 | *UHMC100CCV4+LRP | 46000 | 18.1 | 8.5 | 45000 | 34600 | 76.89% | 2.1 | 0 | 10.5 |  |  |  |  | R-454B | 3.8333 | Residential & Commercial | USHP | Ducted CEE Tier 1
215864861 | Central HP <5.4 tons | TRANE | HRCU-A-CB (Split System: Heat Pump with Remote Outdoor Unit-Air-Source) | 5TWV8X48A1 |  |  | 5PX*D008AS3 | L8V1C100U5VSB+LRP | 45500 | 18.1 | 8.5 | 45500 | 35000 | 76.92% | 2.2 | 0 | 10.5 |  |  |  |  | R-454B | 3.7917 | Residential & Commercial | USHP | Ducted CEE Tier 1
215864927 | Central HP <5.4 tons | TRANE | HRCU-A-CB (Split System: Heat Pump with Remote Outdoor Unit-Air-Source) | 5TWV8X48A1 |  |  | 5TXCC007AS3 | S9V2C080U5PSC+LRP | 45500 | 18.1 | 8.5 | 46000 | 35200 | 76.52% | 2.1 | 0 | 10 |  |  |  |  | R-454B | 3.7917 | Residential & Commercial | USHP | Ducted CEE Tier 1
215864941 | Central HP <5.4 tons | TRANE | HRCU-A-CB (Split System: Heat Pump with Remote Outdoor Unit-Air-Source) | 5TWV8X48A1 |  |  | 5TXCC009AS3 | S8V2C100M5PDB | 46000 | 18.1 | 8.5 | 45500 | 35000 | 76.92% | 2.1 | 0 | 10 |  |  |  |  | R-454B | 3.8333 | Residential & Commercial | USHP | Ducted CEE Tier 1
215864991 | Central HP <5.4 tons | TRANE | HRCU-A-CB (Split System: Heat Pump with Remote Outdoor Unit-Air-Source) | 5TWV8X48A1 |  |  | 5TXCD010AS3 | S8V2C080M5PDB | 46000 | 18.1 | 8.5 | 45000 | 34600 | 76.89% | 2.2 | 0 | 10.5 |  |  |  |  | R-454B | 3.8333 | Residential & Commercial | USHP | Ducted CEE Tier 1
210693395 | Central HP <5.4 tons | Liberty Heating & Air Conditioning | HRCU-A-CB (Split System: Heat Pump with Remote Outdoor Unit-Air-Source) | ASZV903610A* |  |  | CSCF3642N6D*+TXV | G*VM970603BNB* | 33800 | 18.5 | 8.2 | 34000 | 24400 | 71.76% | 1.8 | 0 | 11.5 |  |  |  |  | R-410A | 2.8167 | Residential & Commercial | USHP | Ducted CEE Tier 1
215667877 | Central HP <5.4 tons | AIRQUEST | HRCU-A-CB (Split System: Heat Pump with Remote Outdoor Unit-Air-Source) | H5H0V24*K*AAA* |  |  | EA*5X37M21A*+WALLCON | *95CSU1002122B* | 24000 | 17 | 9 | 23200 | 16300 | 70.26% | 2.02 | 0 | 10.5 |  |  |  |  | R-454B | 2 | Residential & Commercial | USHP | Ducted CEE Tier 1
215667893 | Central HP <5.4 tons | AIRQUEST | HRCU-A-CB (Split System: Heat Pump with Remote Outdoor Unit-Air-Source) | H5H0V24*K*AAA* |  |  | EA*5X37M21A*+WALLCON | *97CMN0602120B* | 24000 | 17 | 9 | 23400 | 16400 | 70.09% | 2.02 | 0 | 10.5 |  |  |  |  | R-454B | 2 | Residential & Commercial | USHP | Ducted CEE Tier 1
216735276 | Central HP <5.4 tons | DAY & NIGHT | HRCU-A-CB (Split System: Heat Pump with Remote Outdoor Unit-Air-Source) | D5CUHAH24AAK |  |  | EA*5X37M17A* | *95MSU0601716A* | 22800 | 16.5 | 8.5 | 20600 | 18400 | 89.32% | 1.96 | 0 | 11 |  |  |  |  | R-454B | 1.9 | Residential & Commercial | USHP | Ducted CEE Tier 1
216762913 | Central HP <5.4 tons | BOSCH | HRCU-A-CB (Split System: Heat Pump with Remote Outdoor Unit-Air-Source) | BOVA-60MTB-M19E | ADP |  | HG48*60+TXV+AEFE5* | 0 | 47500 | 18 | 9.9 | 46500 | 48000 | 103.2% | 2.08 | 0 | 11.7 |  |  |  |  | R-454B | 3.9583 | Residential & Commercial | USHP | Ducted CEE Tier 1
214394191 | Central HP <5.4 tons | RUUD | HRCU-A-CB (Split System: Heat Pump with Remote Outdoor Unit-Air-Source) | RD17AZ36AJ3N | ASPEN |  | D(A,C,E)36D44+TDR | U802VA050317M | 33200 | 18 | 8.1 | 34200 | 29600 | 86.55% | 1.9 | 0 | 10 |  |  |  |  | R-410A | 2.7667 | Residential & Commercial | USHP | Ducted CEE Tier 1
214394209 | Central HP <5.4 tons | RUUD | HRCU-A-CB (Split System: Heat Pump with Remote Outdoor Unit-Air-Source) | RD17AZ36AJ3N | ASPEN |  | D(A,C,E)48C44+TDR | U802VA050317M | 33200 | 18 | 8.1 | 34200 | 29600 | 86.55% | 1.9 | 0 | 10 |  |  |  |  | R-410A | 2.7667 | Residential & Commercial | USHP | Ducted CEE Tier 1
214394258 | Central HP <5.4 tons | RUUD | HRCU-A-CB (Split System: Heat Pump with Remote Outdoor Unit-Air-Source) | RD17AZ36AJ3N | ASPEN |  | D(A,C,E)42C44+TDR | U802VA075317Z | 33200 | 18 | 8.1 | 34200 | 29600 | 86.55% | 1.9 | 0 | 10 |  |  |  |  | R-410A | 2.7667 | Residential & Commercial | USHP | Ducted CEE Tier 1
214393924 | Central HP <5.4 tons | RUUD | HRCU-A-CB (Split System: Heat Pump with Remote Outdoor Unit-Air-Source) | RD17AZ36AJ3N | ASPEN |  | D(A,C,E)48C34+TDR | R951V0855A21M4S | 32800 | 18 | 8.1 | 34200 | 29600 | 86.55% | 1.9 | 0 | 10 |  |  |  |  | R-410A | 2.7333 | Residential & Commercial | USHP | Ducted CEE Tier 1
214394040 | Central HP <5.4 tons | RUUD | HRCU-A-CB (Split System: Heat Pump with Remote Outdoor Unit-Air-Source) | RD17AZ36AJ3N | ASPEN |  | D(A,C,E)48D44+TDR | R962V0603A17M4S | 33800 | 18 | 8.1 | 34200 | 29800 | 87.13% | 1.9 | 0 | 10 |  |  |  |  | R-410A | 2.8167 | Residential & Commercial | USHP | Ducted CEE Tier 1
215865111 | Central HP <5.4 tons | TRANE | HRCU-A-CB (Split System: Heat Pump with Remote Outdoor Unit-Air-Source) | 5TWV8X48A1 |  |  | 5TXCD010AS3+P0V0C000M50SD+LRP | 0 | 46500 | 18.1 | 8.5 | 45000 | 34400 | 76.44% | 2.2 | 0 | 11 |  |  |  |  | R-454B | 3.875 | Residential & Commercial | USHP | Ducted CEE Tier 1
210693323 | Central HP <5.4 tons | Liberty Heating & Air Conditioning | HRCU-A-CB (Split System: Heat Pump with Remote Outdoor Unit-Air-Source) | ASZV903610A* |  |  | CA*F3743*6D*+TXV | G*VC800604B*A* | 33600 | 19 | 8.2 | 34000 | 24400 | 71.76% | 1.8 | 0 | 12 |  |  |  |  | R-410A | 2.8 | Residential & Commercial | USHP | Ducted CEE Tier 1
210693357 | Central HP <5.4 tons | Liberty Heating & Air Conditioning | HRCU-A-CB (Split System: Heat Pump with Remote Outdoor Unit-Air-Source) | ASZV903610A* |  |  | CHPF3642C6C*+TXV | G*VM970803BNB* | 33400 | 18 | 8.2 | 34000 | 24400 | 71.76% | 1.8 | 0 | 11 |  |  |  |  | R-410A | 2.7833 | Residential & Commercial | USHP | Ducted CEE Tier 1
210693374 | Central HP <5.4 tons | Liberty Heating & Air Conditioning | HRCU-A-CB (Split System: Heat Pump with Remote Outdoor Unit-Air-Source) | ASZV903610A* |  |  | CHPF3743C6B*+TXV | G*VC961005CNB* | 33400 | 18 | 8.2 | 34000 | 24400 | 71.76% | 1.8 | 0 | 11 |  |  |  |  | R-410A | 2.7833 | Residential & Commercial | USHP | Ducted CEE Tier 1
210693390 | Central HP <5.4 tons | Liberty Heating & Air Conditioning | HRCU-A-CB (Split System: Heat Pump with Remote Outdoor Unit-Air-Source) | ASZV903610A* |  |  | CSCF3642N6D*+TXV | G*VC960803BNB* | 33800 | 18.5 | 8.2 | 34000 | 24400 | 71.76% | 1.8 | 0 | 11.5 |  |  |  |  | R-410A | 2.8167 | Residential & Commercial | USHP | Ducted CEE Tier 1
214396507 | Central HP <5.4 tons | JOHNSON CONTROLS | HRCU-A-CB (Split System: Heat Pump with Remote Outdoor Unit-Air-Source) | HH836E2S11 |  |  | CTF48C5CFS1 | TMLE100C20MP11 | 34400 | 17 | 8.5 | 32600 | 25800 | 79.14% | 2 | 0 | 11 |  |  |  |  | R-454B | 2.8667 | Residential & Commercial | USHP | Ducted CEE Tier 1
216764813 | Central HP <5.4 tons | TRANE | HRCU-A-CB (Split System: Heat Pump with Remote Outdoor Unit-Air-Source) | 5TWR7048A1 |  |  | 5PX*DD10AS3 | S8X2C080M5PSC | 43000 | 17.1 | 9 | 44500 | 32600 | 73.26% | 2.1 | 0 | 11.7 |  |  |  |  | R-454B | 3.5833 | Residential & Commercial | USHP | Ducted CEE Tier 1
216764829 | Central HP <5.4 tons | TRANE | HRCU-A-CB (Split System: Heat Pump with Remote Outdoor Unit-Air-Source) | 5TWR7048A1 |  |  | 5TXCD010AS3 | S8X1D120M5PTC | 44000 | 17.1 | 9 | 44500 | 32400 | 72.81% | 2.2 | 0 | 12 |  |  |  |  | R-454B | 3.6667 | Residential & Commercial | USHP | Ducted CEE Tier 1
216766450 | Central HP <5.4 tons | TRANE | HRCU-A-CB (Split System: Heat Pump with Remote Outdoor Unit-Air-Source) | 5TWR7048A1 |  |  | 5PX*C009AS3+P0V0C000M50SD | 0 | 43500 | 17 | 8.7 | 43500 | 31800 | 73.1% | 2.23 | 0 | 12.5 |  |  |  |  | R-454B | 3.625 | Residential & Commercial | USHP | Ducted CEE Tier 1
216766452 | Central HP <5.4 tons | TRANE | HRCU-A-CB (Split System: Heat Pump with Remote Outdoor Unit-Air-Source) | 5TWR7048A1 |  |  | 5PX*C009AS3 | S9X2C100U5PSB | 43500 | 15.2 | 8.7 | 44000 | 32200 | 73.18% | 2.21 | 0 | 12 |  |  |  |  | R-454B | 3.625 | Residential & Commercial | USHP | Ducted CEE Tier 1
216766550 | Central HP <5.4 tons | TRANE | HRCU-A-CB (Split System: Heat Pump with Remote Outdoor Unit-Air-Source) | 5TWR7048A1 |  |  | 5PX*DD10AS3 | S8V2C100M5PDB | 43000 | 16 | 8.7 | 44500 | 32600 | 73.26% | 2.19 | 0 | 11.7 |  |  |  |  | R-454B | 3.5833 | Residential & Commercial | USHP | Ducted CEE Tier 1
216766552 | Central HP <5.4 tons | TRANE | HRCU-A-CB (Split System: Heat Pump with Remote Outdoor Unit-Air-Source) | 5TWR7048A1 |  |  | 5TXCC007AS3 | S8V2C100M5PCB | 43000 | 16 | 8.7 | 45000 | 32800 | 72.89% | 2.21 | 0 | 12 |  |  |  |  | R-454B | 3.5833 | Residential & Commercial | USHP | Ducted CEE Tier 1
214394059 | Central HP <5.4 tons | RUUD | HRCU-A-CB (Split System: Heat Pump with Remote Outdoor Unit-Air-Source) | RD17AZ36AJ3N | ASPEN |  | D(A,C,E)42D44+TDR | R962V0703A17M4S | 33400 | 18 | 8.1 | 34200 | 29600 | 86.55% | 1.9 | 0 | 10 |  |  |  |  | R-410A | 2.7833 | Residential & Commercial | USHP | Ducted CEE Tier 1
214396809 | Central HP <5.4 tons | JOHNSON CONTROLS | HRCU-A-CB (Split System: Heat Pump with Remote Outdoor Unit-Air-Source) | HH836E2S11 |  |  | CTF36B5CDS1 | TM9E060B12MP12 | 33200 | 17 | 8.5 | 31600 | 25400 | 80.38% | 2 | 0 | 11 |  |  |  |  | R-454B | 2.7667 | Residential & Commercial | USHP | Ducted CEE Tier 1
214397109 | Central HP <5.4 tons | JOHNSON CONTROLS | HRCU-A-CB (Split System: Heat Pump with Remote Outdoor Unit-Air-Source) | HH824E2S11 |  |  | CTF36B5ADS1 | TM8Y080B12MP11 | 23000 | 18 | 9.5 | 23000 | 18300 | 79.57% | 2 | 0 | 12 |  |  |  |  | R-454B | 1.9167 | Residential & Commercial | USHP | Ducted CEE Tier 1
214396271 | Central HP <5.4 tons | JOHNSON CONTROLS | HRCU-A-CB (Split System: Heat Pump with Remote Outdoor Unit-Air-Source) | HH824E2S11 |  |  | CTM30B5ACS1 | TM9V080B12MP12 | 23000 | 17 | 9.5 | 23000 | 17800 | 77.39% | 2 | 0 | 12 |  |  |  |  | R-454B | 1.9167 | Residential & Commercial | USHP | Ducted CEE Tier 1
214396571 | Central HP <5.4 tons | JOHNSON CONTROLS | HRCU-A-CB (Split System: Heat Pump with Remote Outdoor Unit-Air-Source) | HH860E2S11 |  |  | CTF60C5CGS1 | TM9V100C16MP12 | 43500 | 18 | 9 | 44000 | 33200 | 75.45% | 2 | 0 | 11.7 |  |  |  |  | R-454B | 3.625 | Residential & Commercial | USHP | Ducted CEE Tier 1
214397176 | Central HP <5.4 tons | JOHNSON CONTROLS | HRCU-A-CB (Split System: Heat Pump with Remote Outdoor Unit-Air-Source) | HH860E2S11 |  |  | CTM60D5CHS1+JME18D2SN1 | 0 | 54000 | 19 | 9 | 53500 | 38500 | 71.96% | 2 | 0 | 12 |  |  |  |  | R-454B | 4.5 | Residential & Commercial | USHP | Ducted CEE Tier 1
214396856 | Central HP <5.4 tons | JOHNSON CONTROLS | HRCU-A-CB (Split System: Heat Pump with Remote Outdoor Unit-Air-Source) | HH836E2S11 |  |  | CTF36B5CDS1+JMC12B2SN1 | 0 | 34000 | 19 | 9 | 31400 | 25600 | 81.53% | 2 | 0 | 11.7 |  |  |  |  | R-454B | 2.8333 | Residential & Commercial | USHP | Ducted CEE Tier 1
214397009 | Central HP <5.4 tons | JOHNSON CONTROLS | HRCU-A-CB (Split System: Heat Pump with Remote Outdoor Unit-Air-Source) | HH836E2S11 |  |  | CTM48C5CFS1 | TL8E100C20UH11 | 34000 | 19 | 9 | 31800 | 25400 | 79.87% | 2 | 0 | 11 |  |  |  |  | R-454B | 2.8333 | Residential & Commercial | USHP | Ducted CEE Tier 1
211174208 | Central HP <5.4 tons | COMFORT-AIRE | HRCU-A-CB (Split System: Heat Pump with Remote Outdoor Unit-Air-Source) | HRG1548S1R-**A | ASPEN |  | C(A,C,D,E)48D34+TDR | GUH96T090C3M | 45500 | 15.2 | 8.1 | 45000 | 31600 | 70.22% | 2.8 | 0 | 12.3 |  |  |  |  | R-410A | 3.7917 | Residential & Commercial | USHP | Ducted CEE Tier 1
216762911 | Central HP <5.4 tons | BOSCH | HRCU-A-CB (Split System: Heat Pump with Remote Outdoor Unit-Air-Source) | BOVA-36RTB-M20S | ADP |  | HG37*36+TXV+AEFE4B* | 0 | 34200 | 19 | 9.5 | 32600 | 24000 | 73.62% | 2 | 0 | 12 |  |  |  |  | R-454B | 2.85 | Residential & Commercial | USHP | Ducted CEE Tier 1
214394530 | Central HP <5.4 tons | RUUD | HRCU-A-CB (Split System: Heat Pump with Remote Outdoor Unit-Air-Source) | RD17AZ36AJ3N | ASPEN |  | D(A,C,E)42D34+TDR | U98MV0603A17UPS | 32800 | 18 | 8.1 | 34200 | 29800 | 87.13% | 1.9 | 0 | 10 |  |  |  |  | R-410A | 2.7333 | Residential & Commercial | USHP | Ducted CEE Tier 1
214394539 | Central HP <5.4 tons | RUUD | HRCU-A-CB (Split System: Heat Pump with Remote Outdoor Unit-Air-Source) | RD17AZ36AJ3N | ASPEN |  | D(A,C,E)48C44+TDR | U98MV0603A17UPS | 33200 | 18 | 8.1 | 34200 | 29800 | 87.13% | 1.9 | 0 | 10 |  |  |  |  | R-410A | 2.7667 | Residential & Commercial | USHP | Ducted CEE Tier 1
214394621 | Central HP <5.4 tons | RUUD | HRCU-A-CB (Split System: Heat Pump with Remote Outdoor Unit-Air-Source) | RD17AZ36AJ3N | ASPEN |  | D(A,C,E)42D44+TDR | U98MV1005A21UPS | 33400 | 18 | 8.1 | 34200 | 29600 | 86.55% | 1.9 | 0 | 10 |  |  |  |  | R-410A | 2.7833 | Residential & Commercial | USHP | Ducted CEE Tier 1
214394632 | Central HP <5.4 tons | RUUD | HRCU-A-CB (Split System: Heat Pump with Remote Outdoor Unit-Air-Source) | RD17AZ36AJ3N | ASPEN |  | D(A,C,E)48D44+TDR | U98MV1005A21UPS | 33800 | 18 | 8.1 | 34200 | 29600 | 86.55% | 1.9 | 0 | 10 |  |  |  |  | R-410A | 2.8167 | Residential & Commercial | USHP | Ducted CEE Tier 1
216762025 | Central HP <5.4 tons | GE Appliances | HRCU-A-CB (Split System: Heat Pump with Remote Outdoor Unit-Air-Source) | NS18H36HA5*** | ADP |  | FE*TT1*37+TXV | 0 | 36000 | 18 | 9.45 | 34400 | 29600 | 86.05% | 1.8 | 0 | 11.7 |  |  |  |  | R-454B | 3 | Residential & Commercial | USHP | Ducted CEE Tier 1
215368038 | Central HP <5.4 tons | BOSCH | HRCU-A-CB (Split System: Heat Pump with Remote Outdoor Unit-Air-Source) | BOVB-60HDN1-M20G | ADP |  | H,G,JG84948+AEFE4B* | 0 | 47000 | 18 | 9.5 | 46000 | 33200 | 72.17% | 2 | 0 | 12 |  |  |  |  | R-410A | 3.9167 | Residential & Commercial | USHP | Ducted CEE Tier 1
210693321 | Central HP <5.4 tons | Liberty Heating & Air Conditioning | HRCU-A-CB (Split System: Heat Pump with Remote Outdoor Unit-Air-Source) | ASZV903610A* |  |  | CA*F3743*6D*+MBVC1201**-1A*+TXV | 0 | 34000 | 19 | 8.2 | 34000 | 24400 | 71.76% | 1.8 | 0 | 12 |  |  |  |  | R-410A | 2.8333 | Residential & Commercial | USHP | Ducted CEE Tier 1
210693353 | Central HP <5.4 tons | Liberty Heating & Air Conditioning | HRCU-A-CB (Split System: Heat Pump with Remote Outdoor Unit-Air-Source) | ASZV903610A* |  |  | CHPF3642C6C*+TXV | G*VC960804CNB* | 33400 | 18 | 8.2 | 34000 | 24400 | 71.76% | 1.8 | 0 | 11 |  |  |  |  | R-410A | 2.7833 | Residential & Commercial | USHP | Ducted CEE Tier 1
216762921 | Central HP <5.4 tons | BOSCH | HRCU-A-CB (Split System: Heat Pump with Remote Outdoor Unit-Air-Source) | BOVA-60RTB-M20S | ADP |  | V60H210P16*+TXV+AEFE5* | 0 | 45500 | 18 | 9.1 | 45500 | 33200 | 72.97% | 1.94 | 0 | 11.7 |  |  |  |  | R-454B | 3.7917 | Residential & Commercial | USHP | Ducted CEE Tier 1
216762010 | Central HP <5.4 tons | LENNOX | HRCU-A-CB (Split System: Heat Pump with Remote Outdoor Unit-Air-Source) | EL18KSLV-060-230** | ADP |  | LEM60*6TT+TXV | 0 | 47500 | 15.2 | 8.5 | 46000 | 38500 | 83.7% | 1.75 | 0 | 10 |  |  |  |  | R-454B | 3.9583 | Residential & Commercial | USHP | Ducted CEE Tier 1
216687206 | Central HP <5.4 tons | FUJITSU | HRCU-A-CB (Split System: Heat Pump with Remote Outdoor Unit-Air-Source) | FOP1948MJAYCA |  |  | FCCA4821SYEA | FF80TV407517DZ | 45500 | 19 | 10 | 45500 | 42000 | 92.31% | 2.1 | 0 | 11.7 |  |  |  |  | R-454B | 3.7917 | Residential & Commercial | USHP | Ducted CEE Tier 1
214389717 | Central HP <5.4 tons | Liberty Heating & Air Conditioning | HRCU-A-CB (Split System: Heat Pump with Remote Outdoor Unit-Air-Source) | ASZS60241EA* |  |  | CA*EA2422*4A* | G*VM970803BNB* | 23000 | 17 | 8.6 | 23000 | 16100 | 70% | 2 | 0 | 10 |  |  |  |  | R-410A | 1.9167 | Residential & Commercial | USHP | Ducted CEE Tier 1
214389724 | Central HP <5.4 tons | Liberty Heating & Air Conditioning | HRCU-A-CB (Split System: Heat Pump with Remote Outdoor Unit-Air-Source) | ASZS60241EA* |  |  | CA*EA3026*4A* | G*VS800604BUA* | 23000 | 17 | 8.6 | 23000 | 16100 | 70% | 2 | 0 | 10 |  |  |  |  | R-410A | 1.9167 | Residential & Commercial | USHP | Ducted CEE Tier 1
212985982 | Central HP <5.4 tons | TEMPSTAR | HRCU-A-CB (Split System: Heat Pump with Remote Outdoor Unit-Air-Source) | DLCURAH18ABK |  |  | EN(A,D)4X30L17** | *96MSN0261410A* | 17500 | 16 | 8.1 | 18200 | 16300 | 89.56% | 1.84 | 0 | 11 |  |  |  |  | R-410A | 1.4583 | Residential & Commercial | USHP | Ducted CEE Tier 1
212986986 | Central HP <5.4 tons | TEMPSTAR | HRCU-A-CB (Split System: Heat Pump with Remote Outdoor Unit-Air-Source) | DLCURAH18ABK |  |  | EA*4X19L17A* | *96MSN0601412A* | 17800 | 16.5 | 8.1 | 17800 | 19400 | 109% | 2.34 | 0 | 10.5 |  |  |  |  | R-410A | 1.4833 | Residential & Commercial | USHP | Ducted CEE Tier 1
212987036 | Central HP <5.4 tons | TEMPSTAR | HRCU-A-CB (Split System: Heat Pump with Remote Outdoor Unit-Air-Source) | DLCURAH18ABK |  |  | EA*4X30L17A* | *96MSN0601412A* | 17500 | 16.5 | 8.5 | 18100 | 19800 | 109.4% | 2.38 | 0 | 10.5 |  |  |  |  | R-410A | 1.4583 | Residential & Commercial | USHP | Ducted CEE Tier 1
216760240 | Central HP <5.4 tons | BOSCH | HRCU-A-CB (Split System: Heat Pump with Remote Outdoor Unit-Air-Source) | BOVA-60MTB-M19E | ADP |  | H,GE35*48+TXV+AEFE4B* | 0 | 46000 | 18 | 9.5 | 46000 | 48000 | 104.3% | 2.02 | 0 | 11 |  |  |  |  | R-454B | 3.8333 | Residential & Commercial | USHP | Ducted CEE Tier 1
213356137 | Central HP <5.4 tons | BRYANT HEATING AND COOLING SYSTEMS | HRCU-A-CB (Split System: Heat Pump with Remote Outdoor Unit-Air-Source) | 38MURAQ24AB3* | ADP |  | A36VCA+TXV+CBPE3A* | 0 | 24000 | 18 | 8.85 | 25000 | 22600 | 90.4% | 1.9 | 0 | 10.5 |  |  |  |  | R-410A | 2 | Residential & Commercial | USHP | Ducted CEE Tier 1
213821162 | Central HP <5.4 tons | TEMPSTAR | HRCU-A-CB (Split System: Heat Pump with Remote Outdoor Unit-Air-Source) | DLCURAH24AAK | ASPEN |  | D(A,C,E)30B34+TDR | *96VTN0802120B* | 23800 | 16 | 8.5 | 25000 | 22400 | 89.6% | 2.92 | 0 | 9 |  |  |  |  | R-410A | 1.9833 | Residential & Commercial | USHP
213360215 | Central HP <5.4 tons | LENNOX | HRCU-A-CB (Split System: Heat Pump with Remote Outdoor Unit-Air-Source) | SL25XPV-024-230A** | ADP |  | L*23/37Z9 | EL297UH045XV36B* | 22800 | 22 | 9.5 | 19600 | 19600 | 100% | 1.96 | 0 | 14.5 |  |  |  |  | R-410A | 1.9 | Residential & Commercial | USHP | Ducted CEE Tier 1
213360233 | Central HP <5.4 tons | LENNOX | HRCU-A-CB (Split System: Heat Pump with Remote Outdoor Unit-Air-Source) | SL25XPV-024-230A** | ADP |  | L*35/36U9 | EL297UH090XV48C* | 22200 | 21 | 9.4 | 19800 | 19600 | 98.99% | 1.9 | 0 | 14.5 |  |  |  |  | R-410A | 1.85 | Residential & Commercial | USHP | Ducted CEE Tier 1
213360235 | Central HP <5.4 tons | LENNOX | HRCU-A-CB (Split System: Heat Pump with Remote Outdoor Unit-Air-Source) | SL25XPV-024-230A** | ADP |  | LH35/38X9 | EL297UH090XV48C* | 22200 | 21 | 9.4 | 19800 | 19600 | 98.99% | 1.9 | 0 | 14.5 |  |  |  |  | R-410A | 1.85 | Residential & Commercial | USHP | Ducted CEE Tier 1
214392481 | Central HP <5.4 tons | RUUD | HRCU-A-CB (Split System: Heat Pump with Remote Outdoor Unit-Air-Source) | RD17AZ24AJ3N | ASPEN |  | D(A,C,E)36C24+TDR | R921V0703A17M4S | 20800 | 17.8 | 8.1 | 22600 | 16900 | 74.78% | 2 | 0 | 9.7 |  |  |  |  | R-410A | 1.7333 | Residential & Commercial | USHP
214392540 | Central HP <5.4 tons | RUUD | HRCU-A-CB (Split System: Heat Pump with Remote Outdoor Unit-Air-Source) | RD17AZ24AJ3N | ASPEN |  | D(A,C,E)30C24+TDR | R951V0603A17UHU | 20200 | 17.7 | 8.1 | 22400 | 17000 | 75.89% | 2 | 0 | 9 |  |  |  |  | R-410A | 1.6833 | Residential & Commercial | USHP
214392551 | Central HP <5.4 tons | RUUD | HRCU-A-CB (Split System: Heat Pump with Remote Outdoor Unit-Air-Source) | RD17AZ24AJ3N | ASPEN |  | D(A,C,E)24C34+TDR | R951V0703A17M4S | 21600 | 18 | 8.1 | 22600 | 16900 | 74.78% | 2 | 0 | 10 |  |  |  |  | R-410A | 1.8 | Residential & Commercial | USHP | Ducted CEE Tier 1
214392576 | Central HP <5.4 tons | RUUD | HRCU-A-CB (Split System: Heat Pump with Remote Outdoor Unit-Air-Source) | RD17AZ24AJ3N | ASPEN |  | D(A,C,E)36B24+TDR | R962V0403A17M4S | 20400 | 17.7 | 8.1 | 22600 | 16900 | 74.78% | 2 | 0 | 9 |  |  |  |  | R-410A | 1.7 | Residential & Commercial | USHP
214392592 | Central HP <5.4 tons | RUUD | HRCU-A-CB (Split System: Heat Pump with Remote Outdoor Unit-Air-Source) | RD17AZ24AJ3N | ASPEN |  | D(A,C,E)36B24+TDR | R962V0603A17M4S | 20400 | 17.7 | 8.1 | 22600 | 17000 | 75.22% | 2 | 0 | 9 |  |  |  |  | R-410A | 1.7 | Residential & Commercial | USHP
213773837 | Central HP <5.4 tons | HEIL | HRCU-A-CB (Split System: Heat Pump with Remote Outdoor Unit-Air-Source) | HVH825GKA3* |  |  | EA*4X48L24A*+WALLCON | *97CMN1002122B* | 24200 | 16.5 | 8.1 | 21000 | 16500 | 78.57% | 2.02 | 0 | 11 |  |  |  |  | R-410A | 2.0167 | Residential & Commercial | USHP | Ducted CEE Tier 1
216687179 | Central HP <5.4 tons | FUJITSU | HRCU-A-CB (Split System: Heat Pump with Remote Outdoor Unit-Air-Source) | FOP1924MJAYCA |  |  | FCCA2421HYEA | FF96TV304017M4 | 22800 | 21 | 10 | 22800 | 18500 | 81.14% | 1.8 | 0 | 13 |  |  |  |  | R-454B | 1.9 | Residential & Commercial | USHP | Ducted CEE Tier 1
216788579 | Central HP <5.4 tons | BOSCH | HRCU-A-CB (Split System: Heat Pump with Remote Outdoor Unit-Air-Source) | BOVA-36RTB-M20S | ADP |  | H,RG34*36+TXV+AEFE3A* | 0 | 23600 | 20 | 9.45 | 22400 | 17000 | 75.89% | 2 | 0 | 12.5 |  |  |  |  | R-454B | 1.9667 | Residential & Commercial | USHP | Ducted CEE Tier 1
216977210 | Central HP <5.4 tons | LENNOX | HRCU-A-CB (Split System: Heat Pump with Remote Outdoor Unit-Air-Source) | EL18KSLV-036-230A** | ADP |  | LH24/37X*+TXV | SL297UH040NV36B* | 33800 | 17 | 8.5 | 34000 | 28000 | 82.35% | 1.85 | 0 | 11 |  |  |  |  | R-454B | 2.8167 | Residential & Commercial | USHP | Ducted CEE Tier 1
216977212 | Central HP <5.4 tons | LENNOX | HRCU-A-CB (Split System: Heat Pump with Remote Outdoor Unit-Air-Source) | EL18KSLV-036-230A** | ADP |  | LP36/37R*+TXV | SL297UH060NV36B* | 34600 | 17 | 8.5 | 34000 | 28000 | 82.35% | 1.85 | 0 | 11 |  |  |  |  | R-454B | 2.8833 | Residential & Commercial | USHP | Ducted CEE Tier 1
216057056 | Central HP <5.4 tons | YORK | HRCU-A-C (Split System: Heat Pump with Remote Outdoor Unit with No Indoor Fan --Air Source) | HH824E2S11 | ASPEN |  | D(A,C,E)24B3K+TDR | 0 | 22000 | 15.2 | 8.1 | 22600 | 21200 | 93.81% | 2.67 | 0 | 11 |  |  |  |  | R-454B | 1.8333 | Residential & Commercial | USHP | Ducted CEE Tier 1
216760235 | Central HP <5.4 tons | BOSCH | HRCU-A-CB (Split System: Heat Pump with Remote Outdoor Unit-Air-Source) | BOVA-60RTB-M20S | ADP |  | V,G60H210P16*+TXV+AEFE5* | 0 | 45500 | 18 | 9.1 | 45500 | 33200 | 72.97% | 1.94 | 0 | 11.7 |  |  |  |  | R-454B | 3.7917 | Residential & Commercial | USHP | Ducted CEE Tier 1
214392193 | Central HP <5.4 tons | RUUD | HRCU-A-CB (Split System: Heat Pump with Remote Outdoor Unit-Air-Source) | RD17AZ24AJ3N | ASPEN |  | D(A,C,E)36C24+TDR | R801V0504A17UHU | 20600 | 17.8 | 8.1 | 22400 | 17000 | 75.89% | 2 | 0 | 9.7 |  |  |  |  | R-410A | 1.7167 | Residential & Commercial | USHP
214392327 | Central HP <5.4 tons | RUUD | HRCU-A-CB (Split System: Heat Pump with Remote Outdoor Unit-Air-Source) | RD17AZ24AJ3N | ASPEN |  | D(A,C,E)24C34+TDR | R802V0504A17UHN | 21600 | 18 | 8.1 | 22600 | 16900 | 74.78% | 2 | 0 | 10 |  |  |  |  | R-410A | 1.8 | Residential & Commercial | USHP | Ducted CEE Tier 1
216780980 | Central HP <5.4 tons | YORK | HRCU-A-CB (Split System: Heat Pump with Remote Outdoor Unit-Air-Source) | HH860E2S11 |  |  | CTF60C5CGS1 | Y81E080C16LMPS1 | 44500 | 18 | 9 | 44500 | 33400 | 75.06% | 2 | 0 | 12 |  |  |  |  | R-454B | 3.7083 | Residential & Commercial | USHP | Ducted CEE Tier 1
215667019 | Central HP <5.4 tons | AIRQUEST | HRCU-A-CB (Split System: Heat Pump with Remote Outdoor Unit-Air-Source) | H5H0V24*K*AAA* |  |  | EA*5X24M17A*+WALLCON | *80CTL0701412B* | 22800 | 17 | 9 | 24000 | 16800 | 70% | 1.96 | 0 | 10 |  |  |  |  | R-454B | 1.9 | Residential & Commercial | USHP | Ducted CEE Tier 1
215667717 | Central HP <5.4 tons | AIRQUEST | HRCU-A-CB (Split System: Heat Pump with Remote Outdoor Unit-Air-Source) | H5H0V24*K*AAA* |  |  | EA*5X36M17A*+WALLCON | *96CTN0801714B* | 23200 | 17 | 9 | 23600 | 16600 | 70.34% | 1.98 | 0 | 10 |  |  |  |  | R-454B | 1.9333 | Residential & Commercial | USHP | Ducted CEE Tier 1
214394440 | Central HP <5.4 tons | RUUD | HRCU-A-CB (Split System: Heat Pump with Remote Outdoor Unit-Air-Source) | RD17AZ36AJ3N | ASPEN |  | D(A,C,E)42D34+TDR | U97MV0855A21DHS | 32800 | 18 | 8.1 | 34200 | 29400 | 85.96% | 1.9 | 0 | 10 |  |  |  |  | R-410A | 2.7333 | Residential & Commercial | USHP | Ducted CEE Tier 1
207820947 | Central HP <5.4 tons | TRANE | HRCU-A-CB (Split System: Heat Pump with Remote Outdoor Unit-Air-Source) | 4TWV0X60A1 |  |  | TEM8B0C60V51+TDR | 0 | 54000 | 19.5 | 8.5 | 51000 | 37000 | 72.55% | 1.84 | 12.5 | 12 |  |  |  |  | R-410A | 4.5 | Residential & Commercial | USHP | Ducted CEE Tier 1
214392448 | Central HP <5.4 tons | RUUD | HRCU-A-CB (Split System: Heat Pump with Remote Outdoor Unit-Air-Source) | RD17AZ24AJ3N | ASPEN |  | D(A,C,E)36B24+TDR | R921V0403A17M4S | 20400 | 17.7 | 8.1 | 22600 | 16900 | 74.78% | 2 | 0 | 9 |  |  |  |  | R-410A | 1.7 | Residential & Commercial | USHP
214389660 | Central HP <5.4 tons | Liberty Heating & Air Conditioning | HRCU-A-CB (Split System: Heat Pump with Remote Outdoor Unit-Air-Source) | ASZS60481EA* |  |  | CA*EA6030*4A* | G*VC800804C*A* | 44000 | 17 | 8.5 | 43500 | 31000 | 71.26% | 2 | 0 | 10 |  |  |  |  | R-410A | 3.6667 | Residential & Commercial | USHP | Ducted CEE Tier 1
216624565 | Central HP <5.4 tons | GE Appliances | HRCU-A-CB (Split System: Heat Pump with Remote Outdoor Unit-Air-Source) | NS18H36HA5*** | ADP |  | FE*TT6*37+TXV | 0 | 36000 | 18 | 9.45 | 34400 | 29600 | 86.05% | 1.8 | 0 | 11.7 |  |  |  |  | R-454B | 3 | Residential & Commercial | USHP | Ducted CEE Tier 1
216978076 | Central HP <5.4 tons | LENNOX | HRCU-A-CB (Split System: Heat Pump with Remote Outdoor Unit-Air-Source) | EL18KSLV-036-230A** | ADP |  | LD19/36Y*+TXV | SL297UH060NV36B* | 33800 | 17 | 8.5 | 34000 | 28000 | 82.35% | 1.85 | 0 | 11 |  |  |  |  | R-454B | 2.8167 | Residential & Commercial | USHP | Ducted CEE Tier 1
214392482 | Central HP <5.4 tons | RUUD | HRCU-A-CB (Split System: Heat Pump with Remote Outdoor Unit-Air-Source) | RD17AZ24AJ3N | ASPEN |  | D(A,C,E)36D24+TDR | R921V0703A17M4S | 21000 | 17.9 | 8.1 | 22600 | 16900 | 74.78% | 2 | 0 | 9.8 |  |  |  |  | R-410A | 1.75 | Residential & Commercial | USHP
214392141 | Central HP <5.4 tons | RUUD | HRCU-A-CB (Split System: Heat Pump with Remote Outdoor Unit-Air-Source) | RD17AZ24AJ3N | ASPEN |  | D(A,C,E)30D24+TDR | R801V0503A14UH | 20800 | 17.8 | 8.1 | 22600 | 16900 | 74.78% | 2 | 0 | 9.7 |  |  |  |  | R-410A | 1.7333 | Residential & Commercial | USHP
214392189 | Central HP <5.4 tons | RUUD | HRCU-A-CB (Split System: Heat Pump with Remote Outdoor Unit-Air-Source) | RD17AZ24AJ3N | ASPEN |  | D(A,C,E)30D24+TDR | R801V0504A17UHU | 20600 | 17.8 | 8.1 | 22400 | 17000 | 75.89% | 2 | 0 | 9.7 |  |  |  |  | R-410A | 1.7167 | Residential & Commercial | USHP
214392264 | Central HP <5.4 tons | RUUD | HRCU-A-CB (Split System: Heat Pump with Remote Outdoor Unit-Air-Source) | RD17AZ24AJ3N | ASPEN |  | D(A,C,E)24D24+TDR | R801V1004A17UH | 20400 | 18.6 | 8.1 | 22600 | 16800 | 74.34% | 2.1 | 0 | 9 |  |  |  |  | R-410A | 1.7 | Residential & Commercial | USHP
214392280 | Central HP <5.4 tons | RUUD | HRCU-A-CB (Split System: Heat Pump with Remote Outdoor Unit-Air-Source) | RD17AZ24AJ3N | ASPEN |  | D(A,C,E)24D24+TDR | R802V0503A14DZ | 20400 | 18.6 | 8.1 | 22600 | 16800 | 74.34% | 2 | 0 | 9 |  |  |  |  | R-410A | 1.7 | Residential & Commercial | USHP
214392423 | Central HP <5.4 tons | RUUD | HRCU-A-CB (Split System: Heat Pump with Remote Outdoor Unit-Air-Source) | RD17AZ24AJ3N | ASPEN |  | D(A,C,E)24C34+TDR | R802V1004A17UHS | 21600 | 19 | 8.1 | 22600 | 16800 | 74.34% | 2.1 | 0 | 10 |  |  |  |  | R-410A | 1.8 | Residential & Commercial | USHP | Ducted CEE Tier 1
214392632 | Central HP <5.4 tons | RUUD | HRCU-A-CB (Split System: Heat Pump with Remote Outdoor Unit-Air-Source) | RD17AZ24AJ3N | ASPEN |  | D(A,C,E)24D24+TDR | U802VA075317M | 20400 | 18.6 | 8.1 | 22600 | 16800 | 74.34% | 2.1 | 0 | 9 |  |  |  |  | R-410A | 1.7 | Residential & Commercial | USHP
214392648 | Central HP <5.4 tons | RUUD | HRCU-A-CB (Split System: Heat Pump with Remote Outdoor Unit-Air-Source) | RD17AZ24AJ3N | ASPEN |  | D(A,C,E)24D24+TDR | U802VA075317Z | 20400 | 18.6 | 8.1 | 22600 | 16800 | 74.34% | 2.1 | 0 | 9 |  |  |  |  | R-410A | 1.7 | Residential & Commercial | USHP
213356134 | Central HP <5.4 tons | BRYANT HEATING AND COOLING SYSTEMS | HRCU-A-CB (Split System: Heat Pump with Remote Outdoor Unit-Air-Source) | 38MURAQ24AB3* | ADP |  | A24VBA+TXV+CBPE4B* | 0 | 23800 | 18 | 8.7 | 24800 | 22600 | 91.13% | 1.86 | 0 | 10 |  |  |  |  | R-410A | 1.9833 | Residential & Commercial | USHP | Ducted CEE Tier 1
212927224 | Central HP <5.4 tons | LENNOX | HRCU-A-CB (Split System: Heat Pump with Remote Outdoor Unit-Air-Source) | EL22XPV-024-230A** | ADP |  | L*18/36T9 | SLP98UH070XV36B* | 23800 | 21 | 8.5 | 22000 | 15400 | 70% | 1.92 | 0 | 13.5 |  |  |  |  | R-410A | 1.9833 | Residential & Commercial | USHP | Ducted CEE Tier 1
215667143 | Central HP <5.4 tons | TEMPSTAR | HRCU-A-CB (Split System: Heat Pump with Remote Outdoor Unit-Air-Source) | T5H0V24*K*AAA* |  |  | EA*5X24M17A*+WALLCON | *96CTN0601714B* | 22800 | 16.5 | 9 | 24000 | 16900 | 70.42% | 1.94 | 0 | 10 |  |  |  |  | R-454B | 1.9 | Residential & Commercial | USHP | Ducted CEE Tier 1
215667200 | Central HP <5.4 tons | AIRQUEST | HRCU-A-CB (Split System: Heat Pump with Remote Outdoor Unit-Air-Source) | H5H0V24*K*AAA* |  |  | EA*5X25M17A*+WALLCON | *80CTL0701716B* | 24000 | 17.5 | 9 | 23200 | 16400 | 70.69% | 2 | 0 | 10.5 |  |  |  |  | R-454B | 2 | Residential & Commercial | USHP | Ducted CEE Tier 1
214392599 | Central HP <5.4 tons | RUUD | HRCU-A-CB (Split System: Heat Pump with Remote Outdoor Unit-Air-Source) | RD17AZ24AJ3N | ASPEN |  | D(A,C,E)24C34+TDR | R962V0703A17M4S | 21600 | 18 | 8.1 | 22600 | 16900 | 74.78% | 2 | 0 | 10 |  |  |  |  | R-410A | 1.8 | Residential & Commercial | USHP | Ducted CEE Tier 1
214392701 | Central HP <5.4 tons | RUUD | HRCU-A-CB (Split System: Heat Pump with Remote Outdoor Unit-Air-Source) | RD17AZ24AJ3N | ASPEN |  | D(A,C,E)30D24+TDR | U98MV0603A17UPS | 20800 | 18.8 | 8.1 | 22600 | 16900 | 74.78% | 2 | 0 | 9.7 |  |  |  |  | R-410A | 1.7333 | Residential & Commercial | USHP
214392717 | Central HP <5.4 tons | RUUD | HRCU-A-CB (Split System: Heat Pump with Remote Outdoor Unit-Air-Source) | RD17AZ24AJ3N | ASPEN |  | D(A,C,E)30D24+TDR | U98MV0703A17UPS | 20800 | 18.8 | 8.1 | 22600 | 16900 | 74.78% | 2 | 0 | 9.7 |  |  |  |  | R-410A | 1.7333 | Residential & Commercial | USHP
215389772 | Central HP <5.4 tons | CARRIER | HRCU-A-CB (Split System: Heat Pump with Remote Outdoor Unit-Air-Source) | 38MURAQ36AB3* |  |  | CAP**3617AL* | 59TP6C060V17**16 | 34800 | 15.2 | 8.1 | 38500 | 35200 | 91.43% | 1.8 | 0 | 9.5 |  |  |  |  | R-410A | 2.9 | Residential & Commercial | USHP
215667177 | Central HP <5.4 tons | TEMPSTAR | HRCU-A-CB (Split System: Heat Pump with Remote Outdoor Unit-Air-Source) | T5H0V24*K*AAA* |  |  | EA*5X25M17A*+WALLCON | *80CTL0451712B* | 23800 | 17 | 9 | 23400 | 16500 | 70.51% | 2 | 0 | 10 |  |  |  |  | R-454B | 1.9833 | Residential & Commercial | USHP | Ducted CEE Tier 1
215667779 | Central HP <5.4 tons | TEMPSTAR | HRCU-A-CB (Split System: Heat Pump with Remote Outdoor Unit-Air-Source) | T5H0V24*K*AAA* |  |  | EA*5X37M17A*+WALLCON | *97CMN0601714B* | 23600 | 17 | 9 | 23600 | 16600 | 70.34% | 1.98 | 0 | 10 |  |  |  |  | R-454B | 1.9667 | Residential & Commercial | USHP | Ducted CEE Tier 1
215666977 | Central HP <5.4 tons | TEMPSTAR | HRCU-A-CB (Split System: Heat Pump with Remote Outdoor Unit-Air-Source) | T5H0V24*K*AAA* |  |  | EA*5X24M17A*+WALLCON | *80CSU0401712A* | 22800 | 16.5 | 9 | 24000 | 16800 | 70% | 1.96 | 0 | 10 |  |  |  |  | R-454B | 1.9 | Residential & Commercial | USHP | Ducted CEE Tier 1
215667827 | Central HP <5.4 tons | TEMPSTAR | HRCU-A-CB (Split System: Heat Pump with Remote Outdoor Unit-Air-Source) | T5H0V24*K*AAA* |  |  | EA*5X37M21A*+WALLCON | *80CSU0601716A* | 24000 | 17.5 | 9 | 23200 | 16300 | 70.26% | 2.02 | 0 | 10.5 |  |  |  |  | R-454B | 2 | Residential & Commercial | USHP | Ducted CEE Tier 1
214392523 | Central HP <5.4 tons | RUUD | HRCU-A-CB (Split System: Heat Pump with Remote Outdoor Unit-Air-Source) | RD17AZ24AJ3N | ASPEN |  | D(A,C,E)30B34+TDR | R951V0603A17M4S | 21600 | 18 | 8.1 | 22600 | 17000 | 75.22% | 2 | 0 | 10 |  |  |  |  | R-410A | 1.8 | Residential & Commercial | USHP | Ducted CEE Tier 1
214392057 | Central HP <5.4 tons | RUUD | HRCU-A-CB (Split System: Heat Pump with Remote Outdoor Unit-Air-Source) | RP15AZ48AJ2N | ASPEN |  | CP49B34+TDR | U97MV1005A21DHS | 43500 | 15.3 | 8.1 | 45000 | 33800 | 75.11% | 3 | 0 | 10 |  |  |  |  | R-410A | 3.625 | Residential & Commercial | USHP | Ducted CEE Tier 1
214392005 | Central HP <5.4 tons | RUUD | HRCU-A-CB (Split System: Heat Pump with Remote Outdoor Unit-Air-Source) | RP15AZ48AJ2N | ASPEN |  | CP49B34+TDR | R802V1005A21UH | 44000 | 15.3 | 8.1 | 45500 | 36000 | 79.12% | 2.99 | 0 | 10 |  |  |  |  | R-410A | 3.6667 | Residential & Commercial | USHP | Ducted CEE Tier 1
215666942 | Central HP <5.4 tons | TEMPSTAR | HRCU-A-CB (Split System: Heat Pump with Remote Outdoor Unit-Air-Source) | T5H0V24*K*AAA* |  |  | EA*5X24M14A*+WALLCON | *80CTL0701412B* | 22800 | 17 | 9 | 24000 | 16900 | 70.42% | 1.94 | 0 | 10 |  |  |  |  | R-454B | 1.9 | Residential & Commercial | USHP | Ducted CEE Tier 1
214392557 | Central HP <5.4 tons | RUUD | HRCU-A-CB (Split System: Heat Pump with Remote Outdoor Unit-Air-Source) | RD17AZ24AJ3N | ASPEN |  | D(A,C,E)30D24+TDR | R951V0703A17M4S | 20800 | 17.8 | 8.1 | 22600 | 16900 | 74.78% | 2 | 0 | 9.7 |  |  |  |  | R-410A | 1.7333 | Residential & Commercial | USHP
214391985 | Central HP <5.4 tons | RUUD | HRCU-A-CB (Split System: Heat Pump with Remote Outdoor Unit-Air-Source) | RP15AZ48AJ2N | ASPEN |  | CP49B34+TDR | R801V1005A21UHU | 44000 | 15.3 | 8.1 | 45500 | 36400 | 80% | 3.01 | 0 | 10 |  |  |  |  | R-410A | 3.6667 | Residential & Commercial | USHP | Ducted CEE Tier 1
214392503 | Central HP <5.4 tons | RUUD | HRCU-A-CB (Split System: Heat Pump with Remote Outdoor Unit-Air-Source) | RD17AZ24AJ3N | ASPEN |  | D(A,C,E)24C34+TDR | R951V0403A17UHU | 21400 | 18 | 8.1 | 22400 | 17100 | 76.34% | 2 | 0 | 10 |  |  |  |  | R-410A | 1.7833 | Residential & Commercial | USHP | Ducted CEE Tier 1
214392535 | Central HP <5.4 tons | RUUD | HRCU-A-CB (Split System: Heat Pump with Remote Outdoor Unit-Air-Source) | RD17AZ24AJ3N | ASPEN |  | D(A,C,E)24C34+TDR | R951V0603A17UHU | 21400 | 18 | 8.1 | 22400 | 17000 | 75.89% | 2 | 0 | 10 |  |  |  |  | R-410A | 1.7833 | Residential & Commercial | USHP | Ducted CEE Tier 1
214392587 | Central HP <5.4 tons | RUUD | HRCU-A-CB (Split System: Heat Pump with Remote Outdoor Unit-Air-Source) | RD17AZ24AJ3N | ASPEN |  | D(A,C,E)30B34+TDR | R962V0603A17M4S | 21600 | 18 | 8.1 | 22600 | 17000 | 75.22% | 2 | 0 | 10 |  |  |  |  | R-410A | 1.8 | Residential & Commercial | USHP | Ducted CEE Tier 1
214392605 | Central HP <5.4 tons | RUUD | HRCU-A-CB (Split System: Heat Pump with Remote Outdoor Unit-Air-Source) | RD17AZ24AJ3N | ASPEN |  | D(A,C,E)30D24+TDR | R962V0703A17M4S | 20800 | 17.8 | 8.1 | 22600 | 16900 | 74.78% | 2 | 0 | 9.7 |  |  |  |  | R-410A | 1.7333 | Residential & Commercial | USHP
214392704 | Central HP <5.4 tons | RUUD | HRCU-A-CB (Split System: Heat Pump with Remote Outdoor Unit-Air-Source) | RD17AZ24AJ3N | ASPEN |  | D(A,C,E)36B24+TDR | U98MV0603A17UPS | 20400 | 18.6 | 8.1 | 22600 | 16900 | 74.78% | 2 | 0 | 9 |  |  |  |  | R-410A | 1.7 | Residential & Commercial | USHP
214392203 | Central HP <5.4 tons | RUUD | HRCU-A-CB (Split System: Heat Pump with Remote Outdoor Unit-Air-Source) | RD17AZ24AJ3N | ASPEN |  | D(A,C,E)30B34+TDR | R801V0704A17UHU | 21600 | 18 | 8.1 | 22600 | 16900 | 74.78% | 2 | 0 | 10 |  |  |  |  | R-410A | 1.8 | Residential & Commercial | USHP | Ducted CEE Tier 1
214392204 | Central HP <5.4 tons | RUUD | HRCU-A-CB (Split System: Heat Pump with Remote Outdoor Unit-Air-Source) | RD17AZ24AJ3N | ASPEN |  | D(A,C,E)30C24+TDR | R801V0704A17UHU | 20400 | 17.7 | 8.1 | 22600 | 16900 | 74.78% | 2 | 0 | 9 |  |  |  |  | R-410A | 1.7 | Residential & Commercial | USHP
214392235 | Central HP <5.4 tons | RUUD | HRCU-A-CB (Split System: Heat Pump with Remote Outdoor Unit-Air-Source) | RD17AZ24AJ3N | ASPEN |  | D(A,C,E)30B34+TDR | R801V0754A17UHN | 21600 | 19 | 8.1 | 22600 | 16800 | 74.34% | 2.1 | 0 | 10 |  |  |  |  | R-410A | 1.8 | Residential & Commercial | USHP | Ducted CEE Tier 1
214392252 | Central HP <5.4 tons | RUUD | HRCU-A-CB (Split System: Heat Pump with Remote Outdoor Unit-Air-Source) | RD17AZ24AJ3N | ASPEN |  | D(A,C,E)30C24+TDR | R801V0754A17UHS | 20400 | 18.6 | 8.1 | 22600 | 16800 | 74.34% | 2.1 | 0 | 9 |  |  |  |  | R-410A | 1.7 | Residential & Commercial | USHP
214392288 | Central HP <5.4 tons | RUUD | HRCU-A-CB (Split System: Heat Pump with Remote Outdoor Unit-Air-Source) | RD17AZ24AJ3N | ASPEN |  | D(A,C,E)36B24+TDR | R802V0503A14DZ | 20400 | 18.6 | 8.1 | 22600 | 16800 | 74.34% | 2 | 0 | 9 |  |  |  |  | R-410A | 1.7 | Residential & Commercial | USHP
214392304 | Central HP <5.4 tons | RUUD | HRCU-A-CB (Split System: Heat Pump with Remote Outdoor Unit-Air-Source) | RD17AZ24AJ3N | ASPEN |  | D(A,C,E)36B24+TDR | R802V0503A14UHN | 20400 | 17.7 | 8.1 | 22600 | 16900 | 74.78% | 2 | 0 | 9 |  |  |  |  | R-410A | 1.7 | Residential & Commercial | USHP
213546633 | Central HP <5.4 tons | LENNOX | HRCU-A-CB (Split System: Heat Pump with Remote Outdoor Unit-Air-Source) | EL22XPV-024-230A** | ADP |  | L*35/36U9 | EL280UH070E36A* | 24000 | 21 | 8.5 | 22000 | 15400 | 70% | 1.92 | 0 | 13.5 |  |  |  |  | R-410A | 2 | Residential & Commercial | USHP | Ducted CEE Tier 1
213546638 | Central HP <5.4 tons | LENNOX | HRCU-A-CB (Split System: Heat Pump with Remote Outdoor Unit-Air-Source) | EL22XPV-024-230A** | ADP |  | LH18/37D9 | EL280UH070E36A* | 24000 | 21 | 8.5 | 22000 | 15400 | 70% | 1.92 | 0 | 13.5 |  |  |  |  | R-410A | 2 | Residential & Commercial | USHP | Ducted CEE Tier 1
214392443 | Central HP <5.4 tons | RUUD | HRCU-A-CB (Split System: Heat Pump with Remote Outdoor Unit-Air-Source) | RD17AZ24AJ3N | ASPEN |  | D(A,C,E)30B34+TDR | R921V0403A17M4S | 21600 | 18 | 8.1 | 22600 | 16900 | 74.78% | 2 | 0 | 10 |  |  |  |  | R-410A | 1.8 | Residential & Commercial | USHP | Ducted CEE Tier 1
214392477 | Central HP <5.4 tons | RUUD | HRCU-A-CB (Split System: Heat Pump with Remote Outdoor Unit-Air-Source) | RD17AZ24AJ3N | ASPEN |  | D(A,C,E)30D24+TDR | R921V0703A17M4S | 20800 | 17.8 | 8.1 | 22600 | 16900 | 74.78% | 2 | 0 | 9.7 |  |  |  |  | R-410A | 1.7333 | Residential & Commercial | USHP
214392530 | Central HP <5.4 tons | RUUD | HRCU-A-CB (Split System: Heat Pump with Remote Outdoor Unit-Air-Source) | RD17AZ24AJ3N | ASPEN |  | D(A,C,E)36D24+TDR | R951V0603A17M4S | 21000 | 17.9 | 8.1 | 22600 | 17000 | 75.22% | 2 | 0 | 9.8 |  |  |  |  | R-410A | 1.75 | Residential & Commercial | USHP
214392561 | Central HP <5.4 tons | RUUD | HRCU-A-CB (Split System: Heat Pump with Remote Outdoor Unit-Air-Source) | RD17AZ24AJ3N | ASPEN |  | D(A,C,E)36C24+TDR | R951V0703A17M4S | 20800 | 17.8 | 8.1 | 22600 | 16900 | 74.78% | 2 | 0 | 9.7 |  |  |  |  | R-410A | 1.7333 | Residential & Commercial | USHP
214392664 | Central HP <5.4 tons | RUUD | HRCU-A-CB (Split System: Heat Pump with Remote Outdoor Unit-Air-Source) | RD17AZ24AJ3N | ASPEN |  | D(A,C,E)24D24+TDR | U97MV0603A17DHS | 20400 | 18.6 | 8.1 | 22600 | 16900 | 74.78% | 2 | 0 | 9 |  |  |  |  | R-410A | 1.7 | Residential & Commercial | USHP
214392695 | Central HP <5.4 tons | RUUD | HRCU-A-CB (Split System: Heat Pump with Remote Outdoor Unit-Air-Source) | RD17AZ24AJ3N | ASPEN |  | D(A,C,E)24C34+TDR | U98MV0603A17UPS | 21600 | 19 | 8.1 | 22600 | 16900 | 74.78% | 2 | 0 | 10 |  |  |  |  | R-410A | 1.8 | Residential & Commercial | USHP | Ducted CEE Tier 1
214392696 | Central HP <5.4 tons | RUUD | HRCU-A-CB (Split System: Heat Pump with Remote Outdoor Unit-Air-Source) | RD17AZ24AJ3N | ASPEN |  | D(A,C,E)24D24+TDR | U98MV0603A17UPS | 20400 | 18.6 | 8.1 | 22600 | 16900 | 74.78% | 2 | 0 | 9 |  |  |  |  | R-410A | 1.7 | Residential & Commercial | USHP
216766566 | Central HP <5.4 tons | TRANE | HRCU-A-CB (Split System: Heat Pump with Remote Outdoor Unit-Air-Source) | 5TWR7048A1 |  |  | 5TXCC009AS3 | S9X1C080U5PSB | 43000 | 16.5 | 8.7 | 43500 | 32000 | 73.56% | 2.21 | 0 | 12 |  |  |  |  | R-454B | 3.5833 | Residential & Commercial | USHP | Ducted CEE Tier 1
213184787 | Central HP <5.4 tons | BOSCH | HRCU-A-CB (Split System: Heat Pump with Remote Outdoor Unit-Air-Source) | BOVB-60HDN1-M20G | ADP |  | H,GE48960+AEFE5* | 0 | 46000 | 18 | 9.35 | 46000 | 33200 | 72.17% | 1.98 | 0 | 11.7 |  |  |  |  | R-410A | 3.8333 | Residential & Commercial | USHP | Ducted CEE Tier 1
213612274 | Central HP <5.4 tons | BOSCH | HRCU-A-CB (Split System: Heat Pump with Remote Outdoor Unit-Air-Source) | BOVB-60HDN1-M20G | ADP |  | V,T60H210P299+AEFE5* | 0 | 45500 | 18 | 9.35 | 46000 | 33200 | 72.17% | 1.98 | 0 | 11.7 |  |  |  |  | R-410A | 3.7917 | Residential & Commercial | USHP | Ducted CEE Tier 1
216765116 | Central HP <5.4 tons | TRANE | HRCU-A-CB (Split System: Heat Pump with Remote Outdoor Unit-Air-Source) | 5TWX7060A1 |  |  | 5TXCD010AS3 | S8X2C080M5PSC | 52500 | 16.5 | 9 | 51000 | 38500 | 75.49% | 2.2 | 0 | 11 |  |  |  |  | R-454B | 4.375 | Residential & Commercial | USHP | Ducted CEE Tier 1
214092759 | Central HP <5.4 tons | YORK | HRCU-A-CB (Split System: Heat Pump with Remote Outdoor Unit-Air-Source) | HMH72B341 | ASPEN |  | D(A,C,E)48B36+TDR | TM9V060B12MP12 | 32800 | 17.5 | 8.1 | 34000 | 27800 | 81.76% | 2.63 | 0 | 9.5 |  |  |  |  | R-410A | 2.7333 | Residential & Commercial | USHP
213281570 | Central HP <5.4 tons | YORK | HRCU-A-CB (Split System: Heat Pump with Remote Outdoor Unit-Air-Source) | HMH72B361 | ASPEN |  | D(A,C,E)48B44+TDR | Y81E100C16SMPS1 | 34000 | 17.5 | 8.1 | 36000 | 25400 | 70.56% | 2.65 | 0 | 8.5 |  |  |  |  | R-410A | 2.8333 | Residential & Commercial | USHP
213821577 | Central HP <5.4 tons | TEMPSTAR | HRCU-A-CB (Split System: Heat Pump with Remote Outdoor Unit-Air-Source) | DLCURAH36ABK | ASPEN |  | D(A,C,E)36B34+TDR | *80MS(N,L)0901714A* | 35200 | 16.5 | 8.1 | 38500 | 32200 | 83.64% | 2.58 | 0 | 10 |  |  |  |  | R-410A | 2.9333 | Residential & Commercial | USHP | Ducted CEE Tier 1
213184797 | Central HP <5.4 tons | BOSCH | HRCU-A-CB (Split System: Heat Pump with Remote Outdoor Unit-Air-Source) | BOVA-60HDN1-M20G | ADP |  | H,RG35948+AEFE4B* | 0 | 44500 | 17 | 9 | 45500 | 33200 | 72.97% | 1.92 | 0 | 11 |  |  |  |  | R-410A | 3.7083 | Residential & Commercial | USHP | Ducted CEE Tier 1
213612276 | Central HP <5.4 tons | BOSCH | HRCU-A-CB (Split System: Heat Pump with Remote Outdoor Unit-Air-Source) | BOVB-60HDN1-M20G | ADP |  | H,TG35948+AEFE4B* | 0 | 44500 | 17 | 9 | 45500 | 33200 | 72.97% | 1.92 | 0 | 11 |  |  |  |  | R-410A | 3.7083 | Residential & Commercial | USHP | Ducted CEE Tier 1
213821584 | Central HP <5.4 tons | TEMPSTAR | HRCU-A-CB (Split System: Heat Pump with Remote Outdoor Unit-Air-Source) | DLCURAH36ABK | ASPEN |  | D(A,C,E)36C34+TDR | *80MS(N,L)0902120A* | 35200 | 16.5 | 8.1 | 38500 | 32200 | 83.64% | 2.54 | 0 | 9.5 |  |  |  |  | R-410A | 2.9333 | Residential & Commercial | USHP
216788577 | Central HP <5.4 tons | BOSCH | HRCU-A-CB (Split System: Heat Pump with Remote Outdoor Unit-Air-Source) | BOVA-36RTB-M20S | ADP |  | V,R36H175P15*+TXV+AEFE4B* | 0 | 24000 | 20 | 9.5 | 22400 | 17000 | 75.89% | 2 | 0 | 13 |  |  |  |  | R-454B | 2 | Residential & Commercial | USHP | Ducted CEE Tier 1
215389812 | Central HP <5.4 tons | CARRIER | HRCU-A-CB (Split System: Heat Pump with Remote Outdoor Unit-Air-Source) | 38MURAQ36AB3* |  |  | CNPV*4217AL* | GG96VTAB48060B** | 35400 | 15.5 | 8.5 | 38500 | 35000 | 90.91% | 1.94 | 0 | 10 |  |  |  |  | R-410A | 2.95 | Residential & Commercial | USHP | Ducted CEE Tier 1
214092775 | Central HP <5.4 tons | YORK | HRCU-A-CB (Split System: Heat Pump with Remote Outdoor Unit-Air-Source) | HMH72B341 | ASPEN |  | D(A,C,E)48B36+TDR | TM9Y080C16MP11 | 32600 | 18.5 | 8.1 | 34000 | 28000 | 82.35% | 2.65 | 0 | 9.5 |  |  |  |  | R-410A | 2.7167 | Residential & Commercial | USHP
214092792 | Central HP <5.4 tons | YORK | HRCU-A-CB (Split System: Heat Pump with Remote Outdoor Unit-Air-Source) | HMH72B341 | ASPEN |  | D(A,C,E)42A46+TDR | TMLE100C16MP11 | 33000 | 18 | 8.3 | 32800 | 29000 | 88.41% | 2.71 | 0 | 10 |  |  |  |  | R-410A | 2.75 | Residential & Commercial | USHP | Ducted CEE Tier 1
214092823 | Central HP <5.4 tons | YORK | HRCU-A-CB (Split System: Heat Pump with Remote Outdoor Unit-Air-Source) | HMH72B341 | ASPEN |  | D(A,C,E)48B36+TDR | TPLC100C20MP13 | 32000 | 16.5 | 8.5 | 32400 | 27800 | 85.8% | 2.69 | 0 | 8.9 |  |  |  |  | R-410A | 2.6667 | Residential & Commercial | USHP
214092826 | Central HP <5.4 tons | YORK | HRCU-A-CB (Split System: Heat Pump with Remote Outdoor Unit-Air-Source) | HMH72B341 | ASPEN |  | D(A,C,E)36A36+TDR | Y81E040A12LMPS1 | 33200 | 18 | 8.1 | 32600 | 29800 | 91.41% | 2.71 | 0 | 10 |  |  |  |  | R-410A | 2.7667 | Residential & Commercial | USHP | Ducted CEE Tier 1
214092842 | Central HP <5.4 tons | YORK | HRCU-A-CB (Split System: Heat Pump with Remote Outdoor Unit-Air-Source) | HMH72B341 | ASPEN |  | D(A,C,E)42A46+TDR | Y81E080C16SMPS1 | 32400 | 18 | 8.5 | 33400 | 27600 | 82.63% | 2.7 | 0 | 10 |  |  |  |  | R-410A | 2.7 | Residential & Commercial | USHP | Ducted CEE Tier 1
214092857 | Central HP <5.4 tons | YORK | HRCU-A-CB (Split System: Heat Pump with Remote Outdoor Unit-Air-Source) | HMH72B341 | ASPEN |  | D(A,C,E)42A46+TDR | Y81E100C16LMPS1 | 32400 | 18 | 8.5 | 33400 | 28400 | 85.03% | 2.7 | 0 | 9.5 |  |  |  |  | R-410A | 2.7 | Residential & Commercial | USHP
214092876 | Central HP <5.4 tons | YORK | HRCU-A-CB (Split System: Heat Pump with Remote Outdoor Unit-Air-Source) | HMH72B341 | ASPEN |  | D(A,C,E)48B36+TDR | Y81E120C20LMPS1 | 32600 | 17.5 | 8.5 | 34000 | 28000 | 82.35% | 2.66 | 0 | 9.5 |  |  |  |  | R-410A | 2.7167 | Residential & Commercial | USHP
213296190 | Central HP <5.4 tons | YORK | HRCU-A-CB (Split System: Heat Pump with Remote Outdoor Unit-Air-Source) | HMH72B341 | ASPEN |  | C(A,C,D,E)36A46+TDR | TM8E080B12MP11 | 32000 | 18 | 8.5 | 34000 | 28000 | 82.35% | 2.61 | 0 | 9.4 |  |  |  |  | R-410A | 2.6667 | Residential & Commercial | USHP
215667837 | Central HP <5.4 tons | AIRQUEST | HRCU-A-CB (Split System: Heat Pump with Remote Outdoor Unit-Air-Source) | H5H0V24*K*AAA* |  |  | EA*5X37M21A*+WALLCON | *80CTL0701716B* | 24000 | 17.5 | 9 | 23400 | 16400 | 70.09% | 2.02 | 0 | 10.5 |  |  |  |  | R-454B | 2 | Residential & Commercial | USHP | Ducted CEE Tier 1
215667885 | Central HP <5.4 tons | AIRQUEST | HRCU-A-CB (Split System: Heat Pump with Remote Outdoor Unit-Air-Source) | H5H0V24*K*AAA* |  |  | EA*5X37M21A*+WALLCON | *97CMN0601714B* | 24000 | 17 | 9 | 23400 | 16400 | 70.09% | 2.02 | 0 | 10.5 |  |  |  |  | R-454B | 2 | Residential & Commercial | USHP | Ducted CEE Tier 1
215747655 | Central HP <5.4 tons | FUJITSU | HRCU-A-CB (Split System: Heat Pump with Remote Outdoor Unit-Air-Source) | FOP1924MJAYCA |  |  | FHRAVM3621M*YECA | 0 | 22800 | 19 | 8.5 | 22800 | 19500 | 85.53% | 1.9 | 0 | 12 |  |  |  |  | R-454B | 1.9 | Residential & Commercial | USHP | Ducted CEE Tier 1
215667433 | Central HP <5.4 tons | AIRQUEST | HRCU-A-CB (Split System: Heat Pump with Remote Outdoor Unit-Air-Source) | H5H0V24*K*AAA* |  |  | EA*5X30M17A*+WALLCON | *80CTL0701716B* | 23000 | 17 | 9 | 23800 | 16700 | 70.17% | 1.96 | 0 | 10 |  |  |  |  | R-454B | 1.9167 | Residential & Commercial | USHP | Ducted CEE Tier 1
215667311 | Central HP <5.4 tons | AIRQUEST | HRCU-A-CB (Split System: Heat Pump with Remote Outdoor Unit-Air-Source) | H5H0V24*K*AAA* |  |  | EA*5X25M17A*+WALLCON | *96CTN0801714B* | 24000 | 17.5 | 9 | 23400 | 16400 | 70.09% | 2 | 0 | 10.5 |  |  |  |  | R-454B | 2 | Residential & Commercial | USHP | Ducted CEE Tier 1
216762018 | Central HP <5.4 tons | LENNOX | HRCU-A-CB (Split System: Heat Pump with Remote Outdoor Unit-Air-Source) | EL18KSLV-060-230A** | ADP |  | LEM60*6TT+TXV | 0 | 47500 | 15.2 | 8.5 | 45500 | 39000 | 85.71% | 1.85 | 0 | 10 |  |  |  |  | R-454B | 3.9583 | Residential & Commercial | USHP | Ducted CEE Tier 1
214392700 | Central HP <5.4 tons | RUUD | HRCU-A-CB (Split System: Heat Pump with Remote Outdoor Unit-Air-Source) | RD17AZ24AJ3N | ASPEN |  | D(A,C,E)30C24+TDR | U98MV0603A17UPS | 20400 | 18.6 | 8.1 | 22600 | 16900 | 74.78% | 2 | 0 | 9 |  |  |  |  | R-410A | 1.7 | Residential & Commercial | USHP
215662841 | Central HP <5.4 tons | AIRQUEST | HRCU-A-CB (Split System: Heat Pump with Remote Outdoor Unit-Air-Source) | H5H0V36*K*AAA* |  |  | FCMA5B48L0C*+WALLCON | 0 | 34800 | 19 | 9 | 34600 | 24600 | 71.1% | 1.96 | 0 | 11 |  |  |  |  | R-454B | 2.9 | Residential & Commercial | USHP | Ducted CEE Tier 1
214862795 | Central HP <5.4 tons | BOSCH | HRCU-A-CB (Split System: Heat Pump with Remote Outdoor Unit-Air-Source) | BOVB-60HDN1-M20G | ADP |  | HG84(1,2)60+TXV | BGH96M100D5B | 51500 | 18 | 8.5 | 52000 | 37400 | 71.92% | 1.85 | 0 | 11.7 |  |  |  |  | R-410A | 4.2917 | Residential & Commercial | USHP | Ducted CEE Tier 1
215667360 | Central HP <5.4 tons | TEMPSTAR | HRCU-A-CB (Split System: Heat Pump with Remote Outdoor Unit-Air-Source) | T5H0V24*K*AAA* |  |  | EA*5X30M14A*+WALLCON | *96CTN0401410B* | 22600 | 15.5 | 8.5 | 24200 | 17100 | 70.66% | 1.84 | 0 | 9 |  |  |  |  | R-454B | 1.8833 | Residential & Commercial | USHP
216494142 | Central HP <5.4 tons | BRYANT HEATING AND COOLING SYSTEMS | HRCU-A-CB (Split System: Heat Pump with Remote Outdoor Unit-Air-Source) | 293VAN036**AA* | ADP |  | CE(P,V)3621G34*+TXV | 88*TB48090C17*** | 32800 | 20 | 9.5 | 33000 | 26000 | 78.79% | 2.04 | 0 | 11 |  |  |  |  | R-454B | 2.7333 | Residential & Commercial | USHP | Ducted CEE Tier 1
216624584 | Central HP <5.4 tons | LENNOX | HRCU-A-CB (Split System: Heat Pump with Remote Outdoor Unit-Air-Source) | EL18KSLV-036-230** | ADP |  | LH35/36F*+TXV+LEFE4B* | 0 | 34000 | 15.2 | 8.5 | 32400 | 28400 | 87.65% | 1.75 | 0 | 10.5 |  |  |  |  | R-454B | 2.8333 | Residential & Commercial | USHP | Ducted CEE Tier 1
211174251 | Central HP <5.4 tons | COMFORT-AIRE | HRCU-A-CB (Split System: Heat Pump with Remote Outdoor Unit-Air-Source) | HRG1548S1R-**A | ASPEN |  | C(A,C,D,E)48D34+TDR | GUH97M090C3M | 45000 | 15.2 | 8.1 | 45000 | 31600 | 70.22% | 2.8 | 0 | 12.3 |  |  |  |  | R-410A | 3.75 | Residential & Commercial | USHP | Ducted CEE Tier 1
215666959 | Central HP <5.4 tons | TEMPSTAR | HRCU-A-CB (Split System: Heat Pump with Remote Outdoor Unit-Air-Source) | T5H0V24*K*AAA* |  |  | EA*5X24M14A*+WALLCON | *96CTN0401410B* | 22400 | 15.5 | 8.5 | 24600 | 17300 | 70.33% | 1.82 | 0 | 9 |  |  |  |  | R-454B | 1.8667 | Residential & Commercial | USHP
213088727 | Central HP <5.4 tons | BOSCH | HRCU-A-CB (Split System: Heat Pump with Remote Outdoor Unit-Air-Source) | BOVA-60HDN1-M20G | ADP |  | V,R48H175P469+AEFE4B* | 0 | 46500 | 18 | 9.5 | 46000 | 33200 | 72.17% | 2 | 0 | 11.7 |  |  |  |  | R-410A | 3.875 | Residential & Commercial | USHP | Ducted CEE Tier 1
214862796 | Central HP <5.4 tons | BOSCH | HRCU-A-CB (Split System: Heat Pump with Remote Outdoor Unit-Air-Source) | BOVB-60HDN1-M20G | ADP |  | HG84(1,2)60+TXV | BGH96M120D5B | 51500 | 18 | 8.5 | 52000 | 37400 | 71.92% | 1.85 | 0 | 11.7 |  |  |  |  | R-410A | 4.2917 | Residential & Commercial | USHP | Ducted CEE Tier 1
213281448 | Central HP <5.4 tons | BOSCH | HRCU-A-CB (Split System: Heat Pump with Remote Outdoor Unit-Air-Source) | BOVB-60HDN1-M20G | ADP |  | V48H175P789+AEFE4B* | 0 | 45000 | 18 | 9.15 | 46000 | 33200 | 72.17% | 1.94 | 0 | 11.5 |  |  |  |  | R-410A | 3.75 | Residential & Commercial | USHP | Ducted CEE Tier 1
214628467 | Central HP <5.4 tons | CARRIER | HRCU-A-CB (Split System: Heat Pump with Remote Outdoor Unit-Air-Source) | 38MURAQ24AB3* | ADP |  | PL36H175P159 | 59SU5B040M17**12 | 23400 | 17 | 8.5 | 24400 | 24000 | 98.36% | 2.02 | 0 | 10 |  |  |  |  | R-410A | 1.95 | Residential & Commercial | USHP | Ducted CEE Tier 1
216374503 | Central HP <5.4 tons | YORK | HRCU-A-CB (Split System: Heat Pump with Remote Outdoor Unit-Air-Source) | HH836E2S11 |  |  | CTU36B5XDS1+TXV | Y92E060B12SMPS1 | 33400 | 18 | 8.5 | 31600 | 24200 | 76.58% | 2 | 0 | 11 |  |  |  |  | R-454B | 2.7833 | Residential & Commercial | USHP | Ducted CEE Tier 1
214437579 | Central HP <5.4 tons | YORK | HRCU-A-CB (Split System: Heat Pump with Remote Outdoor Unit-Air-Source) | HMH72B341 | ASPEN |  | D(A,C,E)42D34+TDR | TM9V120D20MP12 | 32800 | 17 | 8.5 | 32400 | 28200 | 87.04% | 2.79 | 0 | 9.5 |  |  |  |  | R-410A | 2.7333 | Residential & Commercial | USHP
214384815 | Central HP <5.4 tons | YORK | HRCU-A-CB (Split System: Heat Pump with Remote Outdoor Unit-Air-Source) | HMH72B341 | ASPEN |  | AE(D,N,U)+CM36B34+TDR | 0 | 32000 | 18.5 | 8.7 | 33200 | 26400 | 79.52% | 2.73 | 0 | 10.4 |  |  |  |  | R-410A | 2.6667 | Residential & Commercial | USHP | Ducted CEE Tier 1
214862793 | Central HP <5.4 tons | BOSCH | HRCU-A-CB (Split System: Heat Pump with Remote Outdoor Unit-Air-Source) | BOVB-60HDN1-M20G | ADP |  | HG84(1,2)60+TXV | BGH96M080B3B | 42500 | 17 | 8.8 | 41500 | 30600 | 73.73% | 1.9 | 0 | 11.7 |  |  |  |  | R-410A | 3.5417 | Residential & Commercial | USHP | Ducted CEE Tier 1
213821609 | Central HP <5.4 tons | TEMPSTAR | HRCU-A-CB (Split System: Heat Pump with Remote Outdoor Unit-Air-Source) | DLCURAH36ABK | ASPEN |  | D(A,C,E)42B34+TDR | *80VTL0902120B* | 34000 | 16.5 | 8.5 | 37800 | 31800 | 84.13% | 2.72 | 0 | 9.9 |  |  |  |  | R-410A | 2.8333 | Residential & Commercial | USHP
213821611 | Central HP <5.4 tons | TEMPSTAR | HRCU-A-CB (Split System: Heat Pump with Remote Outdoor Unit-Air-Source) | DLCURAH36ABK | ASPEN |  | D(A,C,E)36C34+TDR | *80VTL1102122B* | 34400 | 16.5 | 8.5 | 38000 | 31600 | 83.16% | 2.73 | 0 | 9.9 |  |  |  |  | R-410A | 2.8667 | Residential & Commercial | USHP
213821675 | Central HP <5.4 tons | TEMPSTAR | HRCU-A-CB (Split System: Heat Pump with Remote Outdoor Unit-Air-Source) | DLCURAH36ABK | ASPEN |  | D(A,C,E)42B34+TDR | *96VTN1202422B* | 34000 | 16.5 | 8.5 | 37800 | 31800 | 84.13% | 2.72 | 0 | 9.9 |  |  |  |  | R-410A | 2.8333 | Residential & Commercial | USHP
215912373 | Central HP <5.4 tons | YORK | HRCU-A-CB (Split System: Heat Pump with Remote Outdoor Unit-Air-Source) | HH824E2S11 | ASPEN |  | D(A,C,E)36A4K+TDR | TM8V080B12MP12 | 22600 | 17 | 8.5 | 22600 | 17700 | 78.32% | 2 | 0 | 12 |  |  |  |  | R-454B | 1.8833 | Residential & Commercial | USHP | Ducted CEE Tier 1
213296191 | Central HP <5.4 tons | YORK | HRCU-A-CB (Split System: Heat Pump with Remote Outdoor Unit-Air-Source) | HMH72B341 | ASPEN |  | C(A,C,D,E)36C24+TDR | TM8E080B12MP11 | 29800 | 17.4 | 8.5 | 34000 | 28000 | 82.35% | 2.61 | 0 | 9 |  |  |  |  | R-410A | 2.4833 | Residential & Commercial | USHP
213296192 | Central HP <5.4 tons | YORK | HRCU-A-CB (Split System: Heat Pump with Remote Outdoor Unit-Air-Source) | HMH72B341 | ASPEN |  | C(A,C,D,E)36C26+TDR | TM8E080B12MP11 | 29800 | 17.4 | 8.5 | 34000 | 28000 | 82.35% | 2.61 | 0 | 9 |  |  |  |  | R-410A | 2.4833 | Residential & Commercial | USHP
213927821 | Central HP <5.4 tons | YORK | HRCU-A-CB (Split System: Heat Pump with Remote Outdoor Unit-Air-Source) | HMH72B341 | ASPEN |  | D(A,C,E)36D3G+TXV+TDR | TM9E060B12MP12 | 32800 | 17.5 | 8.1 | 34000 | 28000 | 82.35% | 2.46 | 0 | 9.5 |  |  |  |  | R-410A | 2.7333 | Residential & Commercial | USHP
213088732 | Central HP <5.4 tons | BOSCH | HRCU-A-CB (Split System: Heat Pump with Remote Outdoor Unit-Air-Source) | BOVA-60HDN1-M20G | ADP |  | V,R60H210P199+AEFE5* | 0 | 51500 | 17 | 9.45 | 53000 | 38000 | 71.7% | 2.02 | 0 | 11.7 |  |  |  |  | R-410A | 4.2917 | Residential & Commercial | USHP | Ducted CEE Tier 1
213088748 | Central HP <5.4 tons | BOSCH | HRCU-A-CB (Split System: Heat Pump with Remote Outdoor Unit-Air-Source) | BOVB-60HDN1-M20G | ADP |  | H,RG84948+AEFE4B* | 0 | 47000 | 18 | 9.5 | 46000 | 33200 | 72.17% | 2 | 0 | 12 |  |  |  |  | R-410A | 3.9167 | Residential & Commercial | USHP | Ducted CEE Tier 1
214392305 | Central HP <5.4 tons | RUUD | HRCU-A-CB (Split System: Heat Pump with Remote Outdoor Unit-Air-Source) | RD17AZ24AJ3N | ASPEN |  | D(A,C,E)36C24+TDR | R802V0503A14UHN | 20800 | 17.8 | 8.1 | 22600 | 16900 | 74.78% | 2 | 0 | 9.7 |  |  |  |  | R-410A | 1.7333 | Residential & Commercial | USHP
214392337 | Central HP <5.4 tons | RUUD | HRCU-A-CB (Split System: Heat Pump with Remote Outdoor Unit-Air-Source) | RD17AZ24AJ3N | ASPEN |  | D(A,C,E)36C24+TDR | R802V0504A17UHN | 20800 | 17.8 | 8.1 | 22600 | 16900 | 74.78% | 2 | 0 | 9.7 |  |  |  |  | R-410A | 1.7333 | Residential & Commercial | USHP
214392352 | Central HP <5.4 tons | RUUD | HRCU-A-CB (Split System: Heat Pump with Remote Outdoor Unit-Air-Source) | RD17AZ24AJ3N | ASPEN |  | D(A,C,E)36B24+TDR | R802V0504A17UHS | 20400 | 17.7 | 8.1 | 22600 | 16900 | 74.78% | 2 | 0 | 9 |  |  |  |  | R-410A | 1.7 | Residential & Commercial | USHP
214392368 | Central HP <5.4 tons | RUUD | HRCU-A-CB (Split System: Heat Pump with Remote Outdoor Unit-Air-Source) | RD17AZ24AJ3N | ASPEN |  | D(A,C,E)36B24+TDR | R802V0754A17DZ | 20400 | 18.6 | 8.1 | 22600 | 16800 | 74.34% | 2.1 | 0 | 9 |  |  |  |  | R-410A | 1.7 | Residential & Commercial | USHP
214392370 | Central HP <5.4 tons | RUUD | HRCU-A-CB (Split System: Heat Pump with Remote Outdoor Unit-Air-Source) | RD17AZ24AJ3N | ASPEN |  | D(A,C,E)36D24+TDR | R802V0754A17DZ | 21000 | 18.9 | 8.1 | 22600 | 16800 | 74.34% | 2.1 | 0 | 9.8 |  |  |  |  | R-410A | 1.75 | Residential & Commercial | USHP
214392653 | Central HP <5.4 tons | RUUD | HRCU-A-CB (Split System: Heat Pump with Remote Outdoor Unit-Air-Source) | RD17AZ24AJ3N | ASPEN |  | D(A,C,E)30D24+TDR | U802VA075317Z | 20800 | 18.8 | 8.1 | 22600 | 16800 | 74.34% | 2.1 | 0 | 9.7 |  |  |  |  | R-410A | 1.7333 | Residential & Commercial | USHP
213612281 | Central HP <5.4 tons | BOSCH | HRCU-A-CB (Split System: Heat Pump with Remote Outdoor Unit-Air-Source) | BOVB-60HDN1-M20G | ADP |  | H,TG48960+AEFE5* | 0 | 46000 | 18 | 9.35 | 46000 | 33200 | 72.17% | 1.98 | 0 | 11.7 |  |  |  |  | R-410A | 3.8333 | Residential & Commercial | USHP | Ducted CEE Tier 1
212367402 | Central HP <5.4 tons | BOSCH | HRCU-A-CB (Split System: Heat Pump with Remote Outdoor Unit-Air-Source) | BOVA-60HDN1-M20G | ADP |  | HG84948 | BGH96M080C4B | 42500 | 17 | 8.8 | 42500 | 31000 | 72.94% | 1.9 | 0 | 11.7 |  |  |  |  | R-410A | 3.5417 | Residential & Commercial | USHP | Ducted CEE Tier 1
216624588 | Central HP <5.4 tons | LENNOX | HRCU-A-CB (Split System: Heat Pump with Remote Outdoor Unit-Air-Source) | EL18KSLV-036-230** | ADP |  | LH18/37D*+TXV+LEFE3A* | 0 | 34000 | 15.2 | 8.5 | 32400 | 28400 | 87.65% | 1.75 | 0 | 10.5 |  |  |  |  | R-454B | 2.8333 | Residential & Commercial | USHP | Ducted CEE Tier 1
212361470 | Central HP <5.4 tons | BOSCH | HRCU-A-CB (Split System: Heat Pump with Remote Outdoor Unit-Air-Source) | BOVA-60HDN1-M20G | ADP |  | HE36960 | BGH96M100C5A | 44500 | 17 | 8.8 | 44500 | 32400 | 72.81% | 1.9 | 0 | 11.5 |  |  |  |  | R-410A | 3.7083 | Residential & Commercial | USHP | Ducted CEE Tier 1
212361439 | Central HP <5.4 tons | BOSCH | HRCU-A-CB (Split System: Heat Pump with Remote Outdoor Unit-Air-Source) | BOVA-60HDN1-M20G | ADP |  | HE36(1,2)60+TXV | BGH96M120D5A | 45000 | 17 | 9 | 45000 | 33000 | 73.33% | 1.9 | 0 | 11.5 |  |  |  |  | R-410A | 3.75 | Residential & Commercial | USHP | Ducted CEE Tier 1
216977227 | Central HP <5.4 tons | LENNOX | HRCU-A-CB (Split System: Heat Pump with Remote Outdoor Unit-Air-Source) | EL18KSLV-036-230A** | ADP |  | LH24/37F*+TXV | SL297UH060NV36B* | 33800 | 17 | 8.5 | 34000 | 28000 | 82.35% | 1.85 | 0 | 11 |  |  |  |  | R-454B | 2.8167 | Residential & Commercial | USHP | Ducted CEE Tier 1
214290115 | Central HP <5.4 tons | BOSCH | HRCU-A-CB (Split System: Heat Pump with Remote Outdoor Unit-Air-Source) | BOVA-60HDN1-M20G | ADP |  | HG84160+TXV | BGH96M080B3B | 42500 | 17 | 8.8 | 41500 | 30600 | 73.73% | 1.9 | 0 | 11.7 |  |  |  |  | R-410A | 3.5417 | Residential & Commercial | USHP | Ducted CEE Tier 1
214272381 | Central HP <5.4 tons | CARRIER | HRCU-A-CB (Split System: Heat Pump with Remote Outdoor Unit-Air-Source) | 25VNA837A*031* | ADP |  | V,C36H175P459 | 59TN6C080C17**14 | 32800 | 17 | 8.5 | 31400 | 25000 | 79.62% | 1.98 | 0 | 11 |  |  |  |  | R-410A | 2.7333 | Residential & Commercial | USHP | Ducted CEE Tier 1
215676035 | Central HP <5.4 tons | HEIL | HRCU-A-CB (Split System: Heat Pump with Remote Outdoor Unit-Air-Source) | H5H0V48*K*AAA* |  |  | EVM5X61M24A*+WALLCON | *97CMN0602120B* | 48500 | 19 | 9 | 50000 | 37200 | 74.4% | 1.98 | 0 | 10 |  |  |  |  | R-454B | 4.0417 | Residential & Commercial | USHP | Ducted CEE Tier 1
215676115 | Central HP <5.4 tons | HEIL | HRCU-A-CB (Split System: Heat Pump with Remote Outdoor Unit-Air-Source) | H5H0V48*K*AAA* |  |  | EVD5X48M21A*+WALLCON | *80CTL0701716B* | 46500 | 18 | 9 | 50000 | 36800 | 73.6% | 1.98 | 0 | 9.5 |  |  |  |  | R-454B | 3.875 | Residential & Commercial | USHP
215675715 | Central HP <5.4 tons | HEIL | HRCU-A-CB (Split System: Heat Pump with Remote Outdoor Unit-Air-Source) | H5H0V48*K*AAA* |  |  | EVM5X60M21A*+WALLCON | *80CTL0702120B* | 48000 | 19 | 9 | 50000 | 36800 | 73.6% | 2 | 0 | 10 |  |  |  |  | R-454B | 4 | Residential & Commercial | USHP | Ducted CEE Tier 1
214391690 | Central HP <5.4 tons | RUUD | HRCU-A-CB (Split System: Heat Pump with Remote Outdoor Unit-Air-Source) | RP15AZ24AJ2N | ASPEN |  | CP31A34+TDR | R962V0603A17M4S | 22400 | 15.6 | 8.3 | 23000 | 16500 | 71.74% | 2.9 | 0 | 11.9 |  |  |  |  | R-410A | 1.8667 | Residential & Commercial | USHP | Ducted CEE Tier 1
215684043 | Central HP <5.4 tons | CARRIER | HRCU-A-CB (Split System: Heat Pump with Remote Outdoor Unit-Air-Source) | 27VNA036A*030* |  |  | CSAH*3612AM*+UI | 59MN7C100C21**22 | 33800 | 16.5 | 8.5 | 35800 | 25400 | 70.95% | 1.76 | 0 | 9.5 |  |  |  |  | R-454B | 2.8167 | Residential & Commercial | USHP
216675391 | Central HP <5.4 tons | HEIL | HRCU-A-CB (Split System: Heat Pump with Remote Outdoor Unit-Air-Source) | D5CURAH24AAK |  |  | EA*5X30M17A* | *80CSU0401712A* | 24200 | 15.2 | 8.5 | 24400 | 19500 | 79.92% | 1.92 | 0 | 10 |  |  |  |  | R-454B | 2.0167 | Residential & Commercial | USHP | Ducted CEE Tier 1
212367403 | Central HP <5.4 tons | BOSCH | HRCU-A-CB (Split System: Heat Pump with Remote Outdoor Unit-Air-Source) | BOVA-60HDN1-M20G | ADP |  | HG88960 | BGH96M080C4B | 42500 | 17 | 8.8 | 42500 | 31000 | 72.94% | 1.9 | 0 | 11.7 |  |  |  |  | R-410A | 3.5417 | Residential & Commercial | USHP | Ducted CEE Tier 1
212367506 | Central HP <5.4 tons | BOSCH | HRCU-A-CB (Split System: Heat Pump with Remote Outdoor Unit-Air-Source) | BOVB-60HDN1-M20G | ADP |  | H,RG84948 | BGH96M080C4B | 42500 | 17 | 8.8 | 42500 | 31000 | 72.94% | 1.9 | 0 | 11.7 |  |  |  |  | R-410A | 3.5417 | Residential & Commercial | USHP | Ducted CEE Tier 1
216762007 | Central HP <5.4 tons | LENNOX | HRCU-A-CB (Split System: Heat Pump with Remote Outdoor Unit-Air-Source) | EL18KSLV-024-230** | ADP |  | LEM25*43G+TXV | 0 | 23600 | 15.2 | 8.5 | 22400 | 19600 | 87.5% | 1.75 | 0 | 11.7 |  |  |  |  | R-454B | 1.9667 | Residential & Commercial | USHP | Ducted CEE Tier 1
213612275 | Central HP <5.4 tons | BOSCH | HRCU-A-CB (Split System: Heat Pump with Remote Outdoor Unit-Air-Source) | BOVB-60HDN1-M20G | ADP |  | H,TG35948+AEFE5* | 0 | 44500 | 18 | 9 | 45500 | 33200 | 72.97% | 1.92 | 0 | 11 |  |  |  |  | R-410A | 3.7083 | Residential & Commercial | USHP | Ducted CEE Tier 1
215667787 | Central HP <5.4 tons | TEMPSTAR | HRCU-A-CB (Split System: Heat Pump with Remote Outdoor Unit-Air-Source) | T5H0V24*K*AAA* |  |  | EA*5X37M17A*+WALLCON | *97CMN0801714B* | 23800 | 17 | 9 | 23400 | 16500 | 70.51% | 2 | 0 | 10.5 |  |  |  |  | R-454B | 1.9833 | Residential & Commercial | USHP | Ducted CEE Tier 1
216624581 | Central HP <5.4 tons | LENNOX | HRCU-A-CB (Split System: Heat Pump with Remote Outdoor Unit-Air-Source) | EL18KSLV-024-230** | ADP |  | LH18/37R*+TXV+LEFE3A* | 0 | 23600 | 15.2 | 8.5 | 22400 | 19600 | 87.5% | 1.75 | 0 | 11.7 |  |  |  |  | R-454B | 1.9667 | Residential & Commercial | USHP | Ducted CEE Tier 1
215683873 | Central HP <5.4 tons | CARRIER | HRCU-A-CB (Split System: Heat Pump with Remote Outdoor Unit-Air-Source) | 27VNA036A*030* |  |  | CAA**3717AM*+UI | 58TN*B070C14**12 | 33800 | 17.5 | 9 | 35800 | 25600 | 71.51% | 1.86 | 0 | 9.5 |  |  |  |  | R-454B | 2.8167 | Residential & Commercial | USHP
212367421 | Central HP <5.4 tons | BOSCH | HRCU-A-CB (Split System: Heat Pump with Remote Outdoor Unit-Air-Source) | BOVB-60HDN1-M20G | ADP |  | HG84948 | BGH96M080C4B | 42500 | 17 | 8.8 | 42500 | 31000 | 72.94% | 1.9 | 0 | 11.7 |  |  |  |  | R-410A | 3.5417 | Residential & Commercial | USHP | Ducted CEE Tier 1
214568835 | Central HP <5.4 tons | CARRIER | HRCU-A-CB (Split System: Heat Pump with Remote Outdoor Unit-Air-Source) | 25VNA825A*031* | ADP |  | H,PE8J936 | 59TN6B060C17**14 | 23600 | 16 | 8.1 | 19800 | 16300 | 82.32% | 1.94 | 0 | 11 |  |  |  |  | R-410A | 1.9667 | Residential & Commercial | USHP | Ducted CEE Tier 1
212367486 | Central HP <5.4 tons | BOSCH | HRCU-A-CB (Split System: Heat Pump with Remote Outdoor Unit-Air-Source) | BOVA-60HDN1-M20G | ADP |  | H,RG84948 | BGH96M080B3B | 42500 | 17 | 8.8 | 41500 | 30600 | 73.73% | 1.9 | 0 | 11.7 |  |  |  |  | R-410A | 3.5417 | Residential & Commercial | USHP | Ducted CEE Tier 1
213281367 | Central HP <5.4 tons | BOSCH | HRCU-A-CB (Split System: Heat Pump with Remote Outdoor Unit-Air-Source) | BOVB-36HDN1-M20G | ADP |  | V36H***P219+AEFE3A* | 0 | 23600 | 19 | 9.5 | 22400 | 17200 | 76.79% | 2 | 0 | 12.5 |  |  |  |  | R-410A | 1.9667 | Residential & Commercial | USHP | Ducted CEE Tier 1
216558396 | Central HP <5.4 tons | YORK | HRCU-A-CB (Split System: Heat Pump with Remote Outdoor Unit-Air-Source) | HMH72B361 | ASPEN |  | AE*S+CM36B36+TDR | 0 | 33400 | 18 | 8.5 | 35000 | 25000 | 71.43% | 2.73 | 0 | 9 |  |  |  |  | R-410A | 2.7833 | Residential & Commercial | USHP
216558397 | Central HP <5.4 tons | YORK | HRCU-A-CB (Split System: Heat Pump with Remote Outdoor Unit-Air-Source) | HMH72B361 | ASPEN |  | AE*S+CM48E46+TDR | 0 | 34400 | 18 | 8.5 | 35000 | 25200 | 72% | 2.81 | 0 | 9 |  |  |  |  | R-410A | 2.8667 | Residential & Commercial | USHP
215611120 | Central HP <5.4 tons | FUJITSU | HRCU-A-CB (Split System: Heat Pump with Remote Outdoor Unit-Air-Source) | FOP1936MJAYCA |  |  | FHRAVM3621M*YECA | 0 | 34200 | 19 | 8.5 | 34200 | 29400 | 85.96% | 2.1 | 0 | 12 |  |  |  |  | R-454B | 2.85 | Residential & Commercial | USHP | Ducted CEE Tier 1
213281329 | Central HP <5.4 tons | BOSCH | HRCU-A-CB (Split System: Heat Pump with Remote Outdoor Unit-Air-Source) | BOVB-60HDN1-M20G | ADP |  | HG86960+AEFE5* | 0 | 51500 | 17 | 9.45 | 53000 | 38000 | 71.7% | 2.02 | 0 | 11.7 |  |  |  |  | R-410A | 4.2917 | Residential & Commercial | USHP | Ducted CEE Tier 1
216762008 | Central HP <5.4 tons | LENNOX | HRCU-A-CB (Split System: Heat Pump with Remote Outdoor Unit-Air-Source) | EL18KSLV-036-230** | ADP |  | LEM37*3TT+TXV | 0 | 34000 | 15.2 | 8.5 | 32400 | 28400 | 87.65% | 1.75 | 0 | 10.5 |  |  |  |  | R-454B | 2.8333 | Residential & Commercial | USHP | Ducted CEE Tier 1
216624591 | Central HP <5.4 tons | LENNOX | HRCU-A-CB (Split System: Heat Pump with Remote Outdoor Unit-Air-Source) | EL18KSLV-060-230** | ADP |  | LH40/61W*+TXV+LEFE5* | 0 | 47500 | 15.2 | 8.5 | 46000 | 38500 | 83.7% | 1.75 | 0 | 10 |  |  |  |  | R-454B | 3.9583 | Residential & Commercial | USHP | Ducted CEE Tier 1
216977168 | Central HP <5.4 tons | LENNOX | HRCU-A-CB (Split System: Heat Pump with Remote Outdoor Unit-Air-Source) | EL18KSLV-024-230A** | ADP |  | LH18/36D*+TXV | SL297UH040NV36B* | 23800 | 17 | 8.85 | 22400 | 20400 | 91.07% | 1.78 | 0 | 11.7 |  |  |  |  | R-454B | 1.9833 | Residential & Commercial | USHP | Ducted CEE Tier 1
215667502 | Central HP <5.4 tons | TEMPSTAR | HRCU-A-CB (Split System: Heat Pump with Remote Outdoor Unit-Air-Source) | T5H0V24*K*AAA* |  |  | EA*5X30M17A*+WALLCON | *97CMN0801714B* | 23000 | 17 | 8.5 | 23800 | 16700 | 70.17% | 1.86 | 0 | 10 |  |  |  |  | R-454B | 1.9167 | Residential & Commercial | USHP | Ducted CEE Tier 1
215667645 | Central HP <5.4 tons | TEMPSTAR | HRCU-A-CB (Split System: Heat Pump with Remote Outdoor Unit-Air-Source) | T5H0V24*K*AAA* |  |  | EA*5X36M17A*+WALLCON | *80CTL0701716B* | 23200 | 17 | 9 | 23600 | 16600 | 70.34% | 1.98 | 0 | 10 |  |  |  |  | R-454B | 1.9333 | Residential & Commercial | USHP | Ducted CEE Tier 1
215912407 | Central HP <5.4 tons | YORK | HRCU-A-CB (Split System: Heat Pump with Remote Outdoor Unit-Air-Source) | HH824E2S11 | ASPEN |  | C(A,C,D,E)24A3K+TDR | TPLC080B12MP13 | 21600 | 17 | 8.1 | 22600 | 17700 | 78.32% | 2 | 0 | 11.7 |  |  |  |  | R-454B | 1.8 | Residential & Commercial | USHP | Ducted CEE Tier 1
213927874 | Central HP <5.4 tons | YORK | HRCU-A-CB (Split System: Heat Pump with Remote Outdoor Unit-Air-Source) | HMH72B341 | ASPEN |  | D(A,C,E)36B3G+TXV+TDR | TM9V060B12MP12 | 32200 | 17.5 | 8.1 | 34000 | 27800 | 81.76% | 2.49 | 0 | 9.4 |  |  |  |  | R-410A | 2.6833 | Residential & Commercial | USHP
216977198 | Central HP <5.4 tons | LENNOX | HRCU-A-CB (Split System: Heat Pump with Remote Outdoor Unit-Air-Source) | EL18KSLV-036-230A** | ADP |  | L*18/36V*+TXV | SL297UH040NV36B* | 33800 | 17 | 8.5 | 34000 | 28000 | 82.35% | 1.85 | 0 | 11 |  |  |  |  | R-454B | 2.8167 | Residential & Commercial | USHP | Ducted CEE Tier 1
214290116 | Central HP <5.4 tons | BOSCH | HRCU-A-CB (Split System: Heat Pump with Remote Outdoor Unit-Air-Source) | BOVA-60HDN1-M20G | ADP |  | HG84160+TXV | BGH96M080C4B | 42500 | 17 | 8.8 | 42500 | 31000 | 72.94% | 1.9 | 0 | 11.7 |  |  |  |  | R-410A | 3.5417 | Residential & Commercial | USHP | Ducted CEE Tier 1
216764845 | Central HP <5.4 tons | TRANE | HRCU-A-CB (Split System: Heat Pump with Remote Outdoor Unit-Air-Source) | 5TWR7060A1 |  |  | 5PX*D008AS3 | S8X1D120M5PTC | 51500 | 16.5 | 9 | 51500 | 39000 | 75.73% | 2.1 | 0 | 11 |  |  |  |  | R-454B | 4.2917 | Residential & Commercial | USHP | Ducted CEE Tier 1
216977226 | Central HP <5.4 tons | LENNOX | HRCU-A-CB (Split System: Heat Pump with Remote Outdoor Unit-Air-Source) | EL18KSLV-036-230A** | ADP |  | LH24/37X*+TXV | SL297UH060NV36B* | 33800 | 17 | 8.5 | 34000 | 28000 | 82.35% | 1.85 | 0 | 11 |  |  |  |  | R-454B | 2.8167 | Residential & Commercial | USHP | Ducted CEE Tier 1
216977233 | Central HP <5.4 tons | LENNOX | HRCU-A-CB (Split System: Heat Pump with Remote Outdoor Unit-Air-Source) | EL18KSLV-036-230A** | ADP |  | LH24/37X*+TXV | SL297UH080NV48C* | 34600 | 17 | 8.95 | 34200 | 28000 | 81.87% | 1.88 | 0 | 10.5 |  |  |  |  | R-454B | 2.8833 | Residential & Commercial | USHP | Ducted CEE Tier 1
216977174 | Central HP <5.4 tons | LENNOX | HRCU-A-CB (Split System: Heat Pump with Remote Outdoor Unit-Air-Source) | EL18KSLV-024-230A** | ADP |  | L*19/36S*+TXV | SL297UH040NV36B* | 24000 | 17 | 9 | 22400 | 20400 | 91.07% | 1.8 | 0 | 12 |  |  |  |  | R-454B | 2 | Residential & Commercial | USHP | Ducted CEE Tier 1
216977183 | Central HP <5.4 tons | LENNOX | HRCU-A-CB (Split System: Heat Pump with Remote Outdoor Unit-Air-Source) | EL18KSLV-024-230A** | ADP |  | LH18/36D*+TXV | SL297UH060NV36B* | 23600 | 17 | 8.85 | 22400 | 20400 | 91.07% | 1.78 | 0 | 11.7 |  |  |  |  | R-454B | 1.9667 | Residential & Commercial | USHP | Ducted CEE Tier 1
211174173 | Central HP <5.4 tons | COMFORT-AIRE | HRCU-A-CB (Split System: Heat Pump with Remote Outdoor Unit-Air-Source) | HRG1548S1R-**A | ASPEN |  | C(A,C,D,E)48D34+TDR | GUH96C110C5M | 44500 | 15.4 | 8.3 | 45000 | 31600 | 70.22% | 2.82 | 0 | 12.3 |  |  |  |  | R-410A | 3.7083 | Residential & Commercial | USHP | Ducted CEE Tier 1
216678682 | Central HP <5.4 tons | AIRQUEST | HRCU-A-CB (Split System: Heat Pump with Remote Outdoor Unit-Air-Source) | DLCURAH36ABK |  |  | EA*4X36L17A* | *97VTN0601716A* | 34800 | 15.2 | 8.5 | 38500 | 34800 | 90.39% | 1.75 | 0 | 9.5 |  |  |  |  | R-410A | 2.9 | Residential & Commercial | USHP
216678730 | Central HP <5.4 tons | AIRQUEST | HRCU-A-CB (Split System: Heat Pump with Remote Outdoor Unit-Air-Source) | DLCURAH36ABK |  |  | EA*4X43L21A* | *97VTN0601716A* | 36200 | 15.5 | 8.5 | 38000 | 34400 | 90.53% | 1.96 | 0 | 10 |  |  |  |  | R-410A | 3.0167 | Residential & Commercial | USHP | Ducted CEE Tier 1
216977166 | Central HP <5.4 tons | LENNOX | HRCU-A-CB (Split System: Heat Pump with Remote Outdoor Unit-Air-Source) | EL18KSLV-024-230A** | ADP |  | LP36/37R*+TXV | SL297UH040NV36B* | 24000 | 17 | 9 | 22400 | 20200 | 90.18% | 1.85 | 0 | 12 |  |  |  |  | R-454B | 2 | Residential & Commercial | USHP | Ducted CEE Tier 1
216977173 | Central HP <5.4 tons | LENNOX | HRCU-A-CB (Split System: Heat Pump with Remote Outdoor Unit-Air-Source) | EL18KSLV-024-230A** | ADP |  | L*19/36U*+TXV | SL297UH040NV36B* | 24000 | 17 | 9 | 22400 | 20400 | 91.07% | 1.8 | 0 | 12 |  |  |  |  | R-454B | 2 | Residential & Commercial | USHP | Ducted CEE Tier 1
216977214 | Central HP <5.4 tons | LENNOX | HRCU-A-CB (Split System: Heat Pump with Remote Outdoor Unit-Air-Source) | EL18KSLV-036-230A** | ADP |  | L*18/36V*+TXV | SL297UH060NV36B* | 33800 | 17 | 8.5 | 34000 | 28000 | 82.35% | 1.85 | 0 | 11 |  |  |  |  | R-454B | 2.8167 | Residential & Commercial | USHP | Ducted CEE Tier 1
213307195 | Central HP <5.4 tons | YORK | HRCU-A-CB (Split System: Heat Pump with Remote Outdoor Unit-Air-Source) | HMH72B341 | ASPEN |  | DM36A34+TDR | TM9E080B12MP12 | 31400 | 17.4 | 8.1 | 33600 | 27200 | 80.95% | 2.55 | 0 | 9.8 |  |  |  |  | R-410A | 2.6167 | Residential & Commercial | USHP
213307211 | Central HP <5.4 tons | YORK | HRCU-A-CB (Split System: Heat Pump with Remote Outdoor Unit-Air-Source) | HMH72B341 | ASPEN |  | DM36A34+TDR | TM9Y120D20MP11 | 31000 | 16.2 | 8.3 | 32200 | 28000 | 86.96% | 2.73 | 0 | 9.2 |  |  |  |  | R-410A | 2.5833 | Residential & Commercial | USHP
213307363 | Central HP <5.4 tons | YORK | HRCU-A-CB (Split System: Heat Pump with Remote Outdoor Unit-Air-Source) | HMH72B341 | ASPEN |  | DM36A36+TDR | TM9E080B12MP12 | 31400 | 17.4 | 8.1 | 33600 | 27200 | 80.95% | 2.55 | 0 | 9.8 |  |  |  |  | R-410A | 2.6167 | Residential & Commercial | USHP
216977217 | Central HP <5.4 tons | LENNOX | HRCU-A-CB (Split System: Heat Pump with Remote Outdoor Unit-Air-Source) | EL18KSLV-036-230A** | ADP |  | LH29/36F*+TXV | SL297UH060NV36B* | 33800 | 17 | 8.5 | 34000 | 28000 | 82.35% | 1.85 | 0 | 11 |  |  |  |  | R-454B | 2.8167 | Residential & Commercial | USHP | Ducted CEE Tier 1
216977231 | Central HP <5.4 tons | LENNOX | HRCU-A-CB (Split System: Heat Pump with Remote Outdoor Unit-Air-Source) | EL18KSLV-036-230A** | ADP |  | LP25/36R*+TXV | SL297UH080NV48C* | 34800 | 17 | 8.95 | 34200 | 28000 | 81.87% | 1.9 | 0 | 11 |  |  |  |  | R-454B | 2.9 | Residential & Commercial | USHP | Ducted CEE Tier 1
215683887 | Central HP <5.4 tons | CARRIER | HRCU-A-CB (Split System: Heat Pump with Remote Outdoor Unit-Air-Source) | 27VNA036A*030* |  |  | CAA**3717AM*+UI | 59TN6C060C17**14 | 33800 | 17.5 | 9 | 35800 | 25600 | 71.51% | 1.86 | 0 | 9.5 |  |  |  |  | R-454B | 2.8167 | Residential & Commercial | USHP
215683889 | Central HP <5.4 tons | CARRIER | HRCU-A-CB (Split System: Heat Pump with Remote Outdoor Unit-Air-Source) | 27VNA036A*030* |  |  | CAA**3717AM*+UI | 59TN6C080C17**14 | 33800 | 17.5 | 9 | 35800 | 25600 | 71.51% | 1.88 | 0 | 9.5 |  |  |  |  | R-454B | 2.8167 | Residential & Commercial | USHP
215683907 | Central HP <5.4 tons | CARRIER | HRCU-A-CB (Split System: Heat Pump with Remote Outdoor Unit-Air-Source) | 27VNA036A*030* |  |  | CAA**3721AM*+UI | 58TN*B110C21**20 | 34600 | 18 | 9 | 35200 | 25000 | 71.02% | 1.9 | 0 | 10 |  |  |  |  | R-454B | 2.8833 | Residential & Commercial | USHP | Ducted CEE Tier 1
211174175 | Central HP <5.4 tons | COMFORT-AIRE | HRCU-A-CB (Split System: Heat Pump with Remote Outdoor Unit-Air-Source) | HRG1548S1R-**A | ASPEN |  | C(A,C,D,E)60B34+TDR | GUH96C110C5M | 45000 | 15.3 | 8.1 | 45000 | 31600 | 70.22% | 2.76 | 0 | 12.3 |  |  |  |  | R-410A | 3.75 | Residential & Commercial | USHP | Ducted CEE Tier 1
216977196 | Central HP <5.4 tons | LENNOX | HRCU-A-CB (Split System: Heat Pump with Remote Outdoor Unit-Air-Source) | EL18KSLV-036-230A** | ADP |  | LP36/37R*+TXV | SL297UH040NV36B* | 34600 | 17 | 8.5 | 34000 | 28000 | 82.35% | 1.85 | 0 | 11 |  |  |  |  | R-454B | 2.8833 | Residential & Commercial | USHP | Ducted CEE Tier 1
216977197 | Central HP <5.4 tons | LENNOX | HRCU-A-CB (Split System: Heat Pump with Remote Outdoor Unit-Air-Source) | EL18KSLV-036-230A** | ADP |  | LH18/36D*+TXV | SL297UH040NV36B* | 33800 | 17 | 8.5 | 34000 | 28000 | 82.35% | 1.85 | 0 | 11 |  |  |  |  | R-454B | 2.8167 | Residential & Commercial | USHP | Ducted CEE Tier 1
216978066 | Central HP <5.4 tons | LENNOX | HRCU-A-CB (Split System: Heat Pump with Remote Outdoor Unit-Air-Source) | EL18KSLV-024-230A** | ADP |  | LD19/36Y*+TXV | SL297UH040NV36B* | 24000 | 17 | 9 | 22400 | 20400 | 91.07% | 1.8 | 0 | 12 |  |  |  |  | R-454B | 2 | Residential & Commercial | USHP | Ducted CEE Tier 1
216978080 | Central HP <5.4 tons | LENNOX | HRCU-A-CB (Split System: Heat Pump with Remote Outdoor Unit-Air-Source) | EL18KSLV-060-230A** | ADP |  | LD42/61Y*+TXV | SL297UH080NV60C* | 45500 | 17 | 9 | 45500 | 39000 | 85.71% | 1.84 | 0 | 11 |  |  |  |  | R-454B | 3.7917 | Residential & Commercial | USHP | Ducted CEE Tier 1
214394735 | Central HP <5.4 tons | RUUD | HRCU-A-CB (Split System: Heat Pump with Remote Outdoor Unit-Air-Source) | RD17AZ60AJ3N | ASPEN |  | D(A,C,E)60D34+TDR | R951V0855A21M4S | 51500 | 16.9 | 8.1 | 54000 | 49500 | 91.67% | 1.75 | 0 | 9.8 |  |  |  |  | R-410A | 4.2917 | Residential & Commercial | USHP
214394753 | Central HP <5.4 tons | RUUD | HRCU-A-CB (Split System: Heat Pump with Remote Outdoor Unit-Air-Source) | RD17AZ60AJ3N | ASPEN |  | D(A,C,E)60D34+TDR | R962V0855A21M4S | 51500 | 16.9 | 8.1 | 54000 | 49500 | 91.67% | 1.75 | 0 | 9.8 |  |  |  |  | R-410A | 4.2917 | Residential & Commercial | USHP
216977229 | Central HP <5.4 tons | LENNOX | HRCU-A-CB (Split System: Heat Pump with Remote Outdoor Unit-Air-Source) | EL18KSLV-036-230A** | ADP |  | LH29/36X*+TXV | SL297UH080NV48C* | 34800 | 17 | 9 | 34200 | 28000 | 81.87% | 1.9 | 0 | 11 |  |  |  |  | R-454B | 2.9 | Residential & Commercial | USHP | Ducted CEE Tier 1
213311615 | Central HP <5.4 tons | CARRIER | HRCU-A-CB (Split System: Heat Pump with Remote Outdoor Unit-Air-Source) | 38MURAQ36AB3* | ADP |  | V36H175P159+CBPE4B* | 0 | 37000 | 16 | 8.1 | 36800 | 34400 | 93.48% | 2 | 0 | 10 |  |  |  |  | R-410A | 3.0833 | Residential & Commercial | USHP | Ducted CEE Tier 1
213350128 | Central HP <5.4 tons | YORK | HRCU-A-CB (Split System: Heat Pump with Remote Outdoor Unit-Air-Source) | HMH72B341 | ASPEN |  | D(A,C,E)36A44+TDR | Y81E080C16LMPS1 | 32000 | 18 | 8.5 | 33400 | 27600 | 82.63% | 2.7 | 0 | 9.9 |  |  |  |  | R-410A | 2.6667 | Residential & Commercial | USHP
216755687 | Central HP <5.4 tons | HEIL | HRCU-A-CB (Split System: Heat Pump with Remote Outdoor Unit-Air-Source) | D5CUHAH30AAK |  |  | EA*5X43M21A* | *80MSU0802120A* | 31200 | 15.5 | 9 | 34200 | 30000 | 87.72% | 1.8 | 0 | 9.5 |  |  |  |  | R-454B | 2.6 | Residential & Commercial | USHP
214272317 | Central HP <5.4 tons | CARRIER | HRCU-A-CB (Split System: Heat Pump with Remote Outdoor Unit-Air-Source) | 25VNA837A*030* | ADP |  | PL36H175P159 | 59MN7C080C17**14 | 31600 | 17 | 8.1 | 31800 | 24200 | 76.1% | 1.88 | 0 | 11 |  |  |  |  | R-410A | 2.6333 | Residential & Commercial | USHP | Ducted CEE Tier 1
216977181 | Central HP <5.4 tons | LENNOX | HRCU-A-CB (Split System: Heat Pump with Remote Outdoor Unit-Air-Source) | EL18KSLV-024-230A** | ADP |  | LP36/37R*+TXV | SL297UH060NV36B* | 24000 | 17 | 9 | 22400 | 20200 | 90.18% | 1.85 | 0 | 12 |  |  |  |  | R-454B | 2 | Residential & Commercial | USHP | Ducted CEE Tier 1
216977190 | Central HP <5.4 tons | LENNOX | HRCU-A-CB (Split System: Heat Pump with Remote Outdoor Unit-Air-Source) | EL18KSLV-024-230A** | ADP |  | LP25/36R*+TXV | SL297UH060NV36B* | 24000 | 17 | 9 | 22400 | 20400 | 91.07% | 1.8 | 0 | 12 |  |  |  |  | R-454B | 2 | Residential & Commercial | USHP | Ducted CEE Tier 1
215674463 | Central HP <5.4 tons | TEMPSTAR | HRCU-A-CB (Split System: Heat Pump with Remote Outdoor Unit-Air-Source) | T5H0V48*K*AAA* |  |  | EA*5X61M24A*+WALLCON | *80CSU0802120A* | 46000 | 18 | 9 | 47500 | 33600 | 70.74% | 2.08 | 0 | 10 |  |  |  |  | R-454B | 3.8333 | Residential & Commercial | USHP | Ducted CEE Tier 1
216977203 | Central HP <5.4 tons | LENNOX | HRCU-A-CB (Split System: Heat Pump with Remote Outdoor Unit-Air-Source) | EL18KSLV-036-230A** | ADP |  | L*19/36S*+TXV | SL297UH040NV36B* | 33800 | 17 | 8.5 | 34000 | 28000 | 82.35% | 1.85 | 0 | 11 |  |  |  |  | R-454B | 2.8167 | Residential & Commercial | USHP | Ducted CEE Tier 1
214627764 | Central HP <5.4 tons | CARRIER | HRCU-A-CB (Split System: Heat Pump with Remote Outdoor Unit-Air-Source) | 38MURAQ18AB3* | ADP |  | PL36H175P159 | 59SC6A060M17**16 | 17400 | 16 | 8.5 | 16400 | 18300 | 111.6% | 2.24 | 0 | 10.5 |  |  |  |  | R-410A | 1.45 | Residential & Commercial | USHP | Ducted CEE Tier 1
215666936 | Central HP <5.4 tons | DAY & NIGHT | HRCU-A-CB (Split System: Heat Pump with Remote Outdoor Unit-Air-Source) | C5H0V24*K*AAA* |  |  | EA*5X24M14A*+WALLCON | *80CTL0701412B* | 22800 | 17 | 9 | 24000 | 16900 | 70.42% | 1.94 | 0 | 10 |  |  |  |  | R-454B | 1.9 | Residential & Commercial | USHP | Ducted CEE Tier 1
215667137 | Central HP <5.4 tons | DAY & NIGHT | HRCU-A-CB (Split System: Heat Pump with Remote Outdoor Unit-Air-Source) | C5H0V24*K*AAA* |  |  | EA*5X24M17A*+WALLCON | *96CTN0601714B* | 22800 | 16.5 | 9 | 24000 | 16900 | 70.42% | 1.94 | 0 | 10 |  |  |  |  | R-454B | 1.9 | Residential & Commercial | USHP | Ducted CEE Tier 1
215667421 | Central HP <5.4 tons | DAY & NIGHT | HRCU-A-CB (Split System: Heat Pump with Remote Outdoor Unit-Air-Source) | C5H0V24*K*AAA* |  |  | EA*5X30M17A*+WALLCON | *80CTL0701412B* | 23000 | 17 | 9 | 23800 | 16700 | 70.17% | 1.98 | 0 | 10 |  |  |  |  | R-454B | 1.9167 | Residential & Commercial | USHP | Ducted CEE Tier 1
213311617 | Central HP <5.4 tons | CARRIER | HRCU-A-CB (Split System: Heat Pump with Remote Outdoor Unit-Air-Source) | 38MURAQ36AB3* | ADP |  | C36A***L159+CBPE3A* | 0 | 36000 | 16 | 8.1 | 38000 | 35000 | 92.11% | 1.82 | 0 | 10 |  |  |  |  | R-410A | 3 | Residential & Commercial | USHP | Ducted CEE Tier 1
215667621 | Central HP <5.4 tons | DAY & NIGHT | HRCU-A-CB (Split System: Heat Pump with Remote Outdoor Unit-Air-Source) | C5H0V24*K*AAA* |  |  | EA*5X36M17A*+WALLCON | *80CTL0701412B* | 23200 | 17 | 9 | 23600 | 16600 | 70.34% | 1.98 | 0 | 10 |  |  |  |  | R-454B | 1.9333 | Residential & Commercial | USHP | Ducted CEE Tier 1
215667638 | Central HP <5.4 tons | DAY & NIGHT | HRCU-A-CB (Split System: Heat Pump with Remote Outdoor Unit-Air-Source) | C5H0V24*K*AAA* |  |  | EA*5X36M17A*+WALLCON | *80CTL0701716B* | 23200 | 17 | 9 | 23600 | 16600 | 70.34% | 1.98 | 0 | 10 |  |  |  |  | R-454B | 1.9333 | Residential & Commercial | USHP | Ducted CEE Tier 1
214391986 | Central HP <5.4 tons | RUUD | HRCU-A-CB (Split System: Heat Pump with Remote Outdoor Unit-Air-Source) | RP15AZ48AJ2N | ASPEN |  | CP61B34+TDR | R801V1005A21UHU | 44500 | 15.5 | 8.2 | 45500 | 36600 | 80.44% | 3.07 | 0 | 10 |  |  |  |  | R-410A | 3.7083 | Residential & Commercial | USHP | Ducted CEE Tier 1
216977202 | Central HP <5.4 tons | LENNOX | HRCU-A-CB (Split System: Heat Pump with Remote Outdoor Unit-Air-Source) | EL18KSLV-036-230A** | ADP |  | L*19/36U*+TXV | SL297UH040NV36B* | 33800 | 17 | 8.5 | 34000 | 28000 | 82.35% | 1.85 | 0 | 11 |  |  |  |  | R-454B | 2.8167 | Residential & Commercial | USHP | Ducted CEE Tier 1
216977186 | Central HP <5.4 tons | LENNOX | HRCU-A-CB (Split System: Heat Pump with Remote Outdoor Unit-Air-Source) | EL18KSLV-024-230A** | ADP |  | LH29/36X*+TXV | SL297UH060NV36B* | 24000 | 17 | 9 | 22400 | 20400 | 91.07% | 1.8 | 0 | 12 |  |  |  |  | R-454B | 2 | Residential & Commercial | USHP | Ducted CEE Tier 1
216977187 | Central HP <5.4 tons | LENNOX | HRCU-A-CB (Split System: Heat Pump with Remote Outdoor Unit-Air-Source) | EL18KSLV-024-230A** | ADP |  | LH29/36F*+TXV | SL297UH060NV36B* | 24000 | 17 | 9 | 22400 | 20400 | 91.07% | 1.8 | 0 | 12 |  |  |  |  | R-454B | 2 | Residential & Commercial | USHP | Ducted CEE Tier 1
216977204 | Central HP <5.4 tons | LENNOX | HRCU-A-CB (Split System: Heat Pump with Remote Outdoor Unit-Air-Source) | EL18KSLV-036-230A** | ADP |  | LP25/36R*+TXV | SL297UH040NV36B* | 33800 | 17 | 8.5 | 34000 | 28000 | 82.35% | 1.85 | 0 | 11 |  |  |  |  | R-454B | 2.8167 | Residential & Commercial | USHP | Ducted CEE Tier 1
216977221 | Central HP <5.4 tons | LENNOX | HRCU-A-CB (Split System: Heat Pump with Remote Outdoor Unit-Air-Source) | EL18KSLV-036-230A** | ADP |  | LP29/36X*+TXV | SL297UH060NV36B* | 34400 | 17 | 8.5 | 34000 | 28000 | 82.35% | 1.85 | 0 | 11 |  |  |  |  | R-454B | 2.8667 | Residential & Commercial | USHP | Ducted CEE Tier 1
216977177 | Central HP <5.4 tons | LENNOX | HRCU-A-CB (Split System: Heat Pump with Remote Outdoor Unit-Air-Source) | EL18KSLV-024-230A** | ADP |  | L*30/36U*+TXV | SL297UH040NV36B* | 24000 | 17 | 9 | 22400 | 20400 | 91.07% | 1.8 | 0 | 12 |  |  |  |  | R-454B | 2 | Residential & Commercial | USHP | Ducted CEE Tier 1
216977178 | Central HP <5.4 tons | LENNOX | HRCU-A-CB (Split System: Heat Pump with Remote Outdoor Unit-Air-Source) | EL18KSLV-024-230A** | ADP |  | L*35/36U*+TXV | SL297UH040NV36B* | 24000 | 17 | 9 | 22400 | 20400 | 91.07% | 1.8 | 0 | 12 |  |  |  |  | R-454B | 2 | Residential & Commercial | USHP | Ducted CEE Tier 1
216977213 | Central HP <5.4 tons | LENNOX | HRCU-A-CB (Split System: Heat Pump with Remote Outdoor Unit-Air-Source) | EL18KSLV-036-230A** | ADP |  | LH18/36D*+TXV | SL297UH060NV36B* | 33800 | 17 | 8.5 | 34000 | 28000 | 82.35% | 1.85 | 0 | 11 |  |  |  |  | R-454B | 2.8167 | Residential & Commercial | USHP | Ducted CEE Tier 1
216977228 | Central HP <5.4 tons | LENNOX | HRCU-A-CB (Split System: Heat Pump with Remote Outdoor Unit-Air-Source) | EL18KSLV-036-230A** | ADP |  | LP36/37R*+TXV | SL297UH080NV48C* | 34800 | 17 | 9 | 34200 | 28000 | 81.87% | 1.9 | 0 | 11 |  |  |  |  | R-454B | 2.9 | Residential & Commercial | USHP | Ducted CEE Tier 1
215683921 | Central HP <5.4 tons | CARRIER | HRCU-A-CB (Split System: Heat Pump with Remote Outdoor Unit-Air-Source) | 27VNA036A*030* |  |  | CAA**3721AM*+UI | 59MN7C080C21**20 | 34400 | 18 | 8.1 | 35400 | 25200 | 71.19% | 1.88 | 0 | 10 |  |  |  |  | R-454B | 2.8667 | Residential & Commercial | USHP | Ducted CEE Tier 1
214394798 | Central HP <5.4 tons | CARRIER | HRCU-A-CB (Split System: Heat Pump with Remote Outdoor Unit-Air-Source) | 25VNA837A*030* | ADP |  | H,PG53936 | 59TN6C080C17**14 | 32800 | 17 | 8.5 | 31200 | 24800 | 79.49% | 1.98 | 0 | 11 |  |  |  |  | R-410A | 2.7333 | Residential & Commercial | USHP | Ducted CEE Tier 1
215667069 | Central HP <5.4 tons | TEMPSTAR | HRCU-A-CB (Split System: Heat Pump with Remote Outdoor Unit-Air-Source) | T5H0V24*K*AAA* |  |  | EA*5X24M17A*+WALLCON | *80CTL0901716B* | 22800 | 17 | 9 | 24000 | 16800 | 70% | 1.96 | 0 | 10 |  |  |  |  | R-454B | 1.9 | Residential & Commercial | USHP | Ducted CEE Tier 1
215667628 | Central HP <5.4 tons | TEMPSTAR | HRCU-A-CB (Split System: Heat Pump with Remote Outdoor Unit-Air-Source) | T5H0V24*K*AAA* |  |  | EA*5X36M17A*+WALLCON | *80CTL0701412B* | 23200 | 17 | 9 | 23600 | 16600 | 70.34% | 1.98 | 0 | 10 |  |  |  |  | R-454B | 1.9333 | Residential & Commercial | USHP | Ducted CEE Tier 1
216977184 | Central HP <5.4 tons | LENNOX | HRCU-A-CB (Split System: Heat Pump with Remote Outdoor Unit-Air-Source) | EL18KSLV-024-230A** | ADP |  | L*18/36V*+TXV | SL297UH060NV36B* | 24000 | 17 | 8.95 | 22400 | 20400 | 91.07% | 1.8 | 0 | 12 |  |  |  |  | R-454B | 2 | Residential & Commercial | USHP | Ducted CEE Tier 1
216977241 | Central HP <5.4 tons | LENNOX | HRCU-A-CB (Split System: Heat Pump with Remote Outdoor Unit-Air-Source) | EL18KSLV-060-230A** | ADP |  | LH42/62W*+TXV | SL297UH080NV60C* | 45500 | 17 | 9 | 45500 | 39000 | 85.71% | 1.85 | 0 | 11 |  |  |  |  | R-454B | 3.7917 | Residential & Commercial | USHP | Ducted CEE Tier 1
216977232 | Central HP <5.4 tons | LENNOX | HRCU-A-CB (Split System: Heat Pump with Remote Outdoor Unit-Air-Source) | EL18KSLV-036-230A** | ADP |  | LP29/36X*+TXV | SL297UH080NV48C* | 34800 | 17 | 9 | 34200 | 28000 | 81.87% | 1.9 | 0 | 11 |  |  |  |  | R-454B | 2.9 | Residential & Commercial | USHP | Ducted CEE Tier 1
212362558 | Central HP <5.4 tons | GOETTL | HRCU-A-CB (Split System: Heat Pump with Remote Outdoor Unit-Air-Source) | ASZV903610A* |  |  | CA*F3743*6D*+TXV | A*VS800604BUA* | 33600 | 18.5 | 8.2 | 34000 | 24400 | 71.76% | 1.8 | 0 | 12 |  |  |  |  | R-410A | 2.8 | Residential & Commercial | USHP | Ducted CEE Tier 1
212362559 | Central HP <5.4 tons | GOETTL | HRCU-A-CB (Split System: Heat Pump with Remote Outdoor Unit-Air-Source) | ASZV903610A* |  |  | CA*F3743*6D*+TXV | A*VC800604B*A* | 33600 | 19 | 8.2 | 34000 | 24400 | 71.76% | 1.8 | 0 | 12 |  |  |  |  | R-410A | 2.8 | Residential & Commercial | USHP | Ducted CEE Tier 1
216624587 | Central HP <5.4 tons | LENNOX | HRCU-A-CB (Split System: Heat Pump with Remote Outdoor Unit-Air-Source) | EL18KSLV-036-230** | ADP |  | L*35/36U*+TXV+LEFE4B* | 0 | 34000 | 15.2 | 8.5 | 32400 | 28400 | 87.65% | 1.75 | 0 | 10.5 |  |  |  |  | R-454B | 2.8333 | Residential & Commercial | USHP | Ducted CEE Tier 1
212362824 | Central HP <5.4 tons | GOETTL | HRCU-A-CB (Split System: Heat Pump with Remote Outdoor Unit-Air-Source) | GSZV903610A* |  |  | CHPF3743C6B*+TXV | G*VM971005CNB* | 33400 | 18 | 8.2 | 34000 | 24400 | 71.76% | 1.8 | 0 | 11 |  |  |  |  | R-410A | 2.7833 | Residential & Commercial | USHP | Ducted CEE Tier 1
212362840 | Central HP <5.4 tons | GOETTL | HRCU-A-CB (Split System: Heat Pump with Remote Outdoor Unit-Air-Source) | GSZV903610A* |  |  | CSCF3642N6D*+TXV | G*VC961205DNB* | 33800 | 18.5 | 8.2 | 34000 | 24400 | 71.76% | 1.8 | 0 | 11.5 |  |  |  |  | R-410A | 2.8167 | Residential & Commercial | USHP | Ducted CEE Tier 1
212362790 | Central HP <5.4 tons | GOETTL | HRCU-A-CB (Split System: Heat Pump with Remote Outdoor Unit-Air-Source) | GSZV903610A* |  |  | CHPF3642C6C*+TXV | G*VC800604B*A* | 33400 | 18 | 8.2 | 34000 | 24400 | 71.76% | 1.8 | 0 | 11 |  |  |  |  | R-410A | 2.7833 | Residential & Commercial | USHP | Ducted CEE Tier 1
216977171 | Central HP <5.4 tons | LENNOX | HRCU-A-CB (Split System: Heat Pump with Remote Outdoor Unit-Air-Source) | EL18KSLV-024-230A** | ADP |  | LH29/36X*+TXV | SL297UH040NV36B* | 24000 | 17 | 9 | 22400 | 20400 | 91.07% | 1.8 | 0 | 12 |  |  |  |  | R-454B | 2 | Residential & Commercial | USHP | Ducted CEE Tier 1
216977188 | Central HP <5.4 tons | LENNOX | HRCU-A-CB (Split System: Heat Pump with Remote Outdoor Unit-Air-Source) | EL18KSLV-024-230A** | ADP |  | L*19/36U*+TXV | SL297UH060NV36B* | 24000 | 17 | 9 | 22400 | 20400 | 91.07% | 1.8 | 0 | 12 |  |  |  |  | R-454B | 2 | Residential & Commercial | USHP | Ducted CEE Tier 1
216977237 | Central HP <5.4 tons | LENNOX | HRCU-A-CB (Split System: Heat Pump with Remote Outdoor Unit-Air-Source) | EL18KSLV-060-230A** | ADP |  | L*42/60S*+TXV | SL297UH080NV60C* | 44500 | 17 | 8.7 | 45500 | 39000 | 85.71% | 1.8 | 0 | 10.5 |  |  |  |  | R-454B | 3.7083 | Residential & Commercial | USHP | Ducted CEE Tier 1
213546678 | Central HP <5.4 tons | LENNOX | HRCU-A-CB (Split System: Heat Pump with Remote Outdoor Unit-Air-Source) | EL22XPV-024-230A** | ADP |  | L*35/36U9 | EL296UH070XV36B* | 23800 | 21 | 8.5 | 22000 | 15400 | 70% | 1.92 | 0 | 13.5 |  |  |  |  | R-410A | 1.9833 | Residential & Commercial | USHP | Ducted CEE Tier 1
214394635 | Central HP <5.4 tons | RUUD | HRCU-A-CB (Split System: Heat Pump with Remote Outdoor Unit-Air-Source) | RD17AZ60AJ3N | ASPEN |  | D(A,C,E)60D34+TDR | R801V0755A21DZ | 52000 | 17.8 | 8.1 | 54000 | 49000 | 90.74% | 1.75 | 0 | 9.8 |  |  |  |  | R-410A | 4.3333 | Residential & Commercial | USHP
214394769 | Central HP <5.4 tons | RUUD | HRCU-A-CB (Split System: Heat Pump with Remote Outdoor Unit-Air-Source) | RD17AZ60AJ3N | ASPEN |  | D(A,C,E)60D34+TDR | U802VA125524M | 52000 | 18.8 | 8.1 | 53500 | 49000 | 91.59% | 1.75 | 0 | 9.8 |  |  |  |  | R-410A | 4.3333 | Residential & Commercial | USHP
216977225 | Central HP <5.4 tons | LENNOX | HRCU-A-CB (Split System: Heat Pump with Remote Outdoor Unit-Air-Source) | EL18KSLV-036-230A** | ADP |  | L*35/36S*+TXV | SL297UH060NV36B* | 34600 | 17 | 8.5 | 34000 | 28000 | 82.35% | 1.85 | 0 | 11 |  |  |  |  | R-454B | 2.8833 | Residential & Commercial | USHP | Ducted CEE Tier 1
216977182 | Central HP <5.4 tons | LENNOX | HRCU-A-CB (Split System: Heat Pump with Remote Outdoor Unit-Air-Source) | EL18KSLV-024-230A** | ADP |  | LH18/36R*+TXV | SL297UH060NV36B* | 23600 | 17 | 8.85 | 22400 | 20400 | 91.07% | 1.78 | 0 | 11.7 |  |  |  |  | R-454B | 1.9667 | Residential & Commercial | USHP | Ducted CEE Tier 1
216977191 | Central HP <5.4 tons | LENNOX | HRCU-A-CB (Split System: Heat Pump with Remote Outdoor Unit-Air-Source) | EL18KSLV-024-230A** | ADP |  | LP29/36X*+TXV | SL297UH060NV36B* | 24000 | 17 | 9 | 22400 | 20400 | 91.07% | 1.8 | 0 | 12 |  |  |  |  | R-454B | 2 | Residential & Commercial | USHP | Ducted CEE Tier 1
216977193 | Central HP <5.4 tons | LENNOX | HRCU-A-CB (Split System: Heat Pump with Remote Outdoor Unit-Air-Source) | EL18KSLV-024-230A** | ADP |  | L*35/36U*+TXV | SL297UH060NV36B* | 24000 | 17 | 9 | 22400 | 20400 | 91.07% | 1.8 | 0 | 12 |  |  |  |  | R-454B | 2 | Residential & Commercial | USHP | Ducted CEE Tier 1
216977200 | Central HP <5.4 tons | LENNOX | HRCU-A-CB (Split System: Heat Pump with Remote Outdoor Unit-Air-Source) | EL18KSLV-036-230A** | ADP |  | LH29/36X*+TXV | SL297UH040NV36B* | 33800 | 17 | 8.5 | 34000 | 28000 | 82.35% | 1.85 | 0 | 11 |  |  |  |  | R-454B | 2.8167 | Residential & Commercial | USHP | Ducted CEE Tier 1
204456429 | Central HP <5.4 tons | AIRQUEST | HRCU-A-CB (Split System: Heat Pump with Remote Outdoor Unit-Air-Source) | HVH825GKA2* |  |  | EA*4X24L17A*+WALLCON | *80CTL0901716A* | 23400 | 17 | 8.1 | 21800 | 16700 | 76.61% | 1.9 | 11.5 | 11 |  |  |  |  | R-410A | 1.95 | Residential & Commercial | USHP | Ducted CEE Tier 1
204456438 | Central HP <5.4 tons | AIRQUEST | HRCU-A-CB (Split System: Heat Pump with Remote Outdoor Unit-Air-Source) | HVH825GKA2* |  |  | EA*4X25L17A*+WALLCON | *80CTL0451712A* | 24200 | 16.5 | 8.1 | 21400 | 16800 | 78.5% | 2 | 11 | 11 |  |  |  |  | R-410A | 2.0167 | Residential & Commercial | USHP | Ducted CEE Tier 1
216762019 | Central HP <5.4 tons | LENNOX | HRCU-A-CB (Split System: Heat Pump with Remote Outdoor Unit-Air-Source) | EL18KSLV-060-230A** | ADP |  | LEM48*1TT+TXV | 0 | 47500 | 15.2 | 8.5 | 45500 | 39000 | 85.71% | 1.84 | 0 | 10 |  |  |  |  | R-454B | 3.9583 | Residential & Commercial | USHP | Ducted CEE Tier 1
216977175 | Central HP <5.4 tons | LENNOX | HRCU-A-CB (Split System: Heat Pump with Remote Outdoor Unit-Air-Source) | EL18KSLV-024-230A** | ADP |  | LP25/36R*+TXV | SL297UH040NV36B* | 24000 | 17 | 9 | 22400 | 20400 | 91.07% | 1.8 | 0 | 12 |  |  |  |  | R-454B | 2 | Residential & Commercial | USHP | Ducted CEE Tier 1
216977209 | Central HP <5.4 tons | LENNOX | HRCU-A-CB (Split System: Heat Pump with Remote Outdoor Unit-Air-Source) | EL18KSLV-036-230A** | ADP |  | L*35/36S*+TXV | SL297UH040NV36B* | 34600 | 17 | 8.5 | 34000 | 28000 | 82.35% | 1.85 | 0 | 11 |  |  |  |  | R-454B | 2.8833 | Residential & Commercial | USHP | Ducted CEE Tier 1
216978078 | Central HP <5.4 tons | LENNOX | HRCU-A-CB (Split System: Heat Pump with Remote Outdoor Unit-Air-Source) | EL18KSLV-036-230A** | ADP |  | LD24/35Y*+TXV | SL297UH060NV36B* | 34400 | 17 | 8.5 | 34000 | 28000 | 82.35% | 1.85 | 0 | 11 |  |  |  |  | R-454B | 2.8667 | Residential & Commercial | USHP | Ducted CEE Tier 1
216978067 | Central HP <5.4 tons | LENNOX | HRCU-A-CB (Split System: Heat Pump with Remote Outdoor Unit-Air-Source) | EL18KSLV-024-230A** | ADP |  | LD24/35Z*+TXV | SL297UH040NV36B* | 24000 | 17 | 9 | 22400 | 20400 | 91.07% | 1.8 | 0 | 12 |  |  |  |  | R-454B | 2 | Residential & Commercial | USHP | Ducted CEE Tier 1
215675935 | Central HP <5.4 tons | HEIL | HRCU-A-CB (Split System: Heat Pump with Remote Outdoor Unit-Air-Source) | H5H0V48*K*AAA* |  |  | EVM5X60M24A*+WALLCON | *97CMN1202422B* | 48000 | 19 | 9 | 50000 | 36600 | 73.2% | 2 | 0 | 10 |  |  |  |  | R-454B | 4 | Residential & Commercial | USHP | Ducted CEE Tier 1
214394531 | Central HP <5.4 tons | RUUD | HRCU-A-CB (Split System: Heat Pump with Remote Outdoor Unit-Air-Source) | RD17AZ36AJ3N | ASPEN |  | D(A,C,E)42D44+TDR | U98MV0603A17UPS | 33400 | 18 | 8.1 | 34200 | 29800 | 87.13% | 1.9 | 0 | 10 |  |  |  |  | R-410A | 2.7833 | Residential & Commercial | USHP | Ducted CEE Tier 1
214391648 | Central HP <5.4 tons | RUUD | HRCU-A-CB (Split System: Heat Pump with Remote Outdoor Unit-Air-Source) | RP15AZ24AJ2N | ASPEN |  | CP31A34+TDR | R801V0754A17DZ | 22400 | 15.6 | 8.3 | 23000 | 16300 | 70.87% | 2.87 | 0 | 11.9 |  |  |  |  | R-410A | 1.8667 | Residential & Commercial | USHP | Ducted CEE Tier 1
214391657 | Central HP <5.4 tons | RUUD | HRCU-A-CB (Split System: Heat Pump with Remote Outdoor Unit-Air-Source) | RP15AZ24AJ2N | ASPEN |  | CP37A34+TDR | R802V0503A14DZ | 22400 | 15.6 | 8.3 | 23000 | 16300 | 70.87% | 2.84 | 0 | 11.9 |  |  |  |  | R-410A | 1.8667 | Residential & Commercial | USHP | Ducted CEE Tier 1
216494126 | Central HP <5.4 tons | BRYANT HEATING AND COOLING SYSTEMS | HRCU-A-CB (Split System: Heat Pump with Remote Outdoor Unit-Air-Source) | 290VAN048**AA* | ADP |  | CE(P,V)4824G1K*+TXV | 88*TB36045C17*** | 43500 | 17 | 9 | 47000 | 34600 | 73.62% | 2.02 | 0 | 9 |  |  |  |  | R-454B | 3.625 | Residential & Commercial | USHP
213350133 | Central HP <5.4 tons | YORK | HRCU-A-CB (Split System: Heat Pump with Remote Outdoor Unit-Air-Source) | HMH72B341 | ASPEN |  | D(A,C,E)36B34+TDR | Y81E080C16SMPS1 | 32000 | 18 | 8.5 | 33400 | 27600 | 82.63% | 2.7 | 0 | 9.9 |  |  |  |  | R-410A | 2.6667 | Residential & Commercial | USHP
216960327 | Central HP <5.4 tons | TRANE | HRCU-A-CB (Split System: Heat Pump with Remote Outdoor Unit-Air-Source) | 5TWV0X24A1 | ASPEN |  | D(A,C,E)30A3J+TDR | S9V2B040U3PSC+LRP | 18300 | 19.3 | 8.5 | 22200 | 25200 | 113.5% | 2.47 | 0 | 11.2 |  |  |  |  | R-454B | 1.525 | Residential & Commercial | USHP | Ducted CEE Tier 1
214440939 | Central HP <5.4 tons | CARRIER | HRCU-A-CB (Split System: Heat Pump with Remote Outdoor Unit-Air-Source) | 25VNA424A*031* | ADP |  | H,PG53936 | 59TN6C060C17**14 | 24000 | 20 | 10.5 | 25000 | 19400 | 77.6% | 2.52 | 0 | 13 |  |  |  |  | R-410A | 2 | Residential & Commercial | USHP | Ducted CEE Tier 1
215864577 | Central HP <5.4 tons | TRANE | HRCU-A-CB (Split System: Heat Pump with Remote Outdoor Unit-Air-Source) | 5TWV8X36A1 |  |  | 5TXCB004AS3 | S8V2B080M4PCB | 31800 | 18.1 | 8.5 | 33000 | 25600 | 77.58% | 2 | 0 | 10 |  |  |  |  | R-454B | 2.65 | Residential & Commercial | USHP | Ducted CEE Tier 1
216952900 | Central HP <5.4 tons | TRANE | HRCU-A-CB (Split System: Heat Pump with Remote Outdoor Unit-Air-Source) | 5TWR5060A1 | ASPEN |  | DH60T4J | S8X1C080M5PSC | 51500 | 15.5 | 8.1 | 50000 | 35400 | 70.8% | 2.85 | 0 | 11 |  |  |  |  | R-454B | 4.2917 | Residential & Commercial | USHP | Ducted CEE Tier 1
214395721 | Central HP <5.4 tons | YORK | HRCU-A-CB (Split System: Heat Pump with Remote Outdoor Unit-Air-Source) | HH836E2S11 |  |  | CTF36C5CDS1 | YPLC100C16MP13 | 34000 | 18 | 8.5 | 31600 | 26000 | 82.28% | 2 | 0 | 11 |  |  |  |  | R-454B | 2.8333 | Residential & Commercial | USHP | Ducted CEE Tier 1
212362622 | Central HP <5.4 tons | GOETTL | HRCU-A-CB (Split System: Heat Pump with Remote Outdoor Unit-Air-Source) | ASZV903610A* |  |  | CSCF3642N6D*+TXV | A*VC801005C*A* | 33800 | 18.5 | 8.2 | 34000 | 24400 | 71.76% | 1.8 | 0 | 11.5 |  |  |  |  | R-410A | 2.8167 | Residential & Commercial | USHP | Ducted CEE Tier 1
212362573 | Central HP <5.4 tons | GOETTL | HRCU-A-CB (Split System: Heat Pump with Remote Outdoor Unit-Air-Source) | ASZV903610A* |  |  | CA*F3743*6D*+TXV | A*VM970803BNB* | 33600 | 18.5 | 8.2 | 34000 | 24400 | 71.76% | 1.8 | 0 | 12 |  |  |  |  | R-410A | 2.8 | Residential & Commercial | USHP | Ducted CEE Tier 1
212362574 | Central HP <5.4 tons | GOETTL | HRCU-A-CB (Split System: Heat Pump with Remote Outdoor Unit-Air-Source) | ASZV903610A* |  |  | CA*F3743*6D*+TXV | A*VM970804CNB* | 33200 | 19 | 8.2 | 33600 | 24400 | 72.62% | 1.8 | 0 | 12 |  |  |  |  | R-410A | 2.7667 | Residential & Commercial | USHP | Ducted CEE Tier 1
212362575 | Central HP <5.4 tons | GOETTL | HRCU-A-CB (Split System: Heat Pump with Remote Outdoor Unit-Air-Source) | ASZV903610A* |  |  | CA*F3743*6D*+TXV | A*VM971005CNB* | 33200 | 19 | 8.2 | 33600 | 24400 | 72.62% | 1.8 | 0 | 12 |  |  |  |  | R-410A | 2.7667 | Residential & Commercial | USHP | Ducted CEE Tier 1
216978072 | Central HP <5.4 tons | LENNOX | HRCU-A-CB (Split System: Heat Pump with Remote Outdoor Unit-Air-Source) | EL18KSLV-036-230A** | ADP |  | LD19/36Y*+TXV | SL297UH040NV36B* | 33800 | 17 | 8.5 | 34000 | 28000 | 82.35% | 1.85 | 0 | 11 |  |  |  |  | R-454B | 2.8167 | Residential & Commercial | USHP | Ducted CEE Tier 1
212362793 | Central HP <5.4 tons | GOETTL | HRCU-A-CB (Split System: Heat Pump with Remote Outdoor Unit-Air-Source) | GSZV903610A* |  |  | CHPF3642C6C*+TXV | G*VC800805C*A* | 33400 | 18 | 8.2 | 34000 | 24400 | 71.76% | 1.8 | 0 | 11 |  |  |  |  | R-410A | 2.7833 | Residential & Commercial | USHP | Ducted CEE Tier 1
212362776 | Central HP <5.4 tons | GOETTL | HRCU-A-CB (Split System: Heat Pump with Remote Outdoor Unit-Air-Source) | GSZV903610A* |  |  | CA*F3743*6D*+TXV | G*VC960603BNB* | 33600 | 18.5 | 8.2 | 34000 | 24400 | 71.76% | 1.8 | 0 | 11.5 |  |  |  |  | R-410A | 2.8 | Residential & Commercial | USHP | Ducted CEE Tier 1
215667214 | Central HP <5.4 tons | TEMPSTAR | HRCU-A-CB (Split System: Heat Pump with Remote Outdoor Unit-Air-Source) | T5H0V24*K*AAA* |  |  | EA*5X25M17A*+WALLCON | *80CTL0701716B* | 24000 | 17.5 | 9 | 23200 | 16400 | 70.69% | 2 | 0 | 10.5 |  |  |  |  | R-454B | 2 | Residential & Commercial | USHP | Ducted CEE Tier 1
215667747 | Central HP <5.4 tons | TEMPSTAR | HRCU-A-CB (Split System: Heat Pump with Remote Outdoor Unit-Air-Source) | T5H0V24*K*AAA* |  |  | EA*5X37M17A*+WALLCON | *80CTL0451712B* | 23600 | 17 | 9 | 23600 | 16600 | 70.34% | 1.98 | 0 | 10 |  |  |  |  | R-454B | 1.9667 | Residential & Commercial | USHP | Ducted CEE Tier 1
215667867 | Central HP <5.4 tons | TEMPSTAR | HRCU-A-CB (Split System: Heat Pump with Remote Outdoor Unit-Air-Source) | T5H0V24*K*AAA* |  |  | EA*5X37M21A*+WALLCON | *80CTL0902120B* | 24000 | 17.5 | 9 | 23200 | 16300 | 70.26% | 2.02 | 0 | 10.5 |  |  |  |  | R-454B | 2 | Residential & Commercial | USHP | Ducted CEE Tier 1
216977169 | Central HP <5.4 tons | LENNOX | HRCU-A-CB (Split System: Heat Pump with Remote Outdoor Unit-Air-Source) | EL18KSLV-024-230A** | ADP |  | L*18/36V*+TXV | SL297UH040NV36B* | 24000 | 17 | 8.95 | 22400 | 20400 | 91.07% | 1.8 | 0 | 12 |  |  |  |  | R-454B | 2 | Residential & Commercial | USHP | Ducted CEE Tier 1
213281443 | Central HP <5.4 tons | BOSCH | HRCU-A-CB (Split System: Heat Pump with Remote Outdoor Unit-Air-Source) | BOVA-60HDN1-M20G | ADP |  | V60H210P299+AEFE5* | 0 | 45500 | 18 | 9.35 | 46000 | 33200 | 72.17% | 1.98 | 0 | 11.7 |  |  |  |  | R-410A | 3.7917 | Residential & Commercial | USHP | Ducted CEE Tier 1
214239018 | Central HP <5.4 tons | COMFORTMAKER | HRCU-A-CB (Split System: Heat Pump with Remote Outdoor Unit-Air-Source) | CVH837GKA2* |  |  | END4X42L17**+WALLCON | *97CMN0801714B* | 32000 | 16.5 | 8.1 | 33200 | 24800 | 74.7% | 1.88 | 0 | 11 |  |  |  |  | R-410A | 2.6667 | Residential & Commercial | USHP | Ducted CEE Tier 1
216977185 | Central HP <5.4 tons | LENNOX | HRCU-A-CB (Split System: Heat Pump with Remote Outdoor Unit-Air-Source) | EL18KSLV-024-230A** | ADP |  | L*18/36T*+TXV | SL297UH060NV36B* | 24000 | 17 | 8.95 | 22400 | 20400 | 91.07% | 1.8 | 0 | 12 |  |  |  |  | R-454B | 2 | Residential & Commercial | USHP | Ducted CEE Tier 1
216679416 | Central HP <5.4 tons | COMFORTMAKER | HRCU-A-CB (Split System: Heat Pump with Remote Outdoor Unit-Air-Source) | DLCURAH24ABK |  |  | EA*4X36L17A* | *97VTN0601716A* | 23600 | 17 | 9 | 25800 | 23200 | 89.92% | 1.82 | 0 | 10 |  |  |  |  | R-410A | 1.9667 | Residential & Commercial | USHP | Ducted CEE Tier 1
216679836 | Central HP <5.4 tons | COMFORTMAKER | HRCU-A-CB (Split System: Heat Pump with Remote Outdoor Unit-Air-Source) | DLCURAH36ABK |  |  | EA*4X37L17A* | *97VTN0801716A* | 36000 | 15.2 | 8.5 | 38500 | 34600 | 89.87% | 1.92 | 0 | 10 |  |  |  |  | R-410A | 3 | Residential & Commercial | USHP | Ducted CEE Tier 1
216681036 | Central HP <5.4 tons | COMFORTMAKER | HRCU-A-CB (Split System: Heat Pump with Remote Outdoor Unit-Air-Source) | DLCURAH36ABK |  |  | EA*4X42L21A* | *97VTN0802120A* | 35600 | 16 | 8.5 | 38500 | 34600 | 89.87% | 1.75 | 0 | 10 |  |  |  |  | R-410A | 2.9667 | Residential & Commercial | USHP | Ducted CEE Tier 1
207573546 | Central HP <5.4 tons | DAY & NIGHT | HRCU-A-CB (Split System: Heat Pump with Remote Outdoor Unit-Air-Source) | CVH837GKA2* | ADP |  | FG82936 | *80CSU0401712A* | 32800 | 17 | 8.1 | 31200 | 27600 | 88.46% | 2.22 | 12 | 11.5 |  |  |  |  | R-410A | 2.7333 | Residential & Commercial | USHP | Ducted CEE Tier 1
216978075 | Central HP <5.4 tons | LENNOX | HRCU-A-CB (Split System: Heat Pump with Remote Outdoor Unit-Air-Source) | EL18KSLV-036-230A** | ADP |  | LD19/36Z*+TXV | SL297UH060NV36B* | 33800 | 17 | 8.5 | 34000 | 28000 | 82.35% | 1.85 | 0 | 11 |  |  |  |  | R-454B | 2.8167 | Residential & Commercial | USHP | Ducted CEE Tier 1
204456627 | Central HP <5.4 tons | AIRQUEST | HRCU-A-CB (Split System: Heat Pump with Remote Outdoor Unit-Air-Source) | HVH825GKA2* |  |  | EA*4X36L17A*+WALLCON | *97CMN0601714A* | 23400 | 16 | 8.1 | 21600 | 16800 | 77.78% | 1.92 | 11 | 10.5 |  |  |  |  | R-410A | 1.95 | Residential & Commercial | USHP | Ducted CEE Tier 1
204456645 | Central HP <5.4 tons | AIRQUEST | HRCU-A-CB (Split System: Heat Pump with Remote Outdoor Unit-Air-Source) | HVH825GKA2* |  |  | EA*4X36L17A*+WALLCON | *80CTL0701412A* | 23600 | 17 | 8.1 | 21400 | 16600 | 77.57% | 1.94 | 11 | 11 |  |  |  |  | R-410A | 1.9667 | Residential & Commercial | USHP | Ducted CEE Tier 1
216977189 | Central HP <5.4 tons | LENNOX | HRCU-A-CB (Split System: Heat Pump with Remote Outdoor Unit-Air-Source) | EL18KSLV-024-230A** | ADP |  | L*19/36S*+TXV | SL297UH060NV36B* | 24000 | 17 | 9 | 22400 | 20400 | 91.07% | 1.8 | 0 | 12 |  |  |  |  | R-454B | 2 | Residential & Commercial | USHP | Ducted CEE Tier 1
215667476 | Central HP <5.4 tons | DAY & NIGHT | HRCU-A-CB (Split System: Heat Pump with Remote Outdoor Unit-Air-Source) | C5H0V24*K*AAA* |  |  | EA*5X30M17A*+WALLCON | *97CMN0601714B* | 23000 | 16.5 | 8.5 | 24000 | 16800 | 70% | 1.86 | 0 | 10 |  |  |  |  | R-454B | 1.9167 | Residential & Commercial | USHP | Ducted CEE Tier 1
215667671 | Central HP <5.4 tons | DAY & NIGHT | HRCU-A-CB (Split System: Heat Pump with Remote Outdoor Unit-Air-Source) | C5H0V24*K*AAA* |  |  | EA*5X36M17A*+WALLCON | *97CMN0601714B* | 23000 | 17 | 9 | 23800 | 16700 | 70.17% | 1.98 | 0 | 10 |  |  |  |  | R-454B | 1.9167 | Residential & Commercial | USHP | Ducted CEE Tier 1
215667760 | Central HP <5.4 tons | DAY & NIGHT | HRCU-A-CB (Split System: Heat Pump with Remote Outdoor Unit-Air-Source) | C5H0V24*K*AAA* |  |  | EA*5X37M17A*+WALLCON | *80CTL0701716B* | 23800 | 17 | 9 | 23400 | 16500 | 70.51% | 2 | 0 | 10.5 |  |  |  |  | R-454B | 1.9833 | Residential & Commercial | USHP | Ducted CEE Tier 1
216764865 | Central HP <5.4 tons | TRANE | HRCU-A-CB (Split System: Heat Pump with Remote Outdoor Unit-Air-Source) | 5TWR7060A1 |  |  | 5PX*D010AS3 | S8X2C080M5PSC | 52500 | 16.5 | 9 | 51000 | 38500 | 75.49% | 2.2 | 0 | 11.2 |  |  |  |  | R-454B | 4.375 | Residential & Commercial | USHP | Ducted CEE Tier 1
216764897 | Central HP <5.4 tons | TRANE | HRCU-A-CB (Split System: Heat Pump with Remote Outdoor Unit-Air-Source) | 5TWR7060A1 |  |  | 5TXCD010AS3 | S8X1C100M5PTC | 52500 | 16.5 | 9 | 51000 | 38500 | 75.49% | 2.2 | 0 | 11.2 |  |  |  |  | R-454B | 4.375 | Residential & Commercial | USHP | Ducted CEE Tier 1
213881427 | Central HP <5.4 tons | CARRIER | HRCU-A-CB (Split System: Heat Pump with Remote Outdoor Unit-Air-Source) | 38MURAQ36AB3* | ADP |  | C36A***L159 | 58TP*B070V17**16 | 35000 | 16 | 8.5 | 36200 | 34400 | 95.03% | 2.02 | 0 | 9.5 |  |  |  |  | R-410A | 2.9167 | Residential & Commercial | USHP
207573590 | Central HP <5.4 tons | DAY & NIGHT | HRCU-A-CB (Split System: Heat Pump with Remote Outdoor Unit-Air-Source) | CVH837GKA2* | ADP |  | FG80936 | *80CTL0901716A* | 32400 | 18 | 8.1 | 30800 | 27200 | 88.31% | 2.2 | 12.5 | 11.5 |  |  |  |  | R-410A | 2.7 | Residential & Commercial | USHP | Ducted CEE Tier 1
216978071 | Central HP <5.4 tons | LENNOX | HRCU-A-CB (Split System: Heat Pump with Remote Outdoor Unit-Air-Source) | EL18KSLV-036-230A** | ADP |  | LD19/36Z*+TXV | SL297UH040NV36B* | 33800 | 17 | 8.5 | 34000 | 28000 | 82.35% | 1.85 | 0 | 11 |  |  |  |  | R-454B | 2.8167 | Residential & Commercial | USHP | Ducted CEE Tier 1
214609615 | Central HP <5.4 tons | CARRIER | HRCU-A-CB (Split System: Heat Pump with Remote Outdoor Unit-Air-Source) | 38MURAQ36AB3* | ADP |  | PL36H210P299 | 58SU*B060M17**16 | 36600 | 16 | 8.5 | 36400 | 34400 | 94.51% | 2.08 | 0 | 10 |  |  |  |  | R-410A | 3.05 | Residential & Commercial | USHP | Ducted CEE Tier 1
214391653 | Central HP <5.4 tons | RUUD | HRCU-A-CB (Split System: Heat Pump with Remote Outdoor Unit-Air-Source) | RP15AZ24AJ2N | ASPEN |  | CP37A34+TDR | R801V1004A17UHN | 22400 | 16 | 8.3 | 23000 | 17000 | 73.91% | 3.03 | 0 | 11.9 |  |  |  |  | R-410A | 1.8667 | Residential & Commercial | USHP | Ducted CEE Tier 1
214391669 | Central HP <5.4 tons | RUUD | HRCU-A-CB (Split System: Heat Pump with Remote Outdoor Unit-Air-Source) | RP15AZ24AJ2N | ASPEN |  | CP37A34+TDR | R802V1004A17UHN | 22400 | 16 | 8.3 | 23000 | 17000 | 73.91% | 3.04 | 0 | 11.9 |  |  |  |  | R-410A | 1.8667 | Residential & Commercial | USHP | Ducted CEE Tier 1
214392003 | Central HP <5.4 tons | RUUD | HRCU-A-CB (Split System: Heat Pump with Remote Outdoor Unit-Air-Source) | RP15AZ48AJ2N | ASPEN |  | CP49B34+TDR | R802V1005A21DZ | 43500 | 15.4 | 8.1 | 45500 | 36000 | 79.12% | 2.99 | 0 | 10 |  |  |  |  | R-410A | 3.625 | Residential & Commercial | USHP | Ducted CEE Tier 1
216977205 | Central HP <5.4 tons | LENNOX | HRCU-A-CB (Split System: Heat Pump with Remote Outdoor Unit-Air-Source) | EL18KSLV-036-230A** | ADP |  | LP29/36X*+TXV | SL297UH040NV36B* | 34400 | 17 | 8.5 | 34000 | 28000 | 82.35% | 1.85 | 0 | 11 |  |  |  |  | R-454B | 2.8667 | Residential & Commercial | USHP | Ducted CEE Tier 1
212434806 | Central HP <5.4 tons | YORK | HRCU-A-CB (Split System: Heat Pump with Remote Outdoor Unit-Air-Source) | HMH72B341 | ADP |  | AD-32(P,U)*****9 | TM8E080C16MP11 | 33000 | 18 | 8.5 | 32400 | 22800 | 70.37% | 2.04 | 0 | 10 |  |  |  |  | R-410A | 2.75 | Residential & Commercial | USHP | Ducted CEE Tier 1
214836555 | Central HP <5.4 tons | YORK | HRCU-A-CB (Split System: Heat Pump with Remote Outdoor Unit-Air-Source) | HMH72B341 | ASPEN |  | D(A,C,E)36A36+TDR | Y91E080B12SMPS1 | 31000 | 16.9 | 8.5 | 32200 | 22600 | 70.19% | 1.8 | 0 | 10 |  |  |  |  | R-410A | 2.5833 | Residential & Commercial | USHP | Ducted CEE Tier 1
204456357 | Central HP <5.4 tons | AIRQUEST | HRCU-A-CB (Split System: Heat Pump with Remote Outdoor Unit-Air-Source) | HVH825GKA2* |  |  | EA*4X24L14A*+WALLCON | *80CTL0701412A* | 23400 | 17 | 8.1 | 22000 | 16800 | 76.36% | 1.9 | 11 | 10.5 |  |  |  |  | R-410A | 1.95 | Residential & Commercial | USHP | Ducted CEE Tier 1
204456456 | Central HP <5.4 tons | AIRQUEST | HRCU-A-CB (Split System: Heat Pump with Remote Outdoor Unit-Air-Source) | HVH825GKA2* |  |  | EA*4X25L17A*+WALLCON | *96CTN0601714A* | 24200 | 16.5 | 8.1 | 21400 | 16700 | 78.04% | 2 | 11 | 11 |  |  |  |  | R-410A | 2.0167 | Residential & Commercial | USHP | Ducted CEE Tier 1
215375225 | Central HP <5.4 tons | RUUD | HRCU-A-CB (Split System: Heat Pump with Remote Outdoor Unit-Air-Source) | RD17AZ48AJ3N | ASPEN |  | D(A,C,E)60D36+TDR | R801V1005A21DZ | 45500 | 16 | 8.1 | 45500 | 32200 | 70.77% | 2.4 | 0 | 10 |  |  |  |  | R-410A | 3.7917 | Residential & Commercial | USHP | Ducted CEE Tier 1
215668772 | Central HP <5.4 tons | HEIL | HRCU-A-CB (Split System: Heat Pump with Remote Outdoor Unit-Air-Source) | H5H0V36*K*AAA* |  |  | EA*5X37M21A*+WALLCON | *96CTN0801714B* | 34400 | 18 | 9 | 35400 | 25200 | 71.19% | 1.9 | 0 | 10 |  |  |  |  | R-454B | 2.8667 | Residential & Commercial | USHP | Ducted CEE Tier 1
215935780 | Central HP <5.4 tons | DAY & NIGHT | HRCU-A-CB (Split System: Heat Pump with Remote Outdoor Unit-Air-Source) | C5H3V36*K*AAA* |  |  | EVD5X36M21A*+WALLCON | *96CTN1002122B* | 34400 | 21 | 8.5 | 38500 | 28000 | 72.73% | 2.06 | 0 | 12 |  |  |  |  | R-454B | 2.8667 | Residential & Commercial | USHP | Ducted CEE Tier 1
215936480 | Central HP <5.4 tons | DAY & NIGHT | HRCU-A-CB (Split System: Heat Pump with Remote Outdoor Unit-Air-Source) | C5H3V36*K*AAA* |  |  | EVD5X49M24A*+WALLCON | *95CSU0802120B* | 35400 | 21.5 | 8.5 | 38000 | 28600 | 75.26% | 2.04 | 0 | 12 |  |  |  |  | R-454B | 2.95 | Residential & Commercial | USHP | Ducted CEE Tier 1
215936750 | Central HP <5.4 tons | DAY & NIGHT | HRCU-A-CB (Split System: Heat Pump with Remote Outdoor Unit-Air-Source) | C5H3V36*K*AAA* |  |  | EVD5X60M24A*+WALLCON | *80CTL0702120B* | 35400 | 21.5 | 8.5 | 38000 | 28600 | 75.26% | 2.04 | 0 | 12 |  |  |  |  | R-454B | 2.95 | Residential & Commercial | USHP | Ducted CEE Tier 1
216796513 | Central HP <5.4 tons | TRANE | HRCU-A-CB (Split System: Heat Pump with Remote Outdoor Unit-Air-Source) | 5TWR5036A1 | ASPEN |  | D(A,C,E)48C3J+TDR | S8X1A040M3PTC | 30200 | 15.5 | 8.1 | 30400 | 21800 | 71.71% | 2.89 | 0 | 11.7 |  |  |  |  | R-454B | 2.5167 | Residential & Commercial | USHP | Ducted CEE Tier 1
216977211 | Central HP <5.4 tons | LENNOX | HRCU-A-CB (Split System: Heat Pump with Remote Outdoor Unit-Air-Source) | EL18KSLV-036-230A** | ADP |  | LH24/37F*+TXV | SL297UH040NV36B* | 33800 | 17 | 8.5 | 34000 | 28000 | 82.35% | 1.85 | 0 | 11 |  |  |  |  | R-454B | 2.8167 | Residential & Commercial | USHP | Ducted CEE Tier 1
215667923 | Central HP <5.4 tons | TEMPSTAR | HRCU-A-CB (Split System: Heat Pump with Remote Outdoor Unit-Air-Source) | T5H0V24*K*AAA* |  |  | EA*5X37M21A*+WALLCON | *96CTN0601714B* | 24000 | 17.5 | 9 | 23400 | 16400 | 70.09% | 2 | 0 | 10.5 |  |  |  |  | R-454B | 2 | Residential & Commercial | USHP | Ducted CEE Tier 1
212989139 | Central HP <5.4 tons | TEMPSTAR | HRCU-A-CB (Split System: Heat Pump with Remote Outdoor Unit-Air-Source) | DLCURAH24ABK |  |  | EA*4X24L17A* | *95MSU0601716A* | 23400 | 17 | 9 | 26800 | 26400 | 98.51% | 2.24 | 0 | 10 |  |  |  |  | R-410A | 1.95 | Residential & Commercial | USHP | Ducted CEE Tier 1
212361586 | Central HP <5.4 tons | BOSCH | HRCU-A-CB (Split System: Heat Pump with Remote Outdoor Unit-Air-Source) | BOVA-60HDN1-M20G | ADP |  | HE35(1,2)48+TXV | BGH96M100C5A | 44000 | 17 | 8.8 | 44500 | 32400 | 72.81% | 1.9 | 0 | 11.5 |  |  |  |  | R-410A | 3.6667 | Residential & Commercial | USHP | Ducted CEE Tier 1
215674103 | Central HP <5.4 tons | TEMPSTAR | HRCU-A-CB (Split System: Heat Pump with Remote Outdoor Unit-Air-Source) | T5H0V48*K*AAA* |  |  | EA*5X48M21A*+WALLCON | *97CMN0602120B* | 44000 | 17 | 9 | 49000 | 34600 | 70.61% | 2.04 | 0 | 9.5 |  |  |  |  | R-454B | 3.6667 | Residential & Commercial | USHP
215674153 | Central HP <5.4 tons | TEMPSTAR | HRCU-A-CB (Split System: Heat Pump with Remote Outdoor Unit-Air-Source) | T5H0V48*K*AAA* |  |  | EA*5X48M21A*+WALLCON | *96CTN1002122B* | 44000 | 17.5 | 9 | 48500 | 34000 | 70.1% | 2.04 | 0 | 9.5 |  |  |  |  | R-454B | 3.6667 | Residential & Commercial | USHP
215667928 | Central HP <5.4 tons | DAY & NIGHT | HRCU-A-CB (Split System: Heat Pump with Remote Outdoor Unit-Air-Source) | C5H0V24*K*AAA* |  |  | EA*5X37M21A*+WALLCON | *96CTN0801714B* | 24000 | 17.5 | 9 | 23200 | 16300 | 70.26% | 2.02 | 0 | 10.5 |  |  |  |  | R-454B | 2 | Residential & Commercial | USHP | Ducted CEE Tier 1
215674003 | Central HP <5.4 tons | TEMPSTAR | HRCU-A-CB (Split System: Heat Pump with Remote Outdoor Unit-Air-Source) | T5H0V48*K*AAA* |  |  | EA*5X48M21A*+WALLCON | *80CSU0802120A* | 44500 | 18 | 9 | 48500 | 34000 | 70.1% | 2.06 | 0 | 9.5 |  |  |  |  | R-454B | 3.7083 | Residential & Commercial | USHP
215674303 | Central HP <5.4 tons | TEMPSTAR | HRCU-A-CB (Split System: Heat Pump with Remote Outdoor Unit-Air-Source) | T5H0V48*K*AAA* |  |  | EA*5X61M21A*+WALLCON | *80CSU0601716A* | 46000 | 18 | 9 | 48000 | 33800 | 70.42% | 2.08 | 0 | 9.5 |  |  |  |  | R-454B | 3.8333 | Residential & Commercial | USHP
214239318 | Central HP <5.4 tons | COMFORTMAKER | HRCU-A-CB (Split System: Heat Pump with Remote Outdoor Unit-Air-Source) | CVH837GKA2* |  |  | EN(A,D)4X48L24**+WALLCON | *97CMN1002122B* | 32400 | 17 | 8.1 | 32600 | 24600 | 75.46% | 1.96 | 0 | 11.7 |  |  |  |  | R-410A | 2.7 | Residential & Commercial | USHP | Ducted CEE Tier 1
215654046 | Central HP <5.4 tons | YORK | HRCU-A-CB (Split System: Heat Pump with Remote Outdoor Unit-Air-Source) | HH860E2S11 | ASPEN |  | CH60A3J+TDR | TM8V080C16MP12 | 41000 | 17 | 8.1 | 43500 | 33400 | 76.78% | 2 | 0 | 11.5 |  |  |  |  | R-454B | 3.4167 | Residential & Commercial | USHP | Ducted CEE Tier 1
213772357 | Central HP <5.4 tons | HEIL | HRCU-A-CB (Split System: Heat Pump with Remote Outdoor Unit-Air-Source) | HVH825GKA2* |  |  | EHD4X42AAL+WALLCON | *97CMN1002122B* | 24200 | 16 | 8.1 | 21400 | 16600 | 77.57% | 2 | 0 | 10.5 |  |  |  |  | R-410A | 2.0167 | Residential & Commercial | USHP | Ducted CEE Tier 1
214391655 | Central HP <5.4 tons | RUUD | HRCU-A-CB (Split System: Heat Pump with Remote Outdoor Unit-Air-Source) | RP15AZ24AJ2N | ASPEN |  | CP37A34+TDR | R801V1004A17UHS | 22400 | 16 | 8.3 | 23000 | 17000 | 73.91% | 3.03 | 0 | 11.9 |  |  |  |  | R-410A | 1.8667 | Residential & Commercial | USHP | Ducted CEE Tier 1
214391662 | Central HP <5.4 tons | RUUD | HRCU-A-CB (Split System: Heat Pump with Remote Outdoor Unit-Air-Source) | RP15AZ24AJ2N | ASPEN |  | CP31A34+TDR | R802V0504A17UHS | 22400 | 16 | 8.3 | 23000 | 17200 | 74.78% | 3.06 | 0 | 11.9 |  |  |  |  | R-410A | 1.8667 | Residential & Commercial | USHP | Ducted CEE Tier 1
216978070 | Central HP <5.4 tons | LENNOX | HRCU-A-CB (Split System: Heat Pump with Remote Outdoor Unit-Air-Source) | EL18KSLV-024-230A** | ADP |  | LD24/35Z*+TXV | SL297UH060NV36B* | 24000 | 17 | 9 | 22400 | 20400 | 91.07% | 1.8 | 0 | 12 |  |  |  |  | R-454B | 2 | Residential & Commercial | USHP | Ducted CEE Tier 1
214392791 | Central HP <5.4 tons | RUUD | HRCU-A-CB (Split System: Heat Pump with Remote Outdoor Unit-Air-Source) | RD17AZ36AJ3N | ASPEN |  | D(A,C,E)36D44+TDR | R801V0504A17UHU | 33200 | 18 | 8.1 | 34200 | 29800 | 87.13% | 1.9 | 0 | 10 |  |  |  |  | R-410A | 2.7667 | Residential & Commercial | USHP | Ducted CEE Tier 1
214392809 | Central HP <5.4 tons | RUUD | HRCU-A-CB (Split System: Heat Pump with Remote Outdoor Unit-Air-Source) | RD17AZ36AJ3N | ASPEN |  | D(A,C,E)48C44+TDR | R801V0504A17UHU | 33200 | 18 | 8.1 | 34200 | 29800 | 87.13% | 1.9 | 0 | 10 |  |  |  |  | R-410A | 2.7667 | Residential & Commercial | USHP | Ducted CEE Tier 1
214392868 | Central HP <5.4 tons | RUUD | HRCU-A-CB (Split System: Heat Pump with Remote Outdoor Unit-Air-Source) | RD17AZ36AJ3N | ASPEN |  | D(A,C,E)48C34+TDR | R801V0754A17DZ | 32800 | 18 | 8.1 | 34200 | 29600 | 86.55% | 1.9 | 0 | 10 |  |  |  |  | R-410A | 2.7333 | Residential & Commercial | USHP | Ducted CEE Tier 1
216612213 | Central HP <5.4 tons | TRANE | HRCU-A-CB (Split System: Heat Pump with Remote Outdoor Unit-Air-Source) | 5TWV0X24A1 |  |  | 5TXCB006AS3 | S9V2B060U4VSB+LRP | 22200 | 21.4 | 10 | 22600 | 18200 | 80.53% | 2.2 | 0 | 12 |  |  |  |  | R-454B | 1.85 | Residential & Commercial | USHP | Ducted CEE Tier 1
207573727 | Central HP <5.4 tons | DAY & NIGHT | HRCU-A-CB (Split System: Heat Pump with Remote Outdoor Unit-Air-Source) | CVH848GKA2* | ADP |  | FG36948 | *95CSU1002122A* | 45000 | 17 | 8.5 | 45000 | 32400 | 72% | 2.28 | 10.5 | 10 |  |  |  |  | R-410A | 3.75 | Residential & Commercial | USHP | Ducted CEE Tier 1
216766636 | Central HP <5.4 tons | TRANE | HRCU-A-CB (Split System: Heat Pump with Remote Outdoor Unit-Air-Source) | 5TWR7060A1 |  |  | 5PX*D008AS3 | S9X2D120U5PSB | 51000 | 15.2 | 8.7 | 51500 | 39000 | 75.73% | 2.19 | 0 | 11.2 |  |  |  |  | R-454B | 4.25 | Residential & Commercial | USHP | Ducted CEE Tier 1
214650286 | Central HP <5.4 tons | YORK | HRCU-A-CB (Split System: Heat Pump with Remote Outdoor Unit-Air-Source) | HH860E2S11 |  |  | CTU60D5XHS1+TXV | TM9E120D20MP12 | 53500 | 19 | 8.5 | 54500 | 39500 | 72.48% | 2 | 0 | 11 |  |  |  |  | R-454B | 4.4583 | Residential & Commercial | USHP | Ducted CEE Tier 1
214650319 | Central HP <5.4 tons | YORK | HRCU-A-CB (Split System: Heat Pump with Remote Outdoor Unit-Air-Source) | HH860E2S11 |  |  | CTU60D5XGS1+TXV | Y81E130D20SMPS1 | 45000 | 18 | 9 | 45000 | 33200 | 73.78% | 2 | 0 | 12 |  |  |  |  | R-454B | 3.75 | Residential & Commercial | USHP | Ducted CEE Tier 1
207573587 | Central HP <5.4 tons | DAY & NIGHT | HRCU-A-CB (Split System: Heat Pump with Remote Outdoor Unit-Air-Source) | CVH837GKA2* | ADP |  | PL36H175P159 | *80CTL0901716A* | 32200 | 18 | 8.1 | 30800 | 27200 | 88.31% | 2.2 | 12.2 | 11.5 |  |  |  |  | R-410A | 2.6833 | Residential & Commercial | USHP | Ducted CEE Tier 1
207573589 | Central HP <5.4 tons | DAY & NIGHT | HRCU-A-CB (Split System: Heat Pump with Remote Outdoor Unit-Air-Source) | CVH837GKA2* | ADP |  | FG35936 | *80CTL0901716A* | 32000 | 18 | 8.1 | 30800 | 27200 | 88.31% | 2.2 | 12.2 | 11 |  |  |  |  | R-410A | 2.6667 | Residential & Commercial | USHP | Ducted CEE Tier 1
214391871 | Central HP <5.4 tons | RUUD | HRCU-A-CB (Split System: Heat Pump with Remote Outdoor Unit-Air-Source) | RP15AZ42AJ2N | ASPEN |  | CP49B34+TDR | R801V1005A21DZ | 38500 | 15.3 | 8.1 | 40000 | 30000 | 75% | 2.96 | 0 | 10 |  |  |  |  | R-410A | 3.2083 | Residential & Commercial | USHP | Ducted CEE Tier 1
204456609 | Central HP <5.4 tons | AIRQUEST | HRCU-A-CB (Split System: Heat Pump with Remote Outdoor Unit-Air-Source) | HVH825GKA2* |  |  | EA*4X36L17A*+WALLCON | *96CTN0601714A* | 23400 | 16 | 8.1 | 21600 | 16800 | 77.78% | 1.92 | 11 | 10.5 |  |  |  |  | R-410A | 1.95 | Residential & Commercial | USHP | Ducted CEE Tier 1
216977219 | Central HP <5.4 tons | LENNOX | HRCU-A-CB (Split System: Heat Pump with Remote Outdoor Unit-Air-Source) | EL18KSLV-036-230A** | ADP |  | L*19/36S*+TXV | SL297UH060NV36B* | 33800 | 17 | 8.5 | 34000 | 28000 | 82.35% | 1.85 | 0 | 11 |  |  |  |  | R-454B | 2.8167 | Residential & Commercial | USHP | Ducted CEE Tier 1
216977222 | Central HP <5.4 tons | LENNOX | HRCU-A-CB (Split System: Heat Pump with Remote Outdoor Unit-Air-Source) | EL18KSLV-036-230A** | ADP |  | L*30/36U*+TXV | SL297UH060NV36B* | 34600 | 17 | 8.5 | 34000 | 28000 | 82.35% | 1.85 | 0 | 11 |  |  |  |  | R-454B | 2.8833 | Residential & Commercial | USHP | Ducted CEE Tier 1
216977170 | Central HP <5.4 tons | LENNOX | HRCU-A-CB (Split System: Heat Pump with Remote Outdoor Unit-Air-Source) | EL18KSLV-024-230A** | ADP |  | L*18/36T*+TXV | SL297UH040NV36B* | 24000 | 17 | 8.95 | 22400 | 20400 | 91.07% | 1.8 | 0 | 12 |  |  |  |  | R-454B | 2 | Residential & Commercial | USHP | Ducted CEE Tier 1
216977235 | Central HP <5.4 tons | LENNOX | HRCU-A-CB (Split System: Heat Pump with Remote Outdoor Unit-Air-Source) | EL18KSLV-060-230A** | ADP |  | LH42/60D*+TXV | SL297UH080NV60C* | 44500 | 17 | 8.7 | 45500 | 39000 | 85.71% | 1.8 | 0 | 10.5 |  |  |  |  | R-454B | 3.7083 | Residential & Commercial | USHP | Ducted CEE Tier 1
214572779 | Central HP <5.4 tons | BRYANT HEATING AND COOLING SYSTEMS | HRCU-A-CB (Split System: Heat Pump with Remote Outdoor Unit-Air-Source) | 288BNV037*0**A* |  |  | CAP**4821AL*+UI | 935CB60080C21*** | 32200 | 17.5 | 8.5 | 32400 | 25000 | 77.16% | 1.98 | 0 | 11 |  |  |  |  | R-410A | 2.6833 | Residential & Commercial | USHP | Ducted CEE Tier 1
214572799 | Central HP <5.4 tons | BRYANT HEATING AND COOLING SYSTEMS | HRCU-A-CB (Split System: Heat Pump with Remote Outdoor Unit-Air-Source) | 288BNV037*0**A* |  |  | CAP**4821AL*+UI | 987MC60060C21*** | 32200 | 17 | 8.5 | 32600 | 25200 | 77.3% | 1.96 | 0 | 11 |  |  |  |  | R-410A | 2.6833 | Residential & Commercial | USHP | Ducted CEE Tier 1
214836554 | Central HP <5.4 tons | YORK | HRCU-A-CB (Split System: Heat Pump with Remote Outdoor Unit-Air-Source) | HMH72B341 | ASPEN |  | D(A,C,E)36A36+TDR | Y91E060B12SMPS1 | 30800 | 16.4 | 8.5 | 32000 | 22400 | 70% | 1.8 | 0 | 10 |  |  |  |  | R-410A | 2.5667 | Residential & Commercial | USHP | Ducted CEE Tier 1
216505459 | Central HP <5.4 tons | YORK | HRCU-A-CB (Split System: Heat Pump with Remote Outdoor Unit-Air-Source) | HMH72B341 | ASPEN |  | AE*S+CM36B34+TDR | 0 | 31400 | 17 | 8.1 | 32200 | 26400 | 81.99% | 2.75 | 0 | 10 |  |  |  |  | R-410A | 2.6167 | Residential & Commercial | USHP | Ducted CEE Tier 1
214573199 | Central HP <5.4 tons | BRYANT HEATING AND COOLING SYSTEMS | HRCU-A-CB (Split System: Heat Pump with Remote Outdoor Unit-Air-Source) | 288BNV037*0**A* |  |  | CSPH*4812AL*+UI | 935CB60080C21*** | 32600 | 17.5 | 8.5 | 32800 | 25000 | 76.22% | 1.98 | 0 | 11 |  |  |  |  | R-410A | 2.7167 | Residential & Commercial | USHP | Ducted CEE Tier 1
214573399 | Central HP <5.4 tons | BRYANT HEATING AND COOLING SYSTEMS | HRCU-A-CB (Split System: Heat Pump with Remote Outdoor Unit-Air-Source) | 288BNV037*0**A* |  |  | CNPV*4221AL*+UI | 987MC60060C21*** | 31600 | 16.5 | 8.1 | 33200 | 24600 | 74.1% | 1.86 | 0 | 11 |  |  |  |  | R-410A | 2.6333 | Residential & Commercial | USHP | Ducted CEE Tier 1
213772645 | Central HP <5.4 tons | CARRIER | HRCU-A-CB (Split System: Heat Pump with Remote Outdoor Unit-Air-Source) | 25VNA825A*032* |  |  | CAP**2417AL*+UI | 58TN*B090C17**16 | 23400 | 16.5 | 8.1 | 21800 | 16800 | 77.06% | 1.88 | 0 | 10.5 |  |  |  |  | R-410A | 1.95 | Residential & Commercial | USHP | Ducted CEE Tier 1
212390909 | Central HP <5.4 tons | DUCANE | HRCU-A-CB (Split System: Heat Pump with Remote Outdoor Unit-Air-Source) | 4HP18V36P | ASPEN |  | A(E,F)W304+TDR | 0 | 22400 | 15.2 | 8.1 | 22000 | 24000 | 109.1% | 2.71 | 0 | 11.7 |  |  |  |  | R-410A | 1.8667 | Residential & Commercial | USHP | Ducted CEE Tier 1
216977220 | Central HP <5.4 tons | LENNOX | HRCU-A-CB (Split System: Heat Pump with Remote Outdoor Unit-Air-Source) | EL18KSLV-036-230A** | ADP |  | LP25/36R*+TXV | SL297UH060NV36B* | 33800 | 17 | 8.5 | 34000 | 28000 | 82.35% | 1.85 | 0 | 11 |  |  |  |  | R-454B | 2.8167 | Residential & Commercial | USHP | Ducted CEE Tier 1
214393191 | Central HP <5.4 tons | RUUD | HRCU-A-CB (Split System: Heat Pump with Remote Outdoor Unit-Air-Source) | RD17AZ36AJ3N | ASPEN |  | D(A,C,E)42D44+TDR | R802V0504A17UHN | 33400 | 18 | 8.1 | 34200 | 29800 | 87.13% | 1.9 | 0 | 10 |  |  |  |  | R-410A | 2.7833 | Residential & Commercial | USHP | Ducted CEE Tier 1
214393202 | Central HP <5.4 tons | RUUD | HRCU-A-CB (Split System: Heat Pump with Remote Outdoor Unit-Air-Source) | RD17AZ36AJ3N | ASPEN |  | D(A,C,E)48D44+TDR | R802V0504A17UHN | 33800 | 18 | 8.1 | 34200 | 29800 | 87.13% | 1.9 | 0 | 10 |  |  |  |  | R-410A | 2.8167 | Residential & Commercial | USHP | Ducted CEE Tier 1
214393220 | Central HP <5.4 tons | RUUD | HRCU-A-CB (Split System: Heat Pump with Remote Outdoor Unit-Air-Source) | RD17AZ36AJ3N | ASPEN |  | D(A,C,E)42D34+TDR | R802V0504A17UHS | 32800 | 18 | 8.1 | 34200 | 29800 | 87.13% | 1.9 | 0 | 10 |  |  |  |  | R-410A | 2.7333 | Residential & Commercial | USHP | Ducted CEE Tier 1
214393261 | Central HP <5.4 tons | RUUD | HRCU-A-CB (Split System: Heat Pump with Remote Outdoor Unit-Air-Source) | RD17AZ36AJ3N | ASPEN |  | D(A,C,E)48D34+TDR | R802V0754A17DZ | 33200 | 18 | 8.1 | 34200 | 29600 | 86.55% | 1.9 | 0 | 10 |  |  |  |  | R-410A | 2.7667 | Residential & Commercial | USHP | Ducted CEE Tier 1
216487480 | Central HP <5.4 tons | BRYANT HEATING AND COOLING SYSTEMS | HRCU-A-CB (Split System: Heat Pump with Remote Outdoor Unit-Air-Source) | 290VAN048**AA* | ADP |  | CE(P,V)6024G48*+TXV | 88*TB60070C21*** | 45000 | 18 | 9 | 45500 | 33200 | 72.97% | 2.08 | 0 | 10 |  |  |  |  | R-454B | 3.75 | Residential & Commercial | USHP | Ducted CEE Tier 1
216487493 | Central HP <5.4 tons | BRYANT HEATING AND COOLING SYSTEMS | HRCU-A-CB (Split System: Heat Pump with Remote Outdoor Unit-Air-Source) | 290VAN048**AA* | ADP |  | CE(P,V)4821G1K*+TXV | 88*TB60090C21*** | 44500 | 18 | 9 | 46500 | 33600 | 72.26% | 2.06 | 0 | 9.5 |  |  |  |  | R-454B | 3.7083 | Residential & Commercial | USHP
216978074 | Central HP <5.4 tons | LENNOX | HRCU-A-CB (Split System: Heat Pump with Remote Outdoor Unit-Air-Source) | EL18KSLV-036-230A** | ADP |  | LD24/35Y*+TXV | SL297UH040NV36B* | 34400 | 17 | 8.5 | 34000 | 28000 | 82.35% | 1.85 | 0 | 11 |  |  |  |  | R-454B | 2.8667 | Residential & Commercial | USHP | Ducted CEE Tier 1
205301886 | Central HP <5.4 tons | PIONEER | HRCU-A-CB (Split System: Heat Pump with Remote Outdoor Unit-Air-Source) | YD060GMFI20MR2 |  |  | DC060GMFI20HT2 | 0 | 52000 | 18 | 9.5 | 55000 | 38500 | 70% | 2.02 | 12.5 | 11.7 |  |  |  |  | R-410A | 4.3333 | Residential & Commercial | USHP | Ducted CEE Tier 1
215674453 | Central HP <5.4 tons | TEMPSTAR | HRCU-A-CB (Split System: Heat Pump with Remote Outdoor Unit-Air-Source) | T5H0V48*K*AAA* |  |  | EA*5X61M21A*+WALLCON | *96CTN1002122B* | 46000 | 18 | 9 | 47500 | 33800 | 71.16% | 2.08 | 0 | 10 |  |  |  |  | R-454B | 3.8333 | Residential & Commercial | USHP | Ducted CEE Tier 1
216977223 | Central HP <5.4 tons | LENNOX | HRCU-A-CB (Split System: Heat Pump with Remote Outdoor Unit-Air-Source) | EL18KSLV-036-230A** | ADP |  | L*30/36S*+TXV | SL297UH060NV36B* | 34600 | 17 | 8.5 | 34000 | 28000 | 82.35% | 1.85 | 0 | 11 |  |  |  |  | R-454B | 2.8833 | Residential & Commercial | USHP | Ducted CEE Tier 1
214391982 | Central HP <5.4 tons | RUUD | HRCU-A-CB (Split System: Heat Pump with Remote Outdoor Unit-Air-Source) | RP15AZ48AJ2N | ASPEN |  | CP61B34+TDR | R801V1005A21UHN | 44500 | 15.5 | 8.2 | 45500 | 36400 | 80% | 3.06 | 0 | 10 |  |  |  |  | R-410A | 3.7083 | Residential & Commercial | USHP | Ducted CEE Tier 1
204456672 | Central HP <5.4 tons | AIRQUEST | HRCU-A-CB (Split System: Heat Pump with Remote Outdoor Unit-Air-Source) | HVH825GKA2* |  |  | EA*4X36L21A*+WALLCON | *80CTL0701716A* | 23600 | 16.5 | 8.1 | 21400 | 16600 | 77.57% | 1.94 | 11 | 11 |  |  |  |  | R-410A | 1.9667 | Residential & Commercial | USHP | Ducted CEE Tier 1
215375210 | Central HP <5.4 tons | RUUD | HRCU-A-CB (Split System: Heat Pump with Remote Outdoor Unit-Air-Source) | RD17AZ48AJ3N | ASPEN |  | D(A,C,E)48B44+TDR | R801V0755A21DZ | 44000 | 16 | 8.1 | 45500 | 32400 | 71.21% | 2.4 | 0 | 10 |  |  |  |  | R-410A | 3.6667 | Residential & Commercial | USHP | Ducted CEE Tier 1
215375108 | Central HP <5.4 tons | RUUD | HRCU-A-CB (Split System: Heat Pump with Remote Outdoor Unit-Air-Source) | RD17AZ36AJ3N | ASPEN |  | D(A,C,E)36C46+TDR | R801V0504A17UHU | 33000 | 18 | 8.1 | 34200 | 31600 | 92.4% | 1.9 | 0 | 10 |  |  |  |  | R-410A | 2.75 | Residential & Commercial | USHP | Ducted CEE Tier 1
216797142 | Central HP <5.4 tons | TRANE | HRCU-A-CB (Split System: Heat Pump with Remote Outdoor Unit-Air-Source) | 5TWV8X48A1 | ASPEN |  | D(A,C,E)60B3J+TDR | S8V2B080M4PCB | 45000 | 18 | 8.5 | 46000 | 46000 | 100% | 2.65 | 0 | 9.8 |  |  |  |  | R-454B | 3.75 | Residential & Commercial | USHP
216797144 | Central HP <5.4 tons | TRANE | HRCU-A-CB (Split System: Heat Pump with Remote Outdoor Unit-Air-Source) | 5TWV8X48A1 | ASPEN |  | D(A,C,E)60B3J+TDR | S8V2B080M4PDB | 45000 | 18 | 8.5 | 46000 | 46000 | 100% | 2.65 | 0 | 9.8 |  |  |  |  | R-454B | 3.75 | Residential & Commercial | USHP
215399949 | Central HP <5.4 tons | YORK | HRCU-A-C (Split System: Heat Pump with Remote Outdoor Unit with No Indoor Fan --Air Source) | HH824E2S11 | ASPEN |  | D(A,C,E)36A4K+TDR | 0 | 22600 | 15.2 | 8.5 | 22800 | 21200 | 92.98% | 2.69 | 0 | 11 |  |  |  |  | R-454B | 1.8833 | Residential & Commercial | USHP | Ducted CEE Tier 1
215912368 | Central HP <5.4 tons | YORK | HRCU-A-CB (Split System: Heat Pump with Remote Outdoor Unit-Air-Source) | HH824E2S11 | ASPEN |  | C(A,C,D,E)24A3K+TDR | TM8E100B12MP11 | 21600 | 17 | 8.1 | 22600 | 18000 | 79.65% | 2 | 0 | 12 |  |  |  |  | R-454B | 1.8 | Residential & Commercial | USHP | Ducted CEE Tier 1
215912401 | Central HP <5.4 tons | YORK | HRCU-A-CB (Split System: Heat Pump with Remote Outdoor Unit-Air-Source) | HH824E2S11 | ASPEN |  | C(A,C,D,E)24A3K+TDR | TP9C060B12MP13 | 21600 | 17 | 8.1 | 22600 | 18000 | 79.65% | 2 | 0 | 12 |  |  |  |  | R-454B | 1.8 | Residential & Commercial | USHP | Ducted CEE Tier 1
215912402 | Central HP <5.4 tons | YORK | HRCU-A-CB (Split System: Heat Pump with Remote Outdoor Unit-Air-Source) | HH824E2S11 | ASPEN |  | D(A,C,E)36A3K+TDR | TP9C060B12MP13 | 22400 | 17 | 8.1 | 22600 | 18000 | 79.65% | 2 | 0 | 12 |  |  |  |  | R-454B | 1.8667 | Residential & Commercial | USHP | Ducted CEE Tier 1
215912403 | Central HP <5.4 tons | YORK | HRCU-A-CB (Split System: Heat Pump with Remote Outdoor Unit-Air-Source) | HH824E2S11 | ASPEN |  | D(A,C,E)36A4K+TDR | TP9C060B12MP13 | 22600 | 17 | 8.5 | 22800 | 18000 | 78.95% | 2 | 0 | 12 |  |  |  |  | R-454B | 1.8833 | Residential & Commercial | USHP | Ducted CEE Tier 1
207573714 | Central HP <5.4 tons | DAY & NIGHT | HRCU-A-CB (Split System: Heat Pump with Remote Outdoor Unit-Air-Source) | CVH848GKA2* | ADP |  | FG86960 | *80CTL1352422A* | 45500 | 17 | 8.1 | 44000 | 31400 | 71.36% | 2.26 | 10.5 | 10.5 |  |  |  |  | R-410A | 3.7917 | Residential & Commercial | USHP | Ducted CEE Tier 1
213205276 | Central HP <5.4 tons | TEMPSTAR | HRCU-A-CB (Split System: Heat Pump with Remote Outdoor Unit-Air-Source) | DLCURAH30ABK | ASPEN |  | D(A,C,E)36B34+TDR | *80ES(N,L)1552420A* | 29600 | 15.2 | 8.1 | 33800 | 24000 | 71.01% | 2.7 | 0 | 9 |  |  |  |  | R-410A | 2.4667 | Residential & Commercial | USHP
213613577 | Central HP <5.4 tons | BRYANT HEATING AND COOLING SYSTEMS | HRCU-A-CB (Split System: Heat Pump with Remote Outdoor Unit-Air-Source) | 38MURAQ24AA3* | ASPEN |  | L(E,G)M24B4 | 0 | 22800 | 15.5 | 8.8 | 25400 | 22600 | 88.98% | 2.84 | 0 | 9.4 |  |  |  |  | R-410A | 1.9 | Residential & Commercial | USHP
216057057 | Central HP <5.4 tons | YORK | HRCU-A-C (Split System: Heat Pump with Remote Outdoor Unit with No Indoor Fan --Air Source) | HH824E2S11 | ASPEN |  | D(A,C,E)24B4K+TDR | 0 | 22600 | 15.2 | 8.5 | 22800 | 21200 | 92.98% | 2.72 | 0 | 11 |  |  |  |  | R-454B | 1.8833 | Residential & Commercial | USHP | Ducted CEE Tier 1
216487578 | Central HP <5.4 tons | BRYANT HEATING AND COOLING SYSTEMS | HRCU-A-CB (Split System: Heat Pump with Remote Outdoor Unit-Air-Source) | 290VAN060**AA* | ADP |  | CE(P,V)6024G48*+TXV | 987MC66120C24*** | 55000 | 18 | 8.5 | 57500 | 41000 | 71.3% | 1.9 | 0 | 9 |  |  |  |  | R-454B | 4.5833 | Residential & Commercial | USHP
212927474 | Central HP <5.4 tons | BOSCH | HRCU-A-CB (Split System: Heat Pump with Remote Outdoor Unit-Air-Source) | BOVB-36HDN1-M20G | ADP |  | CP2505A+TXV+TD | 0 | 22800 | 17 | 9.3 | 22400 | 17200 | 76.79% | 1.96 | 0 | 12 |  |  |  |  | R-410A | 1.9 | Residential & Commercial | USHP | Ducted CEE Tier 1
216487645 | Central HP <5.4 tons | BRYANT HEATING AND COOLING SYSTEMS | HRCU-A-CB (Split System: Heat Pump with Remote Outdoor Unit-Air-Source) | 293VAN048**AA* | ADP |  | CE(P,V)6021G48*+TXV | 88*TB48070C17*** | 43500 | 20 | 9 | 47000 | 37000 | 78.72% | 2 | 0 | 10.5 |  |  |  |  | R-454B | 3.625 | Residential & Commercial | USHP | Ducted CEE Tier 1
215375284 | Central HP <5.4 tons | RUUD | HRCU-A-CB (Split System: Heat Pump with Remote Outdoor Unit-Air-Source) | RD17AZ48AJ3N | ASPEN |  | D(A,C,E)60D34+TDR | R802V1255A24UHS | 45500 | 16 | 8.1 | 45500 | 32400 | 71.21% | 2.4 | 0 | 10 |  |  |  |  | R-410A | 3.7917 | Residential & Commercial | USHP | Ducted CEE Tier 1
215375302 | Central HP <5.4 tons | RUUD | HRCU-A-CB (Split System: Heat Pump with Remote Outdoor Unit-Air-Source) | RD17AZ48AJ3N | ASPEN |  | D(A,C,E)48B44+TDR | R921V1005A21M4S | 44000 | 15.2 | 8.1 | 45500 | 32600 | 71.65% | 2.3 | 0 | 10 |  |  |  |  | R-410A | 3.6667 | Residential & Commercial | USHP | Ducted CEE Tier 1
204459234 | Central HP <5.4 tons | AIRQUEST | HRCU-A-CB (Split System: Heat Pump with Remote Outdoor Unit-Air-Source) | HVH825GKA2* |  |  | EHD4X30AAL+WALLCON | *80CTL0701412A* | 23800 | 16 | 8.1 | 21800 | 16700 | 76.61% | 1.98 | 11 | 10.5 |  |  |  |  | R-410A | 1.9833 | Residential & Commercial | USHP | Ducted CEE Tier 1
204459243 | Central HP <5.4 tons | AIRQUEST | HRCU-A-CB (Split System: Heat Pump with Remote Outdoor Unit-Air-Source) | HVH825GKA2* |  |  | EHD4X30AAL+WALLCON | *80CTL0901716A* | 23800 | 16 | 8.1 | 21800 | 16700 | 76.61% | 1.98 | 11 | 10.5 |  |  |  |  | R-410A | 1.9833 | Residential & Commercial | USHP | Ducted CEE Tier 1
213546869 | Central HP <5.4 tons | LENNOX | HRCU-A-CB (Split System: Heat Pump with Remote Outdoor Unit-Air-Source) | EL22XPV-024-230A** | ADP |  | L*35/36U9 | SLP98UH070XV36B* | 23800 | 21 | 8.5 | 22000 | 15400 | 70% | 1.92 | 0 | 13.5 |  |  |  |  | R-410A | 1.9833 | Residential & Commercial | USHP | Ducted CEE Tier 1
216504991 | Central HP <5.4 tons | YORK | HRCU-A-CB (Split System: Heat Pump with Remote Outdoor Unit-Air-Source) | HMH72B361 | ASPEN |  | D(A,C,E)36A36+TDR | Y91E080C20SMPS1 | 32800 | 16 | 8.1 | 36000 | 26800 | 74.44% | 2.78 | 0 | 8.5 |  |  |  |  | R-410A | 2.7333 | Residential & Commercial | USHP
216505462 | Central HP <5.4 tons | YORK | HRCU-A-CB (Split System: Heat Pump with Remote Outdoor Unit-Air-Source) | HMH72B361 | ASPEN |  | AE*L+CM48C34+TDR | 0 | 34600 | 18 | 8.5 | 35000 | 25200 | 72% | 2.81 | 0 | 9 |  |  |  |  | R-410A | 2.8833 | Residential & Commercial | USHP
215912417 | Central HP <5.4 tons | YORK | HRCU-A-CB (Split System: Heat Pump with Remote Outdoor Unit-Air-Source) | HH824E2S11 | ASPEN |  | C(A,C,D,E)24A3K+TDR | Y82E080B12LMPS1 | 21600 | 18 | 8.1 | 22400 | 18500 | 82.59% | 2 | 0 | 12 |  |  |  |  | R-454B | 1.8 | Residential & Commercial | USHP | Ducted CEE Tier 1
215912420 | Central HP <5.4 tons | YORK | HRCU-A-CB (Split System: Heat Pump with Remote Outdoor Unit-Air-Source) | HH824E2S11 | ASPEN |  | D(A,C,E)36A3K+TDR | Y91E026A08SMPS1 | 20800 | 17.5 | 8.1 | 22800 | 17300 | 75.88% | 2 | 0 | 11.7 |  |  |  |  | R-454B | 1.7333 | Residential & Commercial | USHP | Ducted CEE Tier 1
215912434 | Central HP <5.4 tons | YORK | HRCU-A-CB (Split System: Heat Pump with Remote Outdoor Unit-Air-Source) | HH824E2S11 | ASPEN |  | D(A,C,E)36A3K+TDR | YP9C080B12MP13 | 22200 | 17 | 8.1 | 22600 | 18300 | 80.97% | 2 | 0 | 12 |  |  |  |  | R-454B | 1.85 | Residential & Commercial | USHP | Ducted CEE Tier 1
216056280 | Central HP <5.4 tons | YORK | HRCU-A-CB (Split System: Heat Pump with Remote Outdoor Unit-Air-Source) | HH824E2S11 | ASPEN |  | D(A,C,E)24B3K+TDR | TL9E060B12UH11 | 22000 | 17 | 8.1 | 22600 | 18000 | 79.65% | 2 | 0 | 12 |  |  |  |  | R-454B | 1.8333 | Residential & Commercial | USHP | Ducted CEE Tier 1
216056346 | Central HP <5.4 tons | YORK | HRCU-A-CB (Split System: Heat Pump with Remote Outdoor Unit-Air-Source) | HH824E2S11 | ASPEN |  | D(A,C,E)24B3K+TDR | TMLE100B12MP11 | 22000 | 17 | 8.1 | 22600 | 18000 | 79.65% | 2 | 0 | 12 |  |  |  |  | R-454B | 1.8333 | Residential & Commercial | USHP | Ducted CEE Tier 1
216056379 | Central HP <5.4 tons | YORK | HRCU-A-CB (Split System: Heat Pump with Remote Outdoor Unit-Air-Source) | HH824E2S11 | ASPEN |  | D(A,C,E)24B3K+TDR | Y91E040A10SMPS1 | 20600 | 17.5 | 8.1 | 22800 | 17800 | 78.07% | 2 | 0 | 11 |  |  |  |  | R-454B | 1.7167 | Residential & Commercial | USHP | Ducted CEE Tier 1
216056448 | Central HP <5.4 tons | YORK | HRCU-A-CB (Split System: Heat Pump with Remote Outdoor Unit-Air-Source) | HH824E2S11 | ASPEN |  | D(A,C,E)36A3K+TDR | Y81E040A12SMPS1 | 20600 | 17.5 | 9 | 22600 | 18100 | 80.09% | 2 | 0 | 11.2 |  |  |  |  | R-454B | 1.7167 | Residential & Commercial | USHP | Ducted CEE Tier 1
216056495 | Central HP <5.4 tons | YORK | HRCU-A-CB (Split System: Heat Pump with Remote Outdoor Unit-Air-Source) | HH824E2S11 | ASPEN |  | D(A,C,E)24B4K+TDR | YP9C080B12MP13 | 22600 | 17 | 8.5 | 22800 | 18300 | 80.26% | 2 | 0 | 12 |  |  |  |  | R-454B | 1.8833 | Residential & Commercial | USHP | Ducted CEE Tier 1
213307137 | Central HP <5.4 tons | BOSCH | HRCU-A-CB (Split System: Heat Pump with Remote Outdoor Unit-Air-Source) | BOVB-60HDN1-M20G | ADP |  | HG2K948+AEFE5* | 0 | 45500 | 18 | 9.15 | 46000 | 33200 | 72.17% | 1.94 | 0 | 11.7 |  |  |  |  | R-410A | 3.7917 | Residential & Commercial | USHP | Ducted CEE Tier 1
215375244 | Central HP <5.4 tons | RUUD | HRCU-A-CB (Split System: Heat Pump with Remote Outdoor Unit-Air-Source) | RD17AZ48AJ3N | ASPEN |  | D(A,C,E)60D34+TDR | R801V1255A24UH | 45500 | 16 | 8.1 | 45500 | 32400 | 71.21% | 2.4 | 0 | 10 |  |  |  |  | R-410A | 3.7917 | Residential & Commercial | USHP | Ducted CEE Tier 1
215375258 | Central HP <5.4 tons | RUUD | HRCU-A-CB (Split System: Heat Pump with Remote Outdoor Unit-Air-Source) | RD17AZ48AJ3N | ASPEN |  | D(A,C,E)48B44+TDR | R802V0755A21UHS | 44000 | 15.2 | 8.1 | 45500 | 32400 | 71.21% | 2.4 | 0 | 10 |  |  |  |  | R-410A | 3.6667 | Residential & Commercial | USHP | Ducted CEE Tier 1
215375192 | Central HP <5.4 tons | RUUD | HRCU-A-CB (Split System: Heat Pump with Remote Outdoor Unit-Air-Source) | RD17AZ36AJ3N | ASPEN |  | D(A,C,E)36C46+TDR | R951V0855A21M4S | 33000 | 18 | 8.1 | 34200 | 31400 | 91.81% | 1.9 | 0 | 10 |  |  |  |  | R-410A | 2.75 | Residential & Commercial | USHP | Ducted CEE Tier 1
206133759 | Central HP <5.4 tons | AIRQUEST | HRCU-A-CB (Split System: Heat Pump with Remote Outdoor Unit-Air-Source) | HVH825GKA2* |  |  | EA*4X36L17A*+WALLCON | *95CSU0601716A* | 23400 | 16.5 | 8.1 | 21600 | 16800 | 77.78% | 1.92 | 11 | 10.5 |  |  |  |  | R-410A | 1.95 | Residential & Commercial | USHP | Ducted CEE Tier 1
211257333 | Central HP <5.4 tons | BRYANT HEATING AND COOLING SYSTEMS | HRCU-A-CB (Split System: Heat Pump with Remote Outdoor Unit-Air-Source) | 38MURAQ18AB3* |  |  | PF4MN*B24L* | 0 | 18500 | 15.5 | 9 | 19300 | 18300 | 94.82% | 2.2 | 0 | 10.5 |  |  |  |  | R-410A | 1.5417 | Residential & Commercial | USHP | Ducted CEE Tier 1
211259757 | Central HP <5.4 tons | BRYANT HEATING AND COOLING SYSTEMS | HRCU-A-CB (Split System: Heat Pump with Remote Outdoor Unit-Air-Source) | 38MURAQ18AB3* |  |  | CAP**1917AL* | 82*TA36070V14*** | 18200 | 16.5 | 8.5 | 18100 | 17600 | 97.24% | 2.14 | 0 | 11 |  |  |  |  | R-410A | 1.5167 | Residential & Commercial | USHP | Ducted CEE Tier 1
211259964 | Central HP <5.4 tons | BRYANT HEATING AND COOLING SYSTEMS | HRCU-A-CB (Split System: Heat Pump with Remote Outdoor Unit-Air-Source) | 38MURAQ18AB3* |  |  | CAP**1917AL* | 912SD30040E14*** | 18400 | 15.5 | 8.5 | 18500 | 17600 | 95.14% | 2.12 | 0 | 10.5 |  |  |  |  | R-410A | 1.5333 | Residential & Commercial | USHP | Ducted CEE Tier 1
211260055 | Central HP <5.4 tons | BRYANT HEATING AND COOLING SYSTEMS | HRCU-A-CB (Split System: Heat Pump with Remote Outdoor Unit-Air-Source) | 38MURAQ18AB3* |  |  | CAP**1917AL* | OVMAAB042112 | 18600 | 15.5 | 8.5 | 18700 | 17500 | 93.58% | 2.12 | 0 | 10.5 |  |  |  |  | R-410A | 1.55 | Residential & Commercial | USHP | Ducted CEE Tier 1
216487310 | Central HP <5.4 tons | BRYANT HEATING AND COOLING SYSTEMS | HRCU-A-CB (Split System: Heat Pump with Remote Outdoor Unit-Air-Source) | 290VAN024**AA* | ADP |  | CE(P,V)2417G31*+TXV | 88*TB36070C14*** | 22800 | 17 | 9 | 23000 | 16400 | 71.3% | 1.96 | 0 | 10 |  |  |  |  | R-454B | 1.9 | Residential & Commercial | USHP | Ducted CEE Tier 1
216487812 | Central HP <5.4 tons | BRYANT HEATING AND COOLING SYSTEMS | HRCU-A-CB (Split System: Heat Pump with Remote Outdoor Unit-Air-Source) | 290VAN024**AA* | ADP |  | CE(P,V)3614G34*+TXV | 986TD66100C21*** | 22600 | 17 | 9 | 22000 | 15900 | 72.27% | 2.02 | 0 | 9.5 |  |  |  |  | R-454B | 1.8833 | Residential & Commercial | USHP
212362624 | Central HP <5.4 tons | GOETTL | HRCU-A-CB (Split System: Heat Pump with Remote Outdoor Unit-Air-Source) | ASZV903610A* |  |  | CSCF3642N6D*+TXV | A*VS960603BUA* | 33800 | 18.5 | 8.2 | 34000 | 24400 | 71.76% | 1.8 | 0 | 11.5 |  |  |  |  | R-410A | 2.8167 | Residential & Commercial | USHP | Ducted CEE Tier 1
216487744 | Central HP <5.4 tons | BRYANT HEATING AND COOLING SYSTEMS | HRCU-A-CB (Split System: Heat Pump with Remote Outdoor Unit-Air-Source) | 293VAN060**AA* | ADP |  | CE(P,V)6024G48*+TXV | 88*TB60110C21*** | 55500 | 19 | 8.5 | 58500 | 46000 | 78.63% | 2.02 | 0 | 11 |  |  |  |  | R-454B | 4.625 | Residential & Commercial | USHP | Ducted CEE Tier 1
216487761 | Central HP <5.4 tons | BRYANT HEATING AND COOLING SYSTEMS | HRCU-A-CB (Split System: Heat Pump with Remote Outdoor Unit-Air-Source) | 293VAN060**AA* | ADP |  | CE(P,V)6024G48*+TXV | 987MC66120C24*** | 55500 | 18 | 8.5 | 58500 | 45500 | 77.78% | 2.06 | 0 | 11 |  |  |  |  | R-454B | 4.625 | Residential & Commercial | USHP | Ducted CEE Tier 1
214574049 | Central HP <5.4 tons | BRYANT HEATING AND COOLING SYSTEMS | HRCU-A-CB (Split System: Heat Pump with Remote Outdoor Unit-Air-Source) | 288BNV037*0**B* |  |  | CAP**6024AL*+UI | 935CB66100C21*** | 32800 | 17.5 | 8.5 | 31600 | 24800 | 78.48% | 2 | 0 | 11.5 |  |  |  |  | R-410A | 2.7333 | Residential & Commercial | USHP | Ducted CEE Tier 1
215674220 | Central HP <5.4 tons | DAY & NIGHT | HRCU-A-CB (Split System: Heat Pump with Remote Outdoor Unit-Air-Source) | C5H0V48*K*AAA* |  |  | EA*5X60M24A*+WALLCON | *95CSU0802120B* | 45000 | 17.5 | 9 | 47500 | 33600 | 70.74% | 2.08 | 0 | 9.5 |  |  |  |  | R-454B | 3.75 | Residential & Commercial | USHP
215674370 | Central HP <5.4 tons | DAY & NIGHT | HRCU-A-CB (Split System: Heat Pump with Remote Outdoor Unit-Air-Source) | C5H0V48*K*AAA* |  |  | EA*5X61M21A*+WALLCON | *80CTL0902120B* | 46000 | 18.5 | 9 | 47500 | 33600 | 70.74% | 2.06 | 0 | 10 |  |  |  |  | R-454B | 3.8333 | Residential & Commercial | USHP | Ducted CEE Tier 1
216494116 | Central HP <5.4 tons | BRYANT HEATING AND COOLING SYSTEMS | HRCU-A-CB (Split System: Heat Pump with Remote Outdoor Unit-Air-Source) | 290VAN036**AA* | ADP |  | CE(P,V)3621G34*+TXV | 88*TB60070C21*** | 33200 | 18 | 9 | 33400 | 24600 | 73.65% | 1.88 | 0 | 9.5 |  |  |  |  | R-454B | 2.7667 | Residential & Commercial | USHP
216494102 | Central HP <5.4 tons | BRYANT HEATING AND COOLING SYSTEMS | HRCU-A-CB (Split System: Heat Pump with Remote Outdoor Unit-Air-Source) | 290VAN024**AA* | ADP |  | CE(P,V)3621G34*+TXV | 88*TB48070C17*** | 23200 | 17 | 9 | 22600 | 16200 | 71.68% | 1.98 | 0 | 10 |  |  |  |  | R-454B | 1.9333 | Residential & Commercial | USHP | Ducted CEE Tier 1
214391872 | Central HP <5.4 tons | RUUD | HRCU-A-CB (Split System: Heat Pump with Remote Outdoor Unit-Air-Source) | RP15AZ42AJ2N | ASPEN |  | CP61B34+TDR | R801V1005A21DZ | 39000 | 15.5 | 8.2 | 40000 | 30000 | 75% | 3.01 | 0 | 10 |  |  |  |  | R-410A | 3.25 | Residential & Commercial | USHP | Ducted CEE Tier 1
214391633 | Central HP <5.4 tons | RUUD | HRCU-A-CB (Split System: Heat Pump with Remote Outdoor Unit-Air-Source) | RP15AZ18AJ2N | ASPEN |  | CP31A34+TDR | U802VA050317M | 16700 | 15.5 | 8.2 | 17200 | 12200 | 70.93% | 2.7 | 0 | 11.8 |  |  |  |  | R-410A | 1.3917 | Residential & Commercial | USHP | Ducted CEE Tier 1
214393745 | Central HP <5.4 tons | RUUD | HRCU-A-CB (Split System: Heat Pump with Remote Outdoor Unit-Air-Source) | RD17AZ36AJ3N | ASPEN |  | D(A,C,E)42D44+TDR | R951V0403A17M4S | 33400 | 18 | 8.1 | 34200 | 29600 | 86.55% | 1.9 | 0 | 10 |  |  |  |  | R-410A | 2.7833 | Residential & Commercial | USHP | Ducted CEE Tier 1
214393752 | Central HP <5.4 tons | RUUD | HRCU-A-CB (Split System: Heat Pump with Remote Outdoor Unit-Air-Source) | RD17AZ36AJ3N | ASPEN |  | D(A,C,E)48C34+TDR | R951V0403A17M4S | 32800 | 18 | 8.1 | 34200 | 29600 | 86.55% | 1.9 | 0 | 10 |  |  |  |  | R-410A | 2.7333 | Residential & Commercial | USHP | Ducted CEE Tier 1
214393802 | Central HP <5.4 tons | RUUD | HRCU-A-CB (Split System: Heat Pump with Remote Outdoor Unit-Air-Source) | RD17AZ36AJ3N | ASPEN |  | D(A,C,E)42C44+TDR | R951V0603A17M4S | 33200 | 18 | 8.1 | 34200 | 29800 | 87.13% | 1.9 | 0 | 10 |  |  |  |  | R-410A | 2.7667 | Residential & Commercial | USHP | Ducted CEE Tier 1
214393829 | Central HP <5.4 tons | RUUD | HRCU-A-CB (Split System: Heat Pump with Remote Outdoor Unit-Air-Source) | RD17AZ36AJ3N | ASPEN |  | D(A,C,E)42B44+TDR | R951V0603A17UHU | 33000 | 18 | 8.1 | 34200 | 29800 | 87.13% | 1.9 | 0 | 10 |  |  |  |  | R-410A | 2.75 | Residential & Commercial | USHP | Ducted CEE Tier 1
214395986 | Central HP <5.4 tons | YORK | HRCU-A-CB (Split System: Heat Pump with Remote Outdoor Unit-Air-Source) | HH860E2S11 |  |  | CTM60C5CHS1 | TM8Y120C20MP11 | 54000 | 19 | 9 | 55000 | 39500 | 71.82% | 2 | 0 | 11 |  |  |  |  | R-454B | 4.5 | Residential & Commercial | USHP | Ducted CEE Tier 1
214391610 | Central HP <5.4 tons | RUUD | HRCU-A-CB (Split System: Heat Pump with Remote Outdoor Unit-Air-Source) | RP15AZ18AJ2N | ASPEN |  | CP31A34+TDR | R801V0503A14DZ | 16700 | 15.5 | 8.3 | 17200 | 12200 | 70.93% | 2.72 | 0 | 11.8 |  |  |  |  | R-410A | 1.3917 | Residential & Commercial | USHP | Ducted CEE Tier 1
213613576 | Central HP <5.4 tons | BRYANT HEATING AND COOLING SYSTEMS | HRCU-A-CB (Split System: Heat Pump with Remote Outdoor Unit-Air-Source) | 38MURAQ24AA3* | ASPEN |  | L(E,G)M24A4 | 0 | 22000 | 15.3 | 9 | 25400 | 22600 | 88.98% | 2.89 | 0 | 9.3 |  |  |  |  | R-410A | 1.8333 | Residential & Commercial | USHP
211259759 | Central HP <5.4 tons | BRYANT HEATING AND COOLING SYSTEMS | HRCU-A-CB (Split System: Heat Pump with Remote Outdoor Unit-Air-Source) | 38MURAQ18AB3* |  |  | CAP**1917AL* | 82*TA48090V17*** | 18100 | 16.5 | 8.5 | 18100 | 17700 | 97.79% | 2.14 | 0 | 11 |  |  |  |  | R-410A | 1.5083 | Residential & Commercial | USHP | Ducted CEE Tier 1
211259762 | Central HP <5.4 tons | BRYANT HEATING AND COOLING SYSTEMS | HRCU-A-CB (Split System: Heat Pump with Remote Outdoor Unit-Air-Source) | 38MURAQ18AB3* |  |  | CAP**1917AL* | 926TB36040V17*** | 18200 | 15.5 | 8.5 | 18300 | 17600 | 96.17% | 2.12 | 0 | 10.5 |  |  |  |  | R-410A | 1.5167 | Residential & Commercial | USHP | Ducted CEE Tier 1
216494155 | Central HP <5.4 tons | BRYANT HEATING AND COOLING SYSTEMS | HRCU-A-CB (Split System: Heat Pump with Remote Outdoor Unit-Air-Source) | 293VAN048**AA* | ADP |  | CE(P,V)4824G1K*+TXV | 88*TB48070C17*** | 43000 | 20 | 9 | 46500 | 36800 | 79.14% | 2 | 0 | 10.5 |  |  |  |  | R-454B | 3.5833 | Residential & Commercial | USHP | Ducted CEE Tier 1
214574069 | Central HP <5.4 tons | BRYANT HEATING AND COOLING SYSTEMS | HRCU-A-CB (Split System: Heat Pump with Remote Outdoor Unit-Air-Source) | 288BNV037*0**B* |  |  | CAP**6024AL*+UI | 987MC60080C21*** | 32800 | 17.5 | 8.5 | 31600 | 24800 | 78.48% | 2 | 0 | 11.5 |  |  |  |  | R-410A | 2.7333 | Residential & Commercial | USHP | Ducted CEE Tier 1
215935246 | Central HP <5.4 tons | HEIL | HRCU-A-CB (Split System: Heat Pump with Remote Outdoor Unit-Air-Source) | H5H3V36*K*AAA* |  |  | EVM5X60M21A*+WALLCON | *95CSU0802120B* | 35600 | 21.5 | 8.5 | 38000 | 28600 | 75.26% | 2.04 | 0 | 12 |  |  |  |  | R-454B | 2.9667 | Residential & Commercial | USHP | Ducted CEE Tier 1
215935366 | Central HP <5.4 tons | HEIL | HRCU-A-CB (Split System: Heat Pump with Remote Outdoor Unit-Air-Source) | H5H3V36*K*AAA* |  |  | EVM5X60M24A*+WALLCON | *80CTL1352422B* | 35600 | 22 | 8.5 | 38000 | 28400 | 74.74% | 2.04 | 0 | 12.5 |  |  |  |  | R-454B | 2.9667 | Residential & Commercial | USHP | Ducted CEE Tier 1
215935196 | Central HP <5.4 tons | HEIL | HRCU-A-CB (Split System: Heat Pump with Remote Outdoor Unit-Air-Source) | H5H3V36*K*AAA* |  |  | EVM5X60M21A*+WALLCON | *80CTL0702120B* | 35600 | 21.5 | 8.5 | 38000 | 28600 | 75.26% | 2.02 | 0 | 12 |  |  |  |  | R-454B | 2.9667 | Residential & Commercial | USHP | Ducted CEE Tier 1
214282654 | Central HP <5.4 tons | LENNOX | HRCU-A-CB (Split System: Heat Pump with Remote Outdoor Unit-Air-Source) | SL25XPV-036-230A** | ADP |  | LEM3793TT | 0 | 33400 | 20 | 9.1 | 34400 | 26200 | 76.16% | 1.92 | 0 | 13 |  |  |  |  | R-410A | 2.7833 | Residential & Commercial | USHP | Ducted CEE Tier 1
216487913 | Central HP <5.4 tons | BRYANT HEATING AND COOLING SYSTEMS | HRCU-A-CB (Split System: Heat Pump with Remote Outdoor Unit-Air-Source) | 291VAN054**AA* | ADP |  | CE(P,V)6021G48*+TXV | 986TD66120C24*** | 49500 | 19 | 10.5 | 50500 | 53000 | 105% | 1.96 | 0 | 11.5 |  |  |  |  | R-454B | 4.125 | Residential & Commercial | USHP | Ducted CEE Tier 1
215375075 | Central HP <5.4 tons | RUUD | HRCU-A-CB (Split System: Heat Pump with Remote Outdoor Unit-Air-Source) | RD17AZ24AJ3N | ASPEN |  | D(A,C,E)30B36+TDR | R801V0504A17UHN | 21600 | 17 | 8.1 | 22600 | 19000 | 84.07% | 2 | 0 | 10 |  |  |  |  | R-410A | 1.8 | Residential & Commercial | USHP | Ducted CEE Tier 1
213613581 | Central HP <5.4 tons | BRYANT HEATING AND COOLING SYSTEMS | HRCU-A-CB (Split System: Heat Pump with Remote Outdoor Unit-Air-Source) | 38MURAQ24AA3* | ASPEN |  | L(E,G)M24F4 | 0 | 18000 | 15.2 | 9 | 19300 | 18300 | 94.82% | 2.2 | 0 | 9.5 |  |  |  |  | R-410A | 1.5 | Residential & Commercial | USHP
214393904 | Central HP <5.4 tons | RUUD | HRCU-A-CB (Split System: Heat Pump with Remote Outdoor Unit-Air-Source) | RD17AZ36AJ3N | ASPEN |  | D(A,C,E)36C44+TDR | R951V0855A21M4S | 33000 | 18 | 8.1 | 34200 | 29600 | 86.55% | 1.9 | 0 | 10 |  |  |  |  | R-410A | 2.75 | Residential & Commercial | USHP | Ducted CEE Tier 1
214394038 | Central HP <5.4 tons | RUUD | HRCU-A-CB (Split System: Heat Pump with Remote Outdoor Unit-Air-Source) | RD17AZ36AJ3N | ASPEN |  | D(A,C,E)48D24+TDR | R962V0603A17M4S | 30800 | 17.6 | 8.1 | 34200 | 29800 | 87.13% | 1.9 | 0 | 9.6 |  |  |  |  | R-410A | 2.5667 | Residential & Commercial | USHP
214397258 | Central HP <5.4 tons | JOHNSON CONTROLS | HRCU-A-CB (Split System: Heat Pump with Remote Outdoor Unit-Air-Source) | HH836E2S11 |  |  | CTF36B5CDS1 | TM9Y080B12MP11 | 33400 | 18 | 8.5 | 31400 | 25600 | 81.53% | 2 | 0 | 11 |  |  |  |  | R-454B | 2.7833 | Residential & Commercial | USHP | Ducted CEE Tier 1
216978079 | Central HP <5.4 tons | LENNOX | HRCU-A-CB (Split System: Heat Pump with Remote Outdoor Unit-Air-Source) | EL18KSLV-060-230A** | ADP |  | LD42/61Z*+TXV | SL297UH080NV60C* | 45500 | 17 | 9 | 45500 | 39000 | 85.71% | 1.84 | 0 | 11 |  |  |  |  | R-454B | 3.7917 | Residential & Commercial | USHP | Ducted CEE Tier 1
216761970 | Central HP <5.4 tons | BRYANT HEATING AND COOLING SYSTEMS | HRCU-A-CB (Split System: Heat Pump with Remote Outdoor Unit-Air-Source) | 38MURAQ24AA3* | ADP |  | H,PG9J936 | 927TA60080V21*** | 24800 | 16 | 9 | 23200 | 19000 | 81.9% | 2.14 | 0 | 10 |  |  |  |  | R-410A | 2.0667 | Residential & Commercial | USHP | Ducted CEE Tier 1
207573742 | Central HP <5.4 tons | DAY & NIGHT | HRCU-A-CB (Split System: Heat Pump with Remote Outdoor Unit-Air-Source) | CVH848GKA2* | ADP |  | PL48H210P299 | *96CTN1002122A* | 44500 | 17 | 8.5 | 44500 | 34600 | 77.75% | 2 | 10.5 | 10 |  |  |  |  | R-410A | 3.7083 | Residential & Commercial | USHP | Ducted CEE Tier 1
213612048 | Central HP <5.4 tons | RUUD | HRCU-A-CB (Split System: Heat Pump with Remote Outdoor Unit-Air-Source) | RP15AZ30AJ2N | ASPEN |  | D(A,C,E)36A34+TDR | R962V0603A17M4S | 27400 | 15.4 | 8.1 | 28400 | 21000 | 73.94% | 2.63 | 0 | 11.7 |  |  |  |  | R-410A | 2.2833 | Residential & Commercial | USHP | Ducted CEE Tier 1
214394438 | Central HP <5.4 tons | RUUD | HRCU-A-CB (Split System: Heat Pump with Remote Outdoor Unit-Air-Source) | RD17AZ36AJ3N | ASPEN |  | D(A,C,E)42C44+TDR | U97MV0855A21DHS | 33200 | 18 | 8.1 | 34200 | 29400 | 85.96% | 1.9 | 0 | 10 |  |  |  |  | R-410A | 2.7667 | Residential & Commercial | USHP | Ducted CEE Tier 1
214392507 | Central HP <5.4 tons | RUUD | HRCU-A-CB (Split System: Heat Pump with Remote Outdoor Unit-Air-Source) | RD17AZ24AJ3N | ASPEN |  | D(A,C,E)30B34+TDR | R951V0403A17UHU | 21400 | 18 | 8.1 | 22400 | 17100 | 76.34% | 2 | 0 | 10 |  |  |  |  | R-410A | 1.7833 | Residential & Commercial | USHP | Ducted CEE Tier 1
214392509 | Central HP <5.4 tons | RUUD | HRCU-A-CB (Split System: Heat Pump with Remote Outdoor Unit-Air-Source) | RD17AZ24AJ3N | ASPEN |  | D(A,C,E)30D24+TDR | R951V0403A17UHU | 20600 | 17.8 | 8.1 | 22400 | 17100 | 76.34% | 2 | 0 | 9.7 |  |  |  |  | R-410A | 1.7167 | Residential & Commercial | USHP
214392514 | Central HP <5.4 tons | RUUD | HRCU-A-CB (Split System: Heat Pump with Remote Outdoor Unit-Air-Source) | RD17AZ24AJ3N | ASPEN |  | D(A,C,E)36D24+TDR | R951V0403A17UHU | 20800 | 17.9 | 8.1 | 22400 | 17100 | 76.34% | 2 | 0 | 9.8 |  |  |  |  | R-410A | 1.7333 | Residential & Commercial | USHP
214392573 | Central HP <5.4 tons | RUUD | HRCU-A-CB (Split System: Heat Pump with Remote Outdoor Unit-Air-Source) | RD17AZ24AJ3N | ASPEN |  | D(A,C,E)30D24+TDR | R962V0403A17M4S | 20800 | 17.8 | 8.1 | 22600 | 16900 | 74.78% | 2 | 0 | 9.7 |  |  |  |  | R-410A | 1.7333 | Residential & Commercial | USHP
214392593 | Central HP <5.4 tons | RUUD | HRCU-A-CB (Split System: Heat Pump with Remote Outdoor Unit-Air-Source) | RD17AZ24AJ3N | ASPEN |  | D(A,C,E)36C24+TDR | R962V0603A17M4S | 20800 | 17.8 | 8.1 | 22600 | 17000 | 75.22% | 2 | 0 | 9.7 |  |  |  |  | R-410A | 1.7333 | Residential & Commercial | USHP
214392125 | Central HP <5.4 tons | RUUD | HRCU-A-CB (Split System: Heat Pump with Remote Outdoor Unit-Air-Source) | RD17AZ24AJ3N | ASPEN |  | D(A,C,E)30D24+TDR | R801V0503A14DZ | 20800 | 18.8 | 8.1 | 22600 | 16800 | 74.34% | 2 | 0 | 9.7 |  |  |  |  | R-410A | 1.7333 | Residential & Commercial | USHP
214392205 | Central HP <5.4 tons | RUUD | HRCU-A-CB (Split System: Heat Pump with Remote Outdoor Unit-Air-Source) | RD17AZ24AJ3N | ASPEN |  | D(A,C,E)30D24+TDR | R801V0704A17UHU | 20800 | 17.8 | 8.1 | 22600 | 16900 | 74.78% | 2 | 0 | 9.7 |  |  |  |  | R-410A | 1.7333 | Residential & Commercial | USHP
213821552 | Central HP <5.4 tons | TEMPSTAR | HRCU-A-CB (Split System: Heat Pump with Remote Outdoor Unit-Air-Source) | DLCURAH30ABK | ASPEN |  | D(A,C,E)30D44+TDR | *96VTN1002122B* | 29600 | 15.2 | 8.1 | 34200 | 24200 | 70.76% | 2.65 | 0 | 9 |  |  |  |  | R-410A | 2.4667 | Residential & Commercial | USHP
214440959 | Central HP <5.4 tons | CARRIER | HRCU-A-CB (Split System: Heat Pump with Remote Outdoor Unit-Air-Source) | 25VNA424A*031* | ADP |  | H,PG53936 | 59TN6C100C21**22 | 24200 | 20 | 10.5 | 24800 | 19200 | 77.42% | 2.56 | 0 | 13.5 |  |  |  |  | R-410A | 2.0167 | Residential & Commercial | USHP | Ducted CEE Tier 1
216794246 | Central HP <5.4 tons | TRANE | HRCU-A-CB (Split System: Heat Pump with Remote Outdoor Unit-Air-Source) | 5TWV0X24A1 | ASPEN |  | D(A,C,E)30A4J+TDR | L8V1B080U4VSB+LRP | 19500 | 20.9 | 10 | 22200 | 21800 | 98.2% | 2.91 | 0 | 11.2 |  |  |  |  | R-454B | 1.625 | Residential & Commercial | USHP | Ducted CEE Tier 1
216794275 | Central HP <5.4 tons | TRANE | HRCU-A-CB (Split System: Heat Pump with Remote Outdoor Unit-Air-Source) | 5TWV0X24A1 | ASPEN |  | D(A,C,E)30A4J+TDR | S8V2B080M4PDB | 19700 | 21.5 | 9.5 | 22400 | 22000 | 98.21% | 2.84 | 0 | 11 |  |  |  |  | R-454B | 1.6417 | Residential & Commercial | USHP | Ducted CEE Tier 1
216794307 | Central HP <5.4 tons | TRANE | HRCU-A-CB (Split System: Heat Pump with Remote Outdoor Unit-Air-Source) | 5TWV0X24A1 | ASPEN |  | D(A,C,E)30A4J+TDR | S9V2B060U4PSC+LRP | 19600 | 21 | 10 | 22200 | 21800 | 98.2% | 2.93 | 0 | 11.2 |  |  |  |  | R-454B | 1.6333 | Residential & Commercial | USHP | Ducted CEE Tier 1
215223137 | Central HP <5.4 tons | BRYANT HEATING AND COOLING SYSTEMS | HRCU-A-CB (Split System: Heat Pump with Remote Outdoor Unit-Air-Source) | 288BNV025*0**C* | ADP |  | H,PE9J936 | 987MB66120C24*** | 23800 | 16 | 8.1 | 19800 | 16300 | 82.32% | 1.96 | 0 | 11 |  |  |  |  | R-410A | 1.9833 | Residential & Commercial | USHP | Ducted CEE Tier 1
215223138 | Central HP <5.4 tons | BRYANT HEATING AND COOLING SYSTEMS | HRCU-A-CB (Split System: Heat Pump with Remote Outdoor Unit-Air-Source) | 288BNV025*0**C* | ADP |  | H,PG9J930 | 987MC42060C17*** | 23600 | 16 | 8.1 | 20000 | 16300 | 81.5% | 1.94 | 0 | 11 |  |  |  |  | R-410A | 1.9667 | Residential & Commercial | USHP | Ducted CEE Tier 1
216644584 | Central HP <5.4 tons | DAY & NIGHT | HRCU-A-CB (Split System: Heat Pump with Remote Outdoor Unit-Air-Source) | D5CUHAH18AAK |  |  | EA*5X30M17A* | OLV098A12* | 18200 | 15.2 | 9.5 | 20400 | 18400 | 90.2% | 1.94 | 0 | 11 |  |  |  |  | R-454B | 1.5167 | Residential & Commercial | USHP | Ducted CEE Tier 1
216374520 | Central HP <5.4 tons | YORK | HRCU-A-CB (Split System: Heat Pump with Remote Outdoor Unit-Air-Source) | HH824E2S11 |  |  | CTU36B5XDS1+TXV | Y92E080B12SMPS1 | 23000 | 18 | 9.5 | 23000 | 17500 | 76.09% | 2 | 0 | 12 |  |  |  |  | R-454B | 1.9167 | Residential & Commercial | USHP | Ducted CEE Tier 1
212632729 | Central HP <5.4 tons | LENNOX | HRCU-A-CB (Split System: Heat Pump with Remote Outdoor Unit-Air-Source) | SL25XPV-036-230A** | ADP |  | LD30/36Z9 | SL280DF080NV60C* | 33400 | 20 | 8.6 | 34400 | 28800 | 83.72% | 1.76 | 0 | 13 |  |  |  |  | R-410A | 2.7833 | Residential & Commercial | USHP | Ducted CEE Tier 1
212632763 | Central HP <5.4 tons | LENNOX | HRCU-A-CB (Split System: Heat Pump with Remote Outdoor Unit-Air-Source) | SL25XPV-036-230A** | ADP |  | LD19/36Y9 | SLP99DF090XV60C* | 33000 | 20 | 8.7 | 34400 | 29400 | 85.47% | 1.76 | 0 | 12.5 |  |  |  |  | R-410A | 2.75 | Residential & Commercial | USHP | Ducted CEE Tier 1
212632765 | Central HP <5.4 tons | LENNOX | HRCU-A-CB (Split System: Heat Pump with Remote Outdoor Unit-Air-Source) | SL25XPV-036-230A** | ADP |  | LD30/36Z9 | SLP99DF090XV60C* | 33400 | 20 | 8.7 | 34400 | 29400 | 85.47% | 1.76 | 0 | 13 |  |  |  |  | R-410A | 2.7833 | Residential & Commercial | USHP | Ducted CEE Tier 1
214269144 | Central HP <5.4 tons | BOSCH | HRCU-A-CB (Split System: Heat Pump with Remote Outdoor Unit-Air-Source) | BOVA-60HDN1-M20G | ADP |  | HG84960 | BGH96M080B3B | 42500 | 17 | 8.8 | 41500 | 30600 | 73.73% | 1.9 | 0 | 11.7 |  |  |  |  | R-410A | 3.5417 | Residential & Commercial | USHP | Ducted CEE Tier 1
215389773 | Central HP <5.4 tons | CARRIER | HRCU-A-CB (Split System: Heat Pump with Remote Outdoor Unit-Air-Source) | 38MURAQ36AB3* |  |  | CAP**3617AL* | GG96VTAB48060B** | 34800 | 15.2 | 8.1 | 38500 | 35200 | 91.43% | 1.8 | 0 | 9.5 |  |  |  |  | R-410A | 2.9 | Residential & Commercial | USHP
216977207 | Central HP <5.4 tons | LENNOX | HRCU-A-CB (Split System: Heat Pump with Remote Outdoor Unit-Air-Source) | EL18KSLV-036-230A** | ADP |  | L*30/36S*+TXV | SL297UH040NV36B* | 34600 | 17 | 8.5 | 34000 | 28000 | 82.35% | 1.85 | 0 | 11 |  |  |  |  | R-454B | 2.8833 | Residential & Commercial | USHP | Ducted CEE Tier 1
216977218 | Central HP <5.4 tons | LENNOX | HRCU-A-CB (Split System: Heat Pump with Remote Outdoor Unit-Air-Source) | EL18KSLV-036-230A** | ADP |  | L*19/36U*+TXV | SL297UH060NV36B* | 33800 | 17 | 8.5 | 34000 | 28000 | 82.35% | 1.85 | 0 | 11 |  |  |  |  | R-454B | 2.8167 | Residential & Commercial | USHP | Ducted CEE Tier 1
216977234 | Central HP <5.4 tons | LENNOX | HRCU-A-CB (Split System: Heat Pump with Remote Outdoor Unit-Air-Source) | EL18KSLV-036-230A** | ADP |  | LH24/37F*+TXV | SL297UH080NV48C* | 34600 | 17 | 8.95 | 34200 | 28000 | 81.87% | 1.88 | 0 | 10.5 |  |  |  |  | R-454B | 2.8833 | Residential & Commercial | USHP | Ducted CEE Tier 1
216978068 | Central HP <5.4 tons | LENNOX | HRCU-A-CB (Split System: Heat Pump with Remote Outdoor Unit-Air-Source) | EL18KSLV-024-230A** | ADP |  | LD19/36Z*+TXV | SL297UH060NV36B* | 24000 | 17 | 9 | 22400 | 20400 | 91.07% | 1.8 | 0 | 12 |  |  |  |  | R-454B | 2 | Residential & Commercial | USHP | Ducted CEE Tier 1
214392216 | Central HP <5.4 tons | RUUD | HRCU-A-CB (Split System: Heat Pump with Remote Outdoor Unit-Air-Source) | RD17AZ24AJ3N | ASPEN |  | D(A,C,E)24D24+TDR | R801V0754A17DZ | 20400 | 18.6 | 8.1 | 22600 | 16800 | 74.34% | 2.1 | 0 | 9 |  |  |  |  | R-410A | 1.7 | Residential & Commercial | USHP
214392284 | Central HP <5.4 tons | RUUD | HRCU-A-CB (Split System: Heat Pump with Remote Outdoor Unit-Air-Source) | RD17AZ24AJ3N | ASPEN |  | D(A,C,E)30C24+TDR | R802V0503A14DZ | 20400 | 18.6 | 8.1 | 22600 | 16800 | 74.34% | 2 | 0 | 9 |  |  |  |  | R-410A | 1.7 | Residential & Commercial | USHP
214392300 | Central HP <5.4 tons | RUUD | HRCU-A-CB (Split System: Heat Pump with Remote Outdoor Unit-Air-Source) | RD17AZ24AJ3N | ASPEN |  | D(A,C,E)30C24+TDR | R802V0503A14UHN | 20400 | 17.7 | 8.1 | 22600 | 16900 | 74.78% | 2 | 0 | 9 |  |  |  |  | R-410A | 1.7 | Residential & Commercial | USHP
215375358 | Central HP <5.4 tons | RUUD | HRCU-A-CB (Split System: Heat Pump with Remote Outdoor Unit-Air-Source) | RD17AZ60AJ3N | ASPEN |  | D(A,C,E)60D36+TDR | R802V0755A21UHS | 52000 | 17.8 | 8.1 | 54000 | 50500 | 93.52% | 1.75 | 0 | 9.8 |  |  |  |  | R-410A | 4.3333 | Residential & Commercial | USHP
213772407 | Central HP <5.4 tons | HEIL | HRCU-A-CB (Split System: Heat Pump with Remote Outdoor Unit-Air-Source) | HVH825GKA2* |  |  | EHD4X42AAL+WALLCON | *96CTN1002122B* | 24200 | 16 | 8.1 | 21400 | 16600 | 77.57% | 2 | 0 | 10.5 |  |  |  |  | R-410A | 2.0167 | Residential & Commercial | USHP | Ducted CEE Tier 1
213772527 | Central HP <5.4 tons | HEIL | HRCU-A-CB (Split System: Heat Pump with Remote Outdoor Unit-Air-Source) | HVH825GKA2* |  |  | EHD4X48AAL+WALLCON | *97CMN1002122B* | 24200 | 16 | 8.1 | 21200 | 16600 | 78.3% | 2.02 | 0 | 11 |  |  |  |  | R-410A | 2.0167 | Residential & Commercial | USHP | Ducted CEE Tier 1
216762703 | Central HP <5.4 tons | BRYANT HEATING AND COOLING SYSTEMS | HRCU-A-CB (Split System: Heat Pump with Remote Outdoor Unit-Air-Source) | 38MURAQ36AA3* | ADP |  | H,PG9J936 | 927TA60080V21*** | 34600 | 15.2 | 9.5 | 34600 | 26800 | 77.46% | 2.22 | 0 | 10 |  |  |  |  | R-410A | 2.8833 | Residential & Commercial | USHP | Ducted CEE Tier 1
216761969 | Central HP <5.4 tons | BRYANT HEATING AND COOLING SYSTEMS | HRCU-A-CB (Split System: Heat Pump with Remote Outdoor Unit-Air-Source) | 38MURAQ24AA3* | ADP |  | H,PG7J936 | 927TA60080V21*** | 24400 | 16 | 9 | 23200 | 19000 | 81.9% | 2.14 | 0 | 9.5 |  |  |  |  | R-410A | 2.0333 | Residential & Commercial | USHP
215375083 | Central HP <5.4 tons | RUUD | HRCU-A-CB (Split System: Heat Pump with Remote Outdoor Unit-Air-Source) | RD17AZ24AJ3N | ASPEN |  | D(A,C,E)30B36+TDR | R802V0503A14DZ | 21600 | 17 | 8.1 | 22600 | 18900 | 83.63% | 2 | 0 | 10 |  |  |  |  | R-410A | 1.8 | Residential & Commercial | USHP | Ducted CEE Tier 1
215375267 | Central HP <5.4 tons | RUUD | HRCU-A-CB (Split System: Heat Pump with Remote Outdoor Unit-Air-Source) | RD17AZ48AJ3N | ASPEN |  | D(A,C,E)48B46+TDR | R802V1005A21UHN | 44000 | 16 | 8.1 | 45500 | 32400 | 71.21% | 2.4 | 0 | 10 |  |  |  |  | R-410A | 3.6667 | Residential & Commercial | USHP | Ducted CEE Tier 1
216679864 | Central HP <5.4 tons | TEMPSTAR | HRCU-A-CB (Split System: Heat Pump with Remote Outdoor Unit-Air-Source) | DLCURAH36ABK |  |  | EA*4X42L21A* | *97VTN0801716A* | 35000 | 15.5 | 8.5 | 38500 | 34600 | 89.87% | 1.76 | 0 | 9.8 |  |  |  |  | R-410A | 2.9167 | Residential & Commercial | USHP
216681018 | Central HP <5.4 tons | TEMPSTAR | HRCU-A-CB (Split System: Heat Pump with Remote Outdoor Unit-Air-Source) | DLCURAH36ABK |  |  | EA*4X36L21A* | *97VTN0802120A* | 34800 | 16 | 8.5 | 38500 | 34800 | 90.39% | 1.75 | 0 | 9.8 |  |  |  |  | R-410A | 2.9 | Residential & Commercial | USHP
216643197 | Central HP <5.4 tons | DAY & NIGHT | HRCU-A-CB (Split System: Heat Pump with Remote Outdoor Unit-Air-Source) | D5CUHAH18AAK |  |  | EA*5X25M17A* | *80MS(N,L)0451412A* | 18300 | 15.2 | 10.5 | 19800 | 17500 | 88.38% | 2 | 0 | 11.5 |  |  |  |  | R-454B | 1.525 | Residential & Commercial | USHP | Ducted CEE Tier 1
215912430 | Central HP <5.4 tons | YORK | HRCU-A-CB (Split System: Heat Pump with Remote Outdoor Unit-Air-Source) | HH824E2S11 | ASPEN |  | D(A,C,E)36A3K+TDR | Y91E080B12SMPS1 | 22400 | 17 | 8.1 | 22600 | 18100 | 80.09% | 2 | 0 | 12 |  |  |  |  | R-454B | 1.8667 | Residential & Commercial | USHP | Ducted CEE Tier 1
216797131 | Central HP <5.4 tons | TRANE | HRCU-A-CB (Split System: Heat Pump with Remote Outdoor Unit-Air-Source) | 5TWV8X48A1 | ASPEN |  | D(A,C,E)48C3J+TDR | *UHMD120CCV5+LRP | 45000 | 18 | 8.5 | 45500 | 45500 | 100% | 2.86 | 0 | 9.8 |  |  |  |  | R-454B | 3.75 | Residential & Commercial | USHP
216797138 | Central HP <5.4 tons | TRANE | HRCU-A-CB (Split System: Heat Pump with Remote Outdoor Unit-Air-Source) | 5TWV8X48A1 | ASPEN |  | D(A,C,E)60B3J+TDR | S8V2B060M4PCB | 45000 | 18 | 8.5 | 46000 | 46000 | 100% | 2.65 | 0 | 9.8 |  |  |  |  | R-454B | 3.75 | Residential & Commercial | USHP
216797165 | Central HP <5.4 tons | TRANE | HRCU-A-CB (Split System: Heat Pump with Remote Outdoor Unit-Air-Source) | 5TWV8X48A1 | ASPEN |  | D(A,C,E)48C3J+TDR | S9V2C100D4VSB+LRP | 45000 | 17.5 | 8.1 | 45000 | 45000 | 100% | 2.61 | 0 | 10 |  |  |  |  | R-454B | 3.75 | Residential & Commercial | USHP | Ducted CEE Tier 1
216797172 | Central HP <5.4 tons | TRANE | HRCU-A-CB (Split System: Heat Pump with Remote Outdoor Unit-Air-Source) | 5TWV8X48A1 | ASPEN |  | D(A,C,E)60B3J+TDR | S9V2C100U5PSC+LRP | 45000 | 18 | 8.5 | 45500 | 45500 | 100% | 2.8 | 0 | 9.8 |  |  |  |  | R-454B | 3.75 | Residential & Commercial | USHP
216056217 | Central HP <5.4 tons | YORK | HRCU-A-CB (Split System: Heat Pump with Remote Outdoor Unit-Air-Source) | HH824E2S11 | ASPEN |  | C(A,C,D,E)24D2K+TDR | TMLE040A12MP11 | 19800 | 16 | 9 | 22600 | 17200 | 76.11% | 2 | 0 | 11.2 |  |  |  |  | R-454B | 1.65 | Residential & Commercial | USHP | Ducted CEE Tier 1
216056260 | Central HP <5.4 tons | YORK | HRCU-A-CB (Split System: Heat Pump with Remote Outdoor Unit-Air-Source) | HH824E2S11 | ASPEN |  | C(A,C,D,E)24D2K+TDR | Y91E060A10SMPS1 | 19600 | 17 | 8.5 | 23000 | 17600 | 76.52% | 2 | 0 | 11.2 |  |  |  |  | R-454B | 1.6333 | Residential & Commercial | USHP | Ducted CEE Tier 1
216056367 | Central HP <5.4 tons | YORK | HRCU-A-CB (Split System: Heat Pump with Remote Outdoor Unit-Air-Source) | HH824E2S11 | ASPEN |  | D(A,C,E)24B3K+TDR | Y81E100B12SMPS1 | 20400 | 18.7 | 9.5 | 22600 | 18000 | 79.65% | 2 | 0 | 11.2 |  |  |  |  | R-454B | 1.7 | Residential & Commercial | USHP | Ducted CEE Tier 1
214573679 | Central HP <5.4 tons | BRYANT HEATING AND COOLING SYSTEMS | HRCU-A-CB (Split System: Heat Pump with Remote Outdoor Unit-Air-Source) | 288BNV037*0**B* |  |  | CAP**3721AL*+UI | 935CB60080C21*** | 32800 | 17.5 | 8.5 | 32800 | 25200 | 76.83% | 2 | 0 | 11 |  |  |  |  | R-410A | 2.7333 | Residential & Commercial | USHP | Ducted CEE Tier 1
214573729 | Central HP <5.4 tons | BRYANT HEATING AND COOLING SYSTEMS | HRCU-A-CB (Split System: Heat Pump with Remote Outdoor Unit-Air-Source) | 288BNV037*0**B* |  |  | CAP**4221AL*+UI | 88*TB60070C21*** | 31800 | 17 | 8.5 | 33000 | 24400 | 73.94% | 1.9 | 0 | 11 |  |  |  |  | R-410A | 2.65 | Residential & Commercial | USHP | Ducted CEE Tier 1
214574129 | Central HP <5.4 tons | BRYANT HEATING AND COOLING SYSTEMS | HRCU-A-CB (Split System: Heat Pump with Remote Outdoor Unit-Air-Source) | 288BNV037*0**B* |  |  | CAP**6121AL*+UI | 987MC60080C21*** | 33200 | 17.5 | 8.5 | 32000 | 24800 | 77.5% | 2 | 0 | 11.5 |  |  |  |  | R-410A | 2.7667 | Residential & Commercial | USHP | Ducted CEE Tier 1
214574349 | Central HP <5.4 tons | BRYANT HEATING AND COOLING SYSTEMS | HRCU-A-CB (Split System: Heat Pump with Remote Outdoor Unit-Air-Source) | 288BNV037*0**B* |  |  | CSPH*4812AL*+UI | 935CB66100C21*** | 32600 | 17.5 | 8.5 | 32600 | 24800 | 76.07% | 1.98 | 0 | 11 |  |  |  |  | R-410A | 2.7167 | Residential & Commercial | USHP | Ducted CEE Tier 1
214574399 | Central HP <5.4 tons | BRYANT HEATING AND COOLING SYSTEMS | HRCU-A-CB (Split System: Heat Pump with Remote Outdoor Unit-Air-Source) | 288BNV037*0**B* |  |  | CSPH*6012AL*+UI | 935CB60080C21*** | 33000 | 17 | 8.5 | 32200 | 25000 | 77.64% | 2 | 0 | 11 |  |  |  |  | R-410A | 2.75 | Residential & Commercial | USHP | Ducted CEE Tier 1
213771947 | Central HP <5.4 tons | HEIL | HRCU-A-CB (Split System: Heat Pump with Remote Outdoor Unit-Air-Source) | HVH825GKA2* |  |  | EHD4X30AAL+WALLCON | *80CTL0901716B* | 23800 | 16 | 8.1 | 21800 | 16800 | 77.06% | 1.96 | 0 | 10.5 |  |  |  |  | R-410A | 1.9833 | Residential & Commercial | USHP | Ducted CEE Tier 1
214572829 | Central HP <5.4 tons | BRYANT HEATING AND COOLING SYSTEMS | HRCU-A-CB (Split System: Heat Pump with Remote Outdoor Unit-Air-Source) | 288BNV037*0**A* |  |  | CAP**4824AL*+UI | 88*TB60070C21*** | 32400 | 17.5 | 8.5 | 32400 | 25000 | 77.16% | 1.98 | 0 | 11 |  |  |  |  | R-410A | 2.7 | Residential & Commercial | USHP | Ducted CEE Tier 1
214572849 | Central HP <5.4 tons | BRYANT HEATING AND COOLING SYSTEMS | HRCU-A-CB (Split System: Heat Pump with Remote Outdoor Unit-Air-Source) | 288BNV037*0**A* |  |  | CAP**4824AL*+UI | 935CB66100C21*** | 32400 | 17.5 | 8.5 | 32200 | 24800 | 77.02% | 2 | 0 | 11.5 |  |  |  |  | R-410A | 2.7 | Residential & Commercial | USHP | Ducted CEE Tier 1
216643531 | Central HP <5.4 tons | DAY & NIGHT | HRCU-A-CB (Split System: Heat Pump with Remote Outdoor Unit-Air-Source) | D5CUHAH18AAK |  |  | EA*5X30M17A* | *80MSU0401712A* | 17800 | 15.2 | 9.5 | 20000 | 18100 | 90.5% | 1.92 | 0 | 11 |  |  |  |  | R-454B | 1.4833 | Residential & Commercial | USHP | Ducted CEE Tier 1
207573775 | Central HP <5.4 tons | DAY & NIGHT | HRCU-A-CB (Split System: Heat Pump with Remote Outdoor Unit-Air-Source) | CVH848GKA2* | ADP |  | FG36960 | *97CMN1002122A* | 44500 | 17 | 8.5 | 44500 | 34600 | 77.75% | 2 | 10.5 | 10 |  |  |  |  | R-410A | 3.7083 | Residential & Commercial | USHP | Ducted CEE Tier 1
216056741 | Central HP <5.4 tons | YORK | HRCU-A-CB (Split System: Heat Pump with Remote Outdoor Unit-Air-Source) | HH860E2S11 | ASPEN |  | C(A,C,D,E)48A3K+TDR | TM9V120D20MP12 | 40000 | 17.5 | 8.1 | 44000 | 33400 | 75.91% | 2 | 0 | 11.2 |  |  |  |  | R-454B | 3.3333 | Residential & Commercial | USHP | Ducted CEE Tier 1
213548664 | Central HP <5.4 tons | LENNOX | HRCU-A-CB (Split System: Heat Pump with Remote Outdoor Unit-Air-Source) | SL25XPV-036-230A** | ADP |  | L*23/37Z9 | SLP98UH090XV60C* | 33600 | 21 | 8.6 | 32800 | 26200 | 79.88% | 1.8 | 0 | 13 |  |  |  |  | R-410A | 2.8 | Residential & Commercial | USHP | Ducted CEE Tier 1
216056071 | Central HP <5.4 tons | YORK | HRCU-A-CB (Split System: Heat Pump with Remote Outdoor Unit-Air-Source) | HH824E2S11 | ASPEN |  | C(A,C,D,E)24A3K+TDR | TL8E060A12UH11 | 20000 | 17.5 | 8.5 | 22600 | 17900 | 79.2% | 2 | 0 | 11.2 |  |  |  |  | R-454B | 1.6667 | Residential & Commercial | USHP | Ducted CEE Tier 1
216056153 | Central HP <5.4 tons | YORK | HRCU-A-CB (Split System: Heat Pump with Remote Outdoor Unit-Air-Source) | HH824E2S11 | ASPEN |  | C(A,C,D,E)24A3K+TDR | YP9C080B12MP13 | 21400 | 17 | 8.1 | 22600 | 18300 | 80.97% | 2 | 0 | 9.8 |  |  |  |  | R-454B | 1.7833 | Residential & Commercial | USHP
216056156 | Central HP <5.4 tons | YORK | HRCU-A-CB (Split System: Heat Pump with Remote Outdoor Unit-Air-Source) | HH824E2S11 | ASPEN |  | C(A,C,D,E)24A3K+TDR | YPLC080B12MP13 | 21000 | 17 | 8.1 | 22600 | 17700 | 78.32% | 2 | 0 | 9.8 |  |  |  |  | R-454B | 1.75 | Residential & Commercial | USHP
216056186 | Central HP <5.4 tons | YORK | HRCU-A-CB (Split System: Heat Pump with Remote Outdoor Unit-Air-Source) | HH824E2S11 | ASPEN |  | C(A,C,D,E)24D2K+TDR | TM9E026A08MP12 | 19700 | 16 | 9 | 23000 | 17600 | 76.52% | 2 | 0 | 10 |  |  |  |  | R-454B | 1.6417 | Residential & Commercial | USHP | Ducted CEE Tier 1
216056337 | Central HP <5.4 tons | YORK | HRCU-A-CB (Split System: Heat Pump with Remote Outdoor Unit-Air-Source) | HH824E2S11 | ASPEN |  | D(A,C,E)24B3K+TDR | TMLE040A12MP11 | 20600 | 16.5 | 8.5 | 22400 | 17200 | 76.79% | 2 | 0 | 11.2 |  |  |  |  | R-454B | 1.7167 | Residential & Commercial | USHP | Ducted CEE Tier 1
216056353 | Central HP <5.4 tons | YORK | HRCU-A-CB (Split System: Heat Pump with Remote Outdoor Unit-Air-Source) | HH824E2S11 | ASPEN |  | D(A,C,E)24B3K+TDR | TP9C080B12MP13 | 22000 | 17 | 8.1 | 22600 | 18300 | 80.97% | 2 | 0 | 12 |  |  |  |  | R-454B | 1.8333 | Residential & Commercial | USHP | Ducted CEE Tier 1
216762020 | Central HP <5.4 tons | LENNOX | HRCU-A-CB (Split System: Heat Pump with Remote Outdoor Unit-Air-Source) | EL18KSLV-060-230A** | ADP |  | LEM60*7TT+TXV | 0 | 48000 | 15.2 | 8.5 | 45500 | 39000 | 85.71% | 1.85 | 0 | 10 |  |  |  |  | R-454B | 4 | Residential & Commercial | USHP | Ducted CEE Tier 1
215375319 | Central HP <5.4 tons | RUUD | HRCU-A-CB (Split System: Heat Pump with Remote Outdoor Unit-Air-Source) | RD17AZ48AJ3N | ASPEN |  | D(A,C,E)48B46+TDR | R951V1005A21M4S | 44000 | 15.2 | 8.1 | 45500 | 32600 | 71.65% | 2.3 | 0 | 10 |  |  |  |  | R-410A | 3.6667 | Residential & Commercial | USHP | Ducted CEE Tier 1
213780937 | Central HP <5.4 tons | HEIL | HRCU-A-CB (Split System: Heat Pump with Remote Outdoor Unit-Air-Source) | HVH837GKA2* |  |  | EA*4X37L21A*+WALLCON | *96CTN0601714B* | 32600 | 17 | 8.1 | 33000 | 25400 | 76.97% | 1.94 | 0 | 11 |  |  |  |  | R-410A | 2.7167 | Residential & Commercial | USHP | Ducted CEE Tier 1
214393742 | Central HP <5.4 tons | RUUD | HRCU-A-CB (Split System: Heat Pump with Remote Outdoor Unit-Air-Source) | RD17AZ36AJ3N | ASPEN |  | D(A,C,E)42C44+TDR | R951V0403A17M4S | 33200 | 18 | 8.1 | 34200 | 29600 | 86.55% | 1.9 | 0 | 10 |  |  |  |  | R-410A | 2.7667 | Residential & Commercial | USHP | Ducted CEE Tier 1
214393755 | Central HP <5.4 tons | RUUD | HRCU-A-CB (Split System: Heat Pump with Remote Outdoor Unit-Air-Source) | RD17AZ36AJ3N | ASPEN |  | D(A,C,E)48D34+TDR | R951V0403A17M4S | 33200 | 18 | 8.1 | 34200 | 29600 | 86.55% | 1.9 | 0 | 10 |  |  |  |  | R-410A | 2.7667 | Residential & Commercial | USHP | Ducted CEE Tier 1
214393842 | Central HP <5.4 tons | RUUD | HRCU-A-CB (Split System: Heat Pump with Remote Outdoor Unit-Air-Source) | RD17AZ36AJ3N | ASPEN |  | D(A,C,E)48C34+TDR | R951V0603A17UHU | 32800 | 18 | 8.1 | 34200 | 29800 | 87.13% | 1.9 | 0 | 10 |  |  |  |  | R-410A | 2.7333 | Residential & Commercial | USHP | Ducted CEE Tier 1
214393188 | Central HP <5.4 tons | RUUD | HRCU-A-CB (Split System: Heat Pump with Remote Outdoor Unit-Air-Source) | RD17AZ36AJ3N | ASPEN |  | D(A,C,E)42C44+TDR | R802V0504A17UHN | 33200 | 18 | 8.1 | 34200 | 29800 | 87.13% | 1.9 | 0 | 10 |  |  |  |  | R-410A | 2.7667 | Residential & Commercial | USHP | Ducted CEE Tier 1
214393588 | Central HP <5.4 tons | RUUD | HRCU-A-CB (Split System: Heat Pump with Remote Outdoor Unit-Air-Source) | RD17AZ36AJ3N | ASPEN |  | D(A,C,E)48C34+TDR | R921V0403A17M4S | 32800 | 18 | 8.1 | 34200 | 29600 | 86.55% | 1.9 | 0 | 10 |  |  |  |  | R-410A | 2.7333 | Residential & Commercial | USHP | Ducted CEE Tier 1
214393589 | Central HP <5.4 tons | RUUD | HRCU-A-CB (Split System: Heat Pump with Remote Outdoor Unit-Air-Source) | RD17AZ36AJ3N | ASPEN |  | D(A,C,E)48C44+TDR | R921V0403A17M4S | 33200 | 18 | 8.1 | 34200 | 29600 | 86.55% | 1.9 | 0 | 10 |  |  |  |  | R-410A | 2.7667 | Residential & Commercial | USHP | Ducted CEE Tier 1
214393641 | Central HP <5.4 tons | RUUD | HRCU-A-CB (Split System: Heat Pump with Remote Outdoor Unit-Air-Source) | RD17AZ36AJ3N | ASPEN |  | D(A,C,E)42D44+TDR | R921V0703A17M4S | 33400 | 18 | 8.1 | 34200 | 29600 | 86.55% | 1.9 | 0 | 10 |  |  |  |  | R-410A | 2.7833 | Residential & Commercial | USHP | Ducted CEE Tier 1
214393692 | Central HP <5.4 tons | RUUD | HRCU-A-CB (Split System: Heat Pump with Remote Outdoor Unit-Air-Source) | RD17AZ36AJ3N | ASPEN |  | D(A,C,E)42D34+TDR | R921V0855A21M4S | 32800 | 18 | 8.1 | 34200 | 29600 | 86.55% | 1.9 | 0 | 10 |  |  |  |  | R-410A | 2.7333 | Residential & Commercial | USHP | Ducted CEE Tier 1
216056355 | Central HP <5.4 tons | YORK | HRCU-A-CB (Split System: Heat Pump with Remote Outdoor Unit-Air-Source) | HH824E2S11 | ASPEN |  | D(A,C,E)24B3K+TDR | TPLC080B12MP13 | 22000 | 17 | 8.1 | 22600 | 17700 | 78.32% | 2 | 0 | 12 |  |  |  |  | R-454B | 1.8333 | Residential & Commercial | USHP | Ducted CEE Tier 1
216056389 | Central HP <5.4 tons | YORK | HRCU-A-CB (Split System: Heat Pump with Remote Outdoor Unit-Air-Source) | HH824E2S11 | ASPEN |  | D(A,C,E)24B3K+TDR | Y91E080B12SMPS1 | 22000 | 17 | 8.1 | 22600 | 18100 | 80.09% | 2 | 0 | 12 |  |  |  |  | R-454B | 1.8333 | Residential & Commercial | USHP | Ducted CEE Tier 1
216056473 | Central HP <5.4 tons | YORK | HRCU-A-CB (Split System: Heat Pump with Remote Outdoor Unit-Air-Source) | HH824E2S11 | ASPEN |  | D(A,C,E)24B4K+TDR | TM9Y040A10MP11 | 21000 | 16.5 | 8.5 | 22600 | 17300 | 76.55% | 2 | 0 | 10.5 |  |  |  |  | R-454B | 1.75 | Residential & Commercial | USHP | Ducted CEE Tier 1
216056571 | Central HP <5.4 tons | YORK | HRCU-A-CB (Split System: Heat Pump with Remote Outdoor Unit-Air-Source) | HH824E2S11 | ASPEN |  | D(A,C,E)36A4K+TDR | TM8E060A12MP11 | 21000 | 17.5 | 9 | 23000 | 17900 | 77.83% | 2 | 0 | 11.2 |  |  |  |  | R-454B | 1.75 | Residential & Commercial | USHP | Ducted CEE Tier 1
216056574 | Central HP <5.4 tons | YORK | HRCU-A-CB (Split System: Heat Pump with Remote Outdoor Unit-Air-Source) | HH824E2S11 | ASPEN |  | D(A,C,E)36A4K+TDR | TM9E040A10MP12 | 21000 | 17 | 9 | 23000 | 18100 | 78.7% | 2 | 0 | 10.5 |  |  |  |  | R-454B | 1.75 | Residential & Commercial | USHP | Ducted CEE Tier 1
216681535 | Central HP <5.4 tons | TEMPSTAR | HRCU-A-CB (Split System: Heat Pump with Remote Outdoor Unit-Air-Source) | DLCURAH24ABK |  |  | EHD4X24AAL | *97VTN0802120A* | 23400 | 16 | 9 | 26000 | 23800 | 91.54% | 1.86 | 0 | 9.8 |  |  |  |  | R-410A | 1.95 | Residential & Commercial | USHP
216681568 | Central HP <5.4 tons | TEMPSTAR | HRCU-A-CB (Split System: Heat Pump with Remote Outdoor Unit-Air-Source) | DLCURAH24ABK |  |  | EN(A,D)4X36L21** | *97VTN0802120A* | 23800 | 17 | 9 | 26000 | 23200 | 89.23% | 1.82 | 0 | 10.5 |  |  |  |  | R-410A | 1.9833 | Residential & Commercial | USHP | Ducted CEE Tier 1
215938399 | Central HP <5.4 tons | COMFORTMAKER | HRCU-A-CB (Split System: Heat Pump with Remote Outdoor Unit-Air-Source) | C5H3V48*K*AAA* |  |  | EVD5X60M24A*+WALLCON | *96CTN1202422B* | 45500 | 20.5 | 8.1 | 52500 | 38000 | 72.38% | 1.95 | 0 | 11.5 |  |  |  |  | R-454B | 3.7917 | Residential & Commercial | USHP | Ducted CEE Tier 1
216436713 | Central HP <5.4 tons | MIDEA | HRCU-A-CB (Split System: Heat Pump with Remote Outdoor Unit-Air-Source) | MOVA-36HDN1-M20G | ASPEN |  | L(E,F)W30F4 | 0 | 21800 | 19 | 9 | 23600 | 17600 | 74.58% | 2 | 0 | 11.7 |  |  |  |  | R-410A | 1.8167 | Residential & Commercial | USHP | Ducted CEE Tier 1
213281312 | Central HP <5.4 tons | BOSCH | HRCU-A-CB (Split System: Heat Pump with Remote Outdoor Unit-Air-Source) | BOVA-60HDN1-M20G | ADP |  | PL48H175P159+AEFE4B* | 0 | 44500 | 18 | 9.05 | 45500 | 33200 | 72.97% | 1.92 | 0 | 11 |  |  |  |  | R-410A | 3.7083 | Residential & Commercial | USHP | Ducted CEE Tier 1
212361433 | Central HP <5.4 tons | BOSCH | HRCU-A-CB (Split System: Heat Pump with Remote Outdoor Unit-Air-Source) | BOVA-60HDN1-M20G | ADP |  | HE36(1,2)60+TXV | BGH96M080C4A | 41500 | 16 | 8.8 | 42500 | 31000 | 72.94% | 1.9 | 0 | 11.5 |  |  |  |  | R-410A | 3.4583 | Residential & Commercial | USHP | Ducted CEE Tier 1
214392044 | Central HP <5.4 tons | RUUD | HRCU-A-CB (Split System: Heat Pump with Remote Outdoor Unit-Air-Source) | RP15AZ48AJ2N | ASPEN |  | CP61B34+TDR | U802VA075421Z | 44000 | 15.5 | 8.2 | 45000 | 34200 | 76% | 3.06 | 0 | 10 |  |  |  |  | R-410A | 3.6667 | Residential & Commercial | USHP | Ducted CEE Tier 1
214391974 | Central HP <5.4 tons | RUUD | HRCU-A-CB (Split System: Heat Pump with Remote Outdoor Unit-Air-Source) | RP15AZ48AJ2N | ASPEN |  | CP61B34+TDR | R801V0755A21UH | 44500 | 15.5 | 8.2 | 45500 | 37000 | 81.32% | 3.08 | 0 | 10 |  |  |  |  | R-410A | 3.7083 | Residential & Commercial | USHP | Ducted CEE Tier 1
214394026 | Central HP <5.4 tons | RUUD | HRCU-A-CB (Split System: Heat Pump with Remote Outdoor Unit-Air-Source) | RD17AZ36AJ3N | ASPEN |  | D(A,C,E)42C44+TDR | R962V0603A17M4S | 33200 | 18 | 8.1 | 34200 | 29800 | 87.13% | 1.9 | 0 | 10 |  |  |  |  | R-410A | 2.7667 | Residential & Commercial | USHP | Ducted CEE Tier 1
214394058 | Central HP <5.4 tons | RUUD | HRCU-A-CB (Split System: Heat Pump with Remote Outdoor Unit-Air-Source) | RD17AZ36AJ3N | ASPEN |  | D(A,C,E)42D34+TDR | R962V0703A17M4S | 32800 | 18 | 8.1 | 34200 | 29600 | 86.55% | 1.9 | 0 | 10 |  |  |  |  | R-410A | 2.7333 | Residential & Commercial | USHP | Ducted CEE Tier 1
214394391 | Central HP <5.4 tons | RUUD | HRCU-A-CB (Split System: Heat Pump with Remote Outdoor Unit-Air-Source) | RD17AZ36AJ3N | ASPEN |  | D(A,C,E)48D34+TDR | U97MV0603A17DHS | 33200 | 18 | 8.1 | 34200 | 29600 | 86.55% | 1.9 | 0 | 10 |  |  |  |  | R-410A | 2.7667 | Residential & Commercial | USHP | Ducted CEE Tier 1
216762014 | Central HP <5.4 tons | LENNOX | HRCU-A-CB (Split System: Heat Pump with Remote Outdoor Unit-Air-Source) | EL18KSLV-024-230A** | ADP |  | LEM25*43G+TXV | 0 | 24000 | 16 | 9 | 22400 | 22200 | 99.11% | 1.8 | 0 | 11.7 |  |  |  |  | R-454B | 2 | Residential & Commercial | USHP | Ducted CEE Tier 1
214394441 | Central HP <5.4 tons | RUUD | HRCU-A-CB (Split System: Heat Pump with Remote Outdoor Unit-Air-Source) | RD17AZ36AJ3N | ASPEN |  | D(A,C,E)42D44+TDR | U97MV0855A21DHS | 33400 | 18 | 8.1 | 34200 | 29400 | 85.96% | 1.9 | 0 | 10 |  |  |  |  | R-410A | 2.7833 | Residential & Commercial | USHP | Ducted CEE Tier 1
214573869 | Central HP <5.4 tons | BRYANT HEATING AND COOLING SYSTEMS | HRCU-A-CB (Split System: Heat Pump with Remote Outdoor Unit-Air-Source) | 288BNV037*0**B* |  |  | CAP**4321AL*+UI | 935CB66100C21*** | 33000 | 17.5 | 8.5 | 32600 | 25000 | 76.69% | 2 | 0 | 11.5 |  |  |  |  | R-410A | 2.75 | Residential & Commercial | USHP | Ducted CEE Tier 1
204456790 | Central HP <5.4 tons | AIRQUEST | HRCU-A-CB (Split System: Heat Pump with Remote Outdoor Unit-Air-Source) | HVH825GKA2* |  |  | EA*4X36L21A*+WALLCON | *80CTL0901716A* | 23600 | 17.5 | 8.1 | 21400 | 16600 | 77.57% | 1.96 | 11 | 11 |  |  |  |  | R-410A | 1.9667 | Residential & Commercial | USHP | Ducted CEE Tier 1
204456826 | Central HP <5.4 tons | AIRQUEST | HRCU-A-CB (Split System: Heat Pump with Remote Outdoor Unit-Air-Source) | HVH825GKA2* |  |  | EA*4X37L17A*+WALLCON | *80CTL0701716A* | 24200 | 16.5 | 8.1 | 21400 | 16700 | 78.04% | 2 | 11 | 11 |  |  |  |  | R-410A | 2.0167 | Residential & Commercial | USHP | Ducted CEE Tier 1
211260173 | Central HP <5.4 tons | BRYANT HEATING AND COOLING SYSTEMS | HRCU-A-CB (Split System: Heat Pump with Remote Outdoor Unit-Air-Source) | 38MURAQ18AB3* |  |  | CAP**2414AL* | 915SB30026E14*** | 17900 | 15.5 | 8.5 | 19000 | 18900 | 99.47% | 2.26 | 0 | 10.5 |  |  |  |  | R-410A | 1.4917 | Residential & Commercial | USHP | Ducted CEE Tier 1
214573899 | Central HP <5.4 tons | BRYANT HEATING AND COOLING SYSTEMS | HRCU-A-CB (Split System: Heat Pump with Remote Outdoor Unit-Air-Source) | 288BNV037*0**B* |  |  | CAP**4321AL*+UI | 986TD60080C21*** | 33000 | 18.5 | 8.5 | 32600 | 25000 | 76.69% | 2 | 0 | 11.5 |  |  |  |  | R-410A | 2.75 | Residential & Commercial | USHP | Ducted CEE Tier 1
215399947 | Central HP <5.4 tons | YORK | HRCU-A-C (Split System: Heat Pump with Remote Outdoor Unit with No Indoor Fan --Air Source) | HH824E2S11 | ASPEN |  | C(A,C,D,E)24A3K+TDR | 0 | 21600 | 15.2 | 8.1 | 22600 | 21200 | 93.81% | 2.63 | 0 | 11 |  |  |  |  | R-454B | 1.8 | Residential & Commercial | USHP | Ducted CEE Tier 1
215295439 | Central HP <5.4 tons | AIRQUEST | HRCU-A-CB (Split System: Heat Pump with Remote Outdoor Unit-Air-Source) | DLCURAH36ABK | ADP |  | HG48936 | *96VTN0801716B* | 35600 | 16 | 8.1 | 36800 | 34600 | 94.02% | 1.98 | 0 | 10 |  |  |  |  | R-410A | 2.9667 | Residential & Commercial | USHP | Ducted CEE Tier 1
215295448 | Central HP <5.4 tons | AIRQUEST | HRCU-A-CB (Split System: Heat Pump with Remote Outdoor Unit-Air-Source) | DLCURAH36ABK | ADP |  | H,GE9J936 | *96VTN0801716B* | 34600 | 16 | 8.1 | 36200 | 34400 | 95.03% | 2 | 0 | 9.5 |  |  |  |  | R-410A | 2.8833 | Residential & Commercial | USHP
215295475 | Central HP <5.4 tons | AIRQUEST | HRCU-A-CB (Split System: Heat Pump with Remote Outdoor Unit-Air-Source) | DLCURAH36ABK | ADP |  | HE35936 | *96VTN0802120A* | 35000 | 16 | 8.1 | 36800 | 34600 | 94.02% | 1.86 | 0 | 9.5 |  |  |  |  | R-410A | 2.9167 | Residential & Commercial | USHP
215295516 | Central HP <5.4 tons | AIRQUEST | HRCU-A-CB (Split System: Heat Pump with Remote Outdoor Unit-Air-Source) | DLCURAH36ABK | ADP |  | H,GE36936 | *96VTN0802120B* | 36000 | 16 | 8.5 | 36400 | 34400 | 94.51% | 2.04 | 0 | 10 |  |  |  |  | R-410A | 3 | Residential & Commercial | USHP | Ducted CEE Tier 1
216487662 | Central HP <5.4 tons | BRYANT HEATING AND COOLING SYSTEMS | HRCU-A-CB (Split System: Heat Pump with Remote Outdoor Unit-Air-Source) | 293VAN048**AA* | ADP |  | CE(P,V)6024G48*+TXV | 88*TB60070C21*** | 44500 | 21 | 9.5 | 46500 | 36200 | 77.85% | 2 | 0 | 11 |  |  |  |  | R-454B | 3.7083 | Residential & Commercial | USHP | Ducted CEE Tier 1
214052876 | Central HP <5.4 tons | LENNOX | HRCU-A-CB (Split System: Heat Pump with Remote Outdoor Unit-Air-Source) | SL25XPV-024-230A** | ADP |  | HG80936 | SL280UH070V36A* | 22000 | 21 | 9.55 | 19800 | 19600 | 98.99% | 1.98 | 0 | 13.5 |  |  |  |  | R-410A | 1.8333 | Residential & Commercial | USHP | Ducted CEE Tier 1
216760237 | Central HP <5.4 tons | BOSCH | HRCU-A-CB (Split System: Heat Pump with Remote Outdoor Unit-Air-Source) | BOVA-60RXB-M15S | ADP |  | V,G36H175D14*+TXV+AEFE4B* | 0 | 33600 | 16 | 8.35 | 32600 | 33800 | 103.7% | 1.78 | 0 | 11.5 |  |  |  |  | R-454B | 2.8 | Residential & Commercial | USHP | Ducted CEE Tier 1
216056383 | Central HP <5.4 tons | YORK | HRCU-A-CB (Split System: Heat Pump with Remote Outdoor Unit-Air-Source) | HH824E2S11 | ASPEN |  | D(A,C,E)24B3K+TDR | Y91E060A10SMPS1 | 20600 | 17.5 | 8.1 | 22800 | 17600 | 77.19% | 2 | 0 | 11 |  |  |  |  | R-454B | 1.7167 | Residential & Commercial | USHP | Ducted CEE Tier 1
216056433 | Central HP <5.4 tons | YORK | HRCU-A-CB (Split System: Heat Pump with Remote Outdoor Unit-Air-Source) | HH824E2S11 | ASPEN |  | D(A,C,E)36A3K+TDR | TM9Y040A10MP11 | 21000 | 16.5 | 8.1 | 22400 | 17300 | 77.23% | 2 | 0 | 10.5 |  |  |  |  | R-454B | 1.75 | Residential & Commercial | USHP | Ducted CEE Tier 1
216977216 | Central HP <5.4 tons | LENNOX | HRCU-A-CB (Split System: Heat Pump with Remote Outdoor Unit-Air-Source) | EL18KSLV-036-230A** | ADP |  | LH29/36X*+TXV | SL297UH060NV36B* | 33800 | 17 | 8.5 | 34000 | 28000 | 82.35% | 1.85 | 0 | 11 |  |  |  |  | R-454B | 2.8167 | Residential & Commercial | USHP | Ducted CEE Tier 1
215674190 | Central HP <5.4 tons | DAY & NIGHT | HRCU-A-CB (Split System: Heat Pump with Remote Outdoor Unit-Air-Source) | C5H0V48*K*AAA* |  |  | EA*5X60M24A*+WALLCON | *80CTL0902120B* | 45000 | 18 | 9 | 47500 | 33400 | 70.32% | 2.08 | 0 | 10 |  |  |  |  | R-454B | 3.75 | Residential & Commercial | USHP | Ducted CEE Tier 1
215673990 | Central HP <5.4 tons | DAY & NIGHT | HRCU-A-CB (Split System: Heat Pump with Remote Outdoor Unit-Air-Source) | C5H0V48*K*AAA* |  |  | EA*5X48M21A*+WALLCON | *80CSU0601716A* | 44000 | 17.5 | 9 | 48500 | 34200 | 70.52% | 2.04 | 0 | 9.5 |  |  |  |  | R-454B | 3.6667 | Residential & Commercial | USHP
216977167 | Central HP <5.4 tons | LENNOX | HRCU-A-CB (Split System: Heat Pump with Remote Outdoor Unit-Air-Source) | EL18KSLV-024-230A** | ADP |  | LH18/36R*+TXV | SL297UH040NV36B* | 23800 | 17 | 8.85 | 22400 | 20400 | 91.07% | 1.78 | 0 | 11.7 |  |  |  |  | R-454B | 1.9833 | Residential & Commercial | USHP | Ducted CEE Tier 1
216977176 | Central HP <5.4 tons | LENNOX | HRCU-A-CB (Split System: Heat Pump with Remote Outdoor Unit-Air-Source) | EL18KSLV-024-230A** | ADP |  | LP29/36X*+TXV | SL297UH040NV36B* | 24000 | 17 | 9 | 22400 | 20400 | 91.07% | 1.8 | 0 | 12 |  |  |  |  | R-454B | 2 | Residential & Commercial | USHP | Ducted CEE Tier 1
216977199 | Central HP <5.4 tons | LENNOX | HRCU-A-CB (Split System: Heat Pump with Remote Outdoor Unit-Air-Source) | EL18KSLV-036-230A** | ADP |  | L*18/36T*+TXV | SL297UH040NV36B* | 33800 | 17 | 8.5 | 34000 | 28000 | 82.35% | 1.85 | 0 | 11 |  |  |  |  | R-454B | 2.8167 | Residential & Commercial | USHP | Ducted CEE Tier 1
213307134 | Central HP <5.4 tons | BOSCH | HRCU-A-CB (Split System: Heat Pump with Remote Outdoor Unit-Air-Source) | BOVA-60HDN1-M20G | ADP |  | HG3K960+AEFE5* | 0 | 45500 | 18 | 9.25 | 46000 | 33200 | 72.17% | 1.96 | 0 | 11.7 |  |  |  |  | R-410A | 3.7917 | Residential & Commercial | USHP | Ducted CEE Tier 1
215295541 | Central HP <5.4 tons | AIRQUEST | HRCU-A-CB (Split System: Heat Pump with Remote Outdoor Unit-Air-Source) | DLCURAH36ABK | ADP |  | H,GE24936 | *96VTN1002120A* | 34400 | 15.2 | 8.1 | 37800 | 34800 | 92.06% | 1.9 | 0 | 9.5 |  |  |  |  | R-410A | 2.8667 | Residential & Commercial | USHP
215675965 | Central HP <5.4 tons | HEIL | HRCU-A-CB (Split System: Heat Pump with Remote Outdoor Unit-Air-Source) | H5H0V48*K*AAA* |  |  | EVM5X61M24A*+WALLCON | *80CSU1002120A* | 48500 | 19 | 9 | 50000 | 36800 | 73.6% | 2.1 | 0 | 10 |  |  |  |  | R-454B | 4.0417 | Residential & Commercial | USHP | Ducted CEE Tier 1
215295591 | Central HP <5.4 tons | AIRQUEST | HRCU-A-CB (Split System: Heat Pump with Remote Outdoor Unit-Air-Source) | DLCURAH36ABK | ADP |  | HE34936 | *96VTN1002120B* | 35400 | 16 | 8.1 | 36800 | 34600 | 94.02% | 1.88 | 0 | 10 |  |  |  |  | R-410A | 2.95 | Residential & Commercial | USHP | Ducted CEE Tier 1
216977192 | Central HP <5.4 tons | LENNOX | HRCU-A-CB (Split System: Heat Pump with Remote Outdoor Unit-Air-Source) | EL18KSLV-024-230A** | ADP |  | L*30/36U*+TXV | SL297UH060NV36B* | 24000 | 17 | 9 | 22400 | 20200 | 90.18% | 1.85 | 0 | 12 |  |  |  |  | R-454B | 2 | Residential & Commercial | USHP | Ducted CEE Tier 1
216977240 | Central HP <5.4 tons | LENNOX | HRCU-A-CB (Split System: Heat Pump with Remote Outdoor Unit-Air-Source) | EL18KSLV-060-230A** | ADP |  | L*43/61Z*+TXV | SL297UH080NV60C* | 45500 | 17 | 9 | 45500 | 39000 | 85.71% | 1.85 | 0 | 11 |  |  |  |  | R-454B | 3.7917 | Residential & Commercial | USHP | Ducted CEE Tier 1
212362635 | Central HP <5.4 tons | GOETTL | HRCU-A-CB (Split System: Heat Pump with Remote Outdoor Unit-Air-Source) | ASZV903610A* |  |  | CSCF3642N6D*+TXV | A*VM971205DNB* | 33800 | 18.5 | 8.2 | 34000 | 24400 | 71.76% | 1.8 | 0 | 11.5 |  |  |  |  | R-410A | 2.8167 | Residential & Commercial | USHP | Ducted CEE Tier 1
216978073 | Central HP <5.4 tons | LENNOX | HRCU-A-CB (Split System: Heat Pump with Remote Outdoor Unit-Air-Source) | EL18KSLV-036-230A** | ADP |  | LD24/35Z*+TXV | SL297UH040NV36B* | 34400 | 17 | 8.5 | 34000 | 28000 | 82.35% | 1.85 | 0 | 11 |  |  |  |  | R-454B | 2.8667 | Residential & Commercial | USHP | Ducted CEE Tier 1
214392004 | Central HP <5.4 tons | RUUD | HRCU-A-CB (Split System: Heat Pump with Remote Outdoor Unit-Air-Source) | RP15AZ48AJ2N | ASPEN |  | CP61B34+TDR | R802V1005A21DZ | 44500 | 15.5 | 8.2 | 45500 | 36400 | 80% | 3.07 | 0 | 10.1 |  |  |  |  | R-410A | 3.7083 | Residential & Commercial | USHP | Ducted CEE Tier 1
216505460 | Central HP <5.4 tons | YORK | HRCU-A-CB (Split System: Heat Pump with Remote Outdoor Unit-Air-Source) | HMH72B361 | ASPEN |  | AE*S+CM36B34+TDR | 0 | 33400 | 18 | 8.5 | 35000 | 25000 | 71.43% | 2.73 | 0 | 9 |  |  |  |  | R-410A | 2.7833 | Residential & Commercial | USHP
213281558 | Central HP <5.4 tons | YORK | HRCU-A-CB (Split System: Heat Pump with Remote Outdoor Unit-Air-Source) | HMH72B361 | ASPEN |  | D(A,C,E)48B44+TDR | Y81E100B12LMPS1 | 33600 | 17.5 | 8.1 | 36000 | 25600 | 71.11% | 2.6 | 0 | 8.5 |  |  |  |  | R-410A | 2.8 | Residential & Commercial | USHP
214391703 | Central HP <5.4 tons | RUUD | HRCU-A-CB (Split System: Heat Pump with Remote Outdoor Unit-Air-Source) | RP15AZ24AJ2N | ASPEN |  | CP37A34+TDR | U97MV0703A17DHS | 22400 | 15.6 | 8.3 | 23000 | 16500 | 71.74% | 2.9 | 0 | 11.9 |  |  |  |  | R-410A | 1.8667 | Residential & Commercial | USHP | Ducted CEE Tier 1
214391650 | Central HP <5.4 tons | RUUD | HRCU-A-CB (Split System: Heat Pump with Remote Outdoor Unit-Air-Source) | RP15AZ24AJ2N | ASPEN |  | CP31A34+TDR | R801V0754A17UH | 22400 | 15.6 | 8.3 | 23000 | 16300 | 70.87% | 2.87 | 0 | 11.9 |  |  |  |  | R-410A | 1.8667 | Residential & Commercial | USHP | Ducted CEE Tier 1
214391691 | Central HP <5.4 tons | RUUD | HRCU-A-CB (Split System: Heat Pump with Remote Outdoor Unit-Air-Source) | RP15AZ24AJ2N | ASPEN |  | CP37A34+TDR | R962V0603A17M4S | 22400 | 15.6 | 8.3 | 23000 | 16500 | 71.74% | 2.9 | 0 | 11.9 |  |  |  |  | R-410A | 1.8667 | Residential & Commercial | USHP | Ducted CEE Tier 1
210693325 | Central HP <5.4 tons | Liberty Heating & Air Conditioning | HRCU-A-CB (Split System: Heat Pump with Remote Outdoor Unit-Air-Source) | ASZV903610A* |  |  | CA*F3743*6D*+TXV | G*VS800805CUA* | 33600 | 19 | 8.2 | 34000 | 24400 | 71.76% | 1.8 | 0 | 12 |  |  |  |  | R-410A | 2.8 | Residential & Commercial | USHP | Ducted CEE Tier 1
212362553 | Central HP <5.4 tons | GOETTL | HRCU-A-CB (Split System: Heat Pump with Remote Outdoor Unit-Air-Source) | ASZV903610A* |  |  | CA*F3137*6A*+TXV | A*VC960603BNB* | 33600 | 18 | 8.2 | 34000 | 24400 | 71.76% | 1.8 | 0 | 11.5 |  |  |  |  | R-410A | 2.8 | Residential & Commercial | USHP | Ducted CEE Tier 1
212362555 | Central HP <5.4 tons | GOETTL | HRCU-A-CB (Split System: Heat Pump with Remote Outdoor Unit-Air-Source) | ASZV903610A* |  |  | CA*F3137*6A*+TXV | A*VM970603BNB* | 33600 | 18.5 | 8.2 | 34000 | 24400 | 71.76% | 1.8 | 0 | 11.5 |  |  |  |  | R-410A | 2.8 | Residential & Commercial | USHP | Ducted CEE Tier 1
215611121 | Central HP <5.4 tons | FUJITSU | HRCU-A-CB (Split System: Heat Pump with Remote Outdoor Unit-Air-Source) | FOP1948MJAYCA |  |  | FHRAVM4821S*YECA | 0 | 45500 | 19 | 8.5 | 45500 | 42000 | 92.31% | 2.1 | 0 | 12 |  |  |  |  | R-454B | 3.7917 | Residential & Commercial | USHP | Ducted CEE Tier 1
216410831 | Central HP <5.4 tons | YORK | HRCU-A-CB (Split System: Heat Pump with Remote Outdoor Unit-Air-Source) | HMH72B341 |  |  | XAHC36DBCN1 | Y92E080C16SMPS1 | 33800 | 17.5 | 8.5 | 34200 | 24000 | 70.18% | 2.04 | 0 | 9.5 |  |  |  |  | R-410A | 2.8167 | Residential & Commercial | USHP
216613170 | Central HP <5.4 tons | FRIEDRICH | HRCU-A-CB (Split System: Heat Pump with Remote Outdoor Unit-Air-Source) | RD18AY36AJVC |  |  | RH2VY3621MTACN | 0 | 32800 | 19 | 10 | 32800 | 27800 | 84.76% | 2.1 | 0 | 13 |  |  |  |  | R-454B | 2.7333 | Residential & Commercial | USHP | Ducted CEE Tier 1
216505463 | Central HP <5.4 tons | YORK | HRCU-A-CB (Split System: Heat Pump with Remote Outdoor Unit-Air-Source) | HMH72B361 | ASPEN |  | AE*L+CM48E44+TDR | 0 | 34400 | 18 | 8.5 | 35000 | 25200 | 72% | 2.81 | 0 | 9 |  |  |  |  | R-410A | 2.8667 | Residential & Commercial | USHP
214391696 | Central HP <5.4 tons | RUUD | HRCU-A-CB (Split System: Heat Pump with Remote Outdoor Unit-Air-Source) | RP15AZ24AJ2N | ASPEN |  | CP31A34+TDR | U802VA075317M | 22400 | 15.6 | 8.3 | 23000 | 16100 | 70% | 2.99 | 0 | 11.9 |  |  |  |  | R-410A | 1.8667 | Residential & Commercial | USHP | Ducted CEE Tier 1
213281562 | Central HP <5.4 tons | YORK | HRCU-A-CB (Split System: Heat Pump with Remote Outdoor Unit-Air-Source) | HMH72B361 | ASPEN |  | D(A,C,E)48B44+TDR | Y81E100B12SMPS1 | 33600 | 17.5 | 8.1 | 36000 | 25600 | 71.11% | 2.6 | 0 | 8.5 |  |  |  |  | R-410A | 2.8 | Residential & Commercial | USHP
213281571 | Central HP <5.4 tons | YORK | HRCU-A-CB (Split System: Heat Pump with Remote Outdoor Unit-Air-Source) | HMH72B361 | ASPEN |  | C(A,C,D,E)42D24+TDR | Y81E100C20LMPS1 | 32400 | 16.1 | 8.1 | 36000 | 26800 | 74.44% | 2.83 | 0 | 8 |  |  |  |  | R-410A | 2.7 | Residential & Commercial | USHP
216494191 | Central HP <5.4 tons | BRYANT HEATING AND COOLING SYSTEMS | HRCU-A-CB (Split System: Heat Pump with Remote Outdoor Unit-Air-Source) | 293VAN048**AA* | ADP |  | CE(P,V)4824G1K*+TXV | 986TD60080C21*** | 43500 | 21 | 9.5 | 46500 | 36200 | 77.85% | 2 | 0 | 10.5 |  |  |  |  | R-454B | 3.625 | Residential & Commercial | USHP | Ducted CEE Tier 1
214573029 | Central HP <5.4 tons | BRYANT HEATING AND COOLING SYSTEMS | HRCU-A-CB (Split System: Heat Pump with Remote Outdoor Unit-Air-Source) | 288BNV037*0**A* |  |  | CAP**6124AL*+UI | 935CB66100C21*** | 33200 | 18.5 | 8.5 | 31800 | 24800 | 77.99% | 2 | 0 | 11.5 |  |  |  |  | R-410A | 2.7667 | Residential & Commercial | USHP | Ducted CEE Tier 1
214573179 | Central HP <5.4 tons | BRYANT HEATING AND COOLING SYSTEMS | HRCU-A-CB (Split System: Heat Pump with Remote Outdoor Unit-Air-Source) | 288BNV037*0**A* |  |  | CSPH*4212AL*+UI | 986TD60080C21*** | 32600 | 17.5 | 8.5 | 32800 | 24800 | 75.61% | 1.96 | 0 | 11 |  |  |  |  | R-410A | 2.7167 | Residential & Commercial | USHP | Ducted CEE Tier 1
214239668 | Central HP <5.4 tons | COMFORTMAKER | HRCU-A-CB (Split System: Heat Pump with Remote Outdoor Unit-Air-Source) | CVH837GKA** |  |  | END4X42L17**+WALLCON | *80CTL0901716B* | 32000 | 17 | 8.1 | 33000 | 24600 | 74.55% | 1.9 | 0 | 11.5 |  |  |  |  | R-410A | 2.6667 | Residential & Commercial | USHP | Ducted CEE Tier 1
212972981 | Central HP <5.4 tons | TEMPSTAR | HRCU-A-CB (Split System: Heat Pump with Remote Outdoor Unit-Air-Source) | DLCURAH24ABK |  |  | EN(A,D)4X24L17** | *96VSN0401410B* | 23000 | 16 | 8.5 | 27000 | 24800 | 91.85% | 2.04 | 0 | 10 |  |  |  |  | R-410A | 1.9167 | Residential & Commercial | USHP | Ducted CEE Tier 1
212973631 | Central HP <5.4 tons | TEMPSTAR | HRCU-A-CB (Split System: Heat Pump with Remote Outdoor Unit-Air-Source) | DLCURAH24ABK |  |  | EN(A,D)4X30L17** | *96VSN0601412B* | 23400 | 16.5 | 8.1 | 26200 | 24600 | 93.89% | 2.04 | 0 | 10 |  |  |  |  | R-410A | 1.95 | Residential & Commercial | USHP | Ducted CEE Tier 1
213546826 | Central HP <5.4 tons | LENNOX | HRCU-A-CB (Split System: Heat Pump with Remote Outdoor Unit-Air-Source) | EL22XPV-024-230A** | ADP |  | L*35/36U9 | ML296UH045XV36B* | 23600 | 20 | 8.5 | 21600 | 15200 | 70.37% | 1.88 | 0 | 13 |  |  |  |  | R-410A | 1.9667 | Residential & Commercial | USHP | Ducted CEE Tier 1
213546642 | Central HP <5.4 tons | LENNOX | HRCU-A-CB (Split System: Heat Pump with Remote Outdoor Unit-Air-Source) | EL22XPV-024-230A** | ADP |  | L*35/36U9 | EL280UH070XE36A* | 24000 | 21 | 8.5 | 22000 | 15400 | 70% | 1.92 | 0 | 13.5 |  |  |  |  | R-410A | 2 | Residential & Commercial | USHP | Ducted CEE Tier 1
213546645 | Central HP <5.4 tons | LENNOX | HRCU-A-CB (Split System: Heat Pump with Remote Outdoor Unit-Air-Source) | EL22XPV-024-230A** | ADP |  | LH18/37D9 | EL280UH070XE36A* | 24000 | 21 | 8.5 | 22000 | 15400 | 70% | 1.92 | 0 | 13.5 |  |  |  |  | R-410A | 2 | Residential & Commercial | USHP | Ducted CEE Tier 1
216487847 | Central HP <5.4 tons | BRYANT HEATING AND COOLING SYSTEMS | HRCU-A-CB (Split System: Heat Pump with Remote Outdoor Unit-Air-Source) | 290VAN036**AA* | ADP |  | H,PG53*36+TXV | 986TD60080C21*** | 34400 | 18 | 9 | 33800 | 24800 | 73.37% | 1.88 | 0 | 10 |  |  |  |  | R-454B | 2.8667 | Residential & Commercial | USHP | Ducted CEE Tier 1
213281575 | Central HP <5.4 tons | YORK | HRCU-A-CB (Split System: Heat Pump with Remote Outdoor Unit-Air-Source) | HMH72B361 | ASPEN |  | C(A,C,D,E)42D24+TDR | Y81E100C20SMPS1 | 32400 | 16.1 | 8.1 | 36000 | 26800 | 74.44% | 2.83 | 0 | 8 |  |  |  |  | R-410A | 2.7 | Residential & Commercial | USHP
213281576 | Central HP <5.4 tons | YORK | HRCU-A-CB (Split System: Heat Pump with Remote Outdoor Unit-Air-Source) | HMH72B361 | ASPEN |  | D(A,C,E)36A44+TDR | Y81E100C20SMPS1 | 34000 | 16.5 | 8.1 | 36000 | 26800 | 74.44% | 2.83 | 0 | 8.9 |  |  |  |  | R-410A | 2.8333 | Residential & Commercial | USHP
206133297 | Central HP <5.4 tons | AIRQUEST | HRCU-A-CB (Split System: Heat Pump with Remote Outdoor Unit-Air-Source) | HVH825GKA2* |  |  | EA*4X24L17A*+WALLCON | *80CSU0401712A* | 23200 | 16.5 | 8.1 | 22000 | 16800 | 76.36% | 1.9 | 11 | 10.5 |  |  |  |  | R-410A | 1.9333 | Residential & Commercial | USHP | Ducted CEE Tier 1
215375243 | Central HP <5.4 tons | RUUD | HRCU-A-CB (Split System: Heat Pump with Remote Outdoor Unit-Air-Source) | RD17AZ48AJ3N | ASPEN |  | D(A,C,E)48B46+TDR | R801V1255A24UH | 44000 | 16 | 8.1 | 45500 | 32400 | 71.21% | 2.4 | 0 | 10 |  |  |  |  | R-410A | 3.6667 | Residential & Commercial | USHP | Ducted CEE Tier 1
216977201 | Central HP <5.4 tons | LENNOX | HRCU-A-CB (Split System: Heat Pump with Remote Outdoor Unit-Air-Source) | EL18KSLV-036-230A** | ADP |  | LH29/36F*+TXV | SL297UH040NV36B* | 33800 | 17 | 8.5 | 34000 | 28000 | 82.35% | 1.85 | 0 | 11 |  |  |  |  | R-454B | 2.8167 | Residential & Commercial | USHP | Ducted CEE Tier 1
215375259 | Central HP <5.4 tons | RUUD | HRCU-A-CB (Split System: Heat Pump with Remote Outdoor Unit-Air-Source) | RD17AZ48AJ3N | ASPEN |  | D(A,C,E)48B46+TDR | R802V0755A21UHS | 44000 | 15.2 | 8.1 | 45500 | 32400 | 71.21% | 2.4 | 0 | 10 |  |  |  |  | R-410A | 3.6667 | Residential & Commercial | USHP | Ducted CEE Tier 1
215375275 | Central HP <5.4 tons | RUUD | HRCU-A-CB (Split System: Heat Pump with Remote Outdoor Unit-Air-Source) | RD17AZ48AJ3N | ASPEN |  | D(A,C,E)48B46+TDR | R802V1255A24DZ | 44000 | 16 | 8.1 | 45500 | 32400 | 71.21% | 2.4 | 0 | 10 |  |  |  |  | R-410A | 3.6667 | Residential & Commercial | USHP | Ducted CEE Tier 1
216436715 | Central HP <5.4 tons | MIDEA | HRCU-A-CB (Split System: Heat Pump with Remote Outdoor Unit-Air-Source) | MOVA-36HDN1-M20G | ASPEN |  | L(E,F)W36D4 | 0 | 22200 | 19 | 9 | 23800 | 17600 | 73.95% | 2 | 0 | 11.7 |  |  |  |  | R-410A | 1.85 | Residential & Commercial | USHP | Ducted CEE Tier 1
216681069 | Central HP <5.4 tons | COMFORTMAKER | HRCU-A-CB (Split System: Heat Pump with Remote Outdoor Unit-Air-Source) | DLCURAH36ABK |  |  | EA*4X48L21A* | *97VTN0802120A* | 36200 | 16 | 9 | 38000 | 34400 | 90.53% | 1.96 | 0 | 10 |  |  |  |  | R-410A | 3.0167 | Residential & Commercial | USHP | Ducted CEE Tier 1
213281583 | Central HP <5.4 tons | YORK | HRCU-A-CB (Split System: Heat Pump with Remote Outdoor Unit-Air-Source) | HMH72B361 | ASPEN |  | C(A,C,D,E)42D24+TDR | Y81E120C16SMPS1 | 33000 | 17.5 | 8.1 | 36000 | 25400 | 70.56% | 2.65 | 0 | 8 |  |  |  |  | R-410A | 2.75 | Residential & Commercial | USHP
206771138 | Central HP <5.4 tons | AIRQUEST | HRCU-A-CB (Split System: Heat Pump with Remote Outdoor Unit-Air-Source) | HVH837GKA2* |  |  | EA*4X36L21A*+WALLCON | *96CTN1002122A* | 31600 | 17 | 8.1 | 33200 | 24200 | 72.89% | 1.86 | 11 | 11 |  |  |  |  | R-410A | 2.6333 | Residential & Commercial | USHP | Ducted CEE Tier 1
206771345 | Central HP <5.4 tons | AIRQUEST | HRCU-A-CB (Split System: Heat Pump with Remote Outdoor Unit-Air-Source) | HVH837GKA2* |  |  | EA*4X37L21A*+WALLCON | *96CTN1002122A* | 33000 | 17.5 | 8.5 | 33000 | 25200 | 76.36% | 2 | 12 | 11.7 |  |  |  |  | R-410A | 2.75 | Residential & Commercial | USHP | Ducted CEE Tier 1
214396672 | Central HP <5.4 tons | JOHNSON CONTROLS | HRCU-A-CB (Split System: Heat Pump with Remote Outdoor Unit-Air-Source) | HH824E2S11 |  |  | CTF36B5ADS1 | TM9Y060B12MP11 | 23000 | 18 | 9.5 | 23000 | 18400 | 80% | 2 | 0 | 12 |  |  |  |  | R-454B | 1.9167 | Residential & Commercial | USHP | Ducted CEE Tier 1
216764915 | Central HP <5.4 tons | TRANE | HRCU-A-CB (Split System: Heat Pump with Remote Outdoor Unit-Air-Source) | 5TWX7024A1 |  |  | 5PX*B004AS3 | S8X2B080M4PSC | 22600 | 17.5 | 8.7 | 21600 | 17000 | 78.7% | 1.9 | 0 | 12 |  |  |  |  | R-454B | 1.8833 | Residential & Commercial | USHP | Ducted CEE Tier 1
214391645 | Central HP <5.4 tons | RUUD | HRCU-A-CB (Split System: Heat Pump with Remote Outdoor Unit-Air-Source) | RP15AZ24AJ2N | ASPEN |  | CP37A34+TDR | R801V0504A17UHU | 22400 | 15.6 | 8.3 | 23000 | 16500 | 71.74% | 2.89 | 0 | 11.9 |  |  |  |  | R-410A | 1.8667 | Residential & Commercial | USHP | Ducted CEE Tier 1
214391649 | Central HP <5.4 tons | RUUD | HRCU-A-CB (Split System: Heat Pump with Remote Outdoor Unit-Air-Source) | RP15AZ24AJ2N | ASPEN |  | CP37A34+TDR | R801V0754A17DZ | 22400 | 15.6 | 8.3 | 23000 | 16300 | 70.87% | 2.87 | 0 | 11.9 |  |  |  |  | R-410A | 1.8667 | Residential & Commercial | USHP | Ducted CEE Tier 1
214391663 | Central HP <5.4 tons | RUUD | HRCU-A-CB (Split System: Heat Pump with Remote Outdoor Unit-Air-Source) | RP15AZ24AJ2N | ASPEN |  | CP37A34+TDR | R802V0504A17UHS | 22400 | 16 | 8.3 | 23000 | 17200 | 74.78% | 3.06 | 0 | 11.9 |  |  |  |  | R-410A | 1.8667 | Residential & Commercial | USHP | Ducted CEE Tier 1
214391972 | Central HP <5.4 tons | RUUD | HRCU-A-CB (Split System: Heat Pump with Remote Outdoor Unit-Air-Source) | RP15AZ48AJ2N | ASPEN |  | CP61B34+TDR | R801V0755A21DZ | 44500 | 15.5 | 8.2 | 45500 | 36600 | 80.44% | 3.06 | 0 | 10 |  |  |  |  | R-410A | 3.7083 | Residential & Commercial | USHP | Ducted CEE Tier 1
212380519 | Central HP <5.4 tons | CARRIER | HRCU-A-CB (Split System: Heat Pump with Remote Outdoor Unit-Air-Source) | 25VNA424A*031* | ADP |  | PL36H210P749 | 58TN*A045C17**12 | 23400 | 20 | 8.1 | 25000 | 19600 | 78.4% | 2.42 | 0 | 13 |  |  |  |  | R-410A | 1.95 | Residential & Commercial | USHP | Ducted CEE Tier 1
214522661 | Central HP <5.4 tons | BOSCH | HRCU-A-CB (Split System: Heat Pump with Remote Outdoor Unit-Air-Source) | BOVD-36HDN1-M20G | ASPEN |  | AFM354+TDR | 0 | 31200 | 18 | 8.8 | 33800 | 24000 | 71.01% | 1.9 | 0 | 11 |  |  |  |  | R-410A | 2.6 | Residential & Commercial | USHP | Ducted CEE Tier 1
212632236 | Central HP <5.4 tons | LENNOX | HRCU-A-CB (Split System: Heat Pump with Remote Outdoor Unit-Air-Source) | EL22XPV-024-230A** | ADP |  | LD24/35Z9 | SL280DF060NV36B* | 23800 | 20 | 8.5 | 22000 | 15400 | 70% | 1.92 | 0 | 13.5 |  |  |  |  | R-410A | 1.9833 | Residential & Commercial | USHP | Ducted CEE Tier 1
213281553 | Central HP <5.4 tons | YORK | HRCU-A-CB (Split System: Heat Pump with Remote Outdoor Unit-Air-Source) | HMH72B361 | ASPEN |  | D(A,C,E)36B34+TDR | Y81E080C20SMPS1 | 34000 | 17 | 8.1 | 36000 | 26400 | 73.33% | 2.83 | 0 | 8.9 |  |  |  |  | R-410A | 2.8333 | Residential & Commercial | USHP
214573059 | Central HP <5.4 tons | BRYANT HEATING AND COOLING SYSTEMS | HRCU-A-CB (Split System: Heat Pump with Remote Outdoor Unit-Air-Source) | 288BNV037*0**A* |  |  | CAP**6124AL*+UI | 986TD60080C21*** | 33200 | 18.5 | 8.5 | 31800 | 24800 | 77.99% | 2.02 | 0 | 11.5 |  |  |  |  | R-410A | 2.7667 | Residential & Commercial | USHP | Ducted CEE Tier 1
214573329 | Central HP <5.4 tons | BRYANT HEATING AND COOLING SYSTEMS | HRCU-A-CB (Split System: Heat Pump with Remote Outdoor Unit-Air-Source) | 288BNV037*0**A* |  |  | CNPV*3621AL*+UI | 935CB66100C21*** | 31400 | 17 | 8.1 | 33000 | 24000 | 72.73% | 1.84 | 0 | 11 |  |  |  |  | R-410A | 2.6167 | Residential & Commercial | USHP | Ducted CEE Tier 1
216977242 | Central HP <5.4 tons | LENNOX | HRCU-A-CB (Split System: Heat Pump with Remote Outdoor Unit-Air-Source) | EL18KSLV-060-230A** | ADP |  | LP42/62W*+TXV | SL297UH080NV60C* | 45500 | 17 | 9 | 45500 | 39000 | 85.71% | 1.85 | 0 | 11 |  |  |  |  | R-454B | 3.7917 | Residential & Commercial | USHP | Ducted CEE Tier 1
214392758 | Central HP <5.4 tons | RUUD | HRCU-A-CB (Split System: Heat Pump with Remote Outdoor Unit-Air-Source) | RD17AZ36AJ3N | ASPEN |  | D(A,C,E)36C44+TDR | R801V0504A17UHS | 33000 | 18 | 8.1 | 34200 | 29800 | 87.13% | 1.9 | 0 | 10 |  |  |  |  | R-410A | 2.75 | Residential & Commercial | USHP | Ducted CEE Tier 1
214391687 | Central HP <5.4 tons | RUUD | HRCU-A-CB (Split System: Heat Pump with Remote Outdoor Unit-Air-Source) | RP15AZ24AJ2N | ASPEN |  | CP37A34+TDR | R951V0703A17M4S | 22400 | 16 | 8.3 | 23000 | 17200 | 74.78% | 3.07 | 0 | 11.9 |  |  |  |  | R-410A | 1.8667 | Residential & Commercial | USHP | Ducted CEE Tier 1
214392600 | Central HP <5.4 tons | RUUD | HRCU-A-CB (Split System: Heat Pump with Remote Outdoor Unit-Air-Source) | RD17AZ24AJ3N | ASPEN |  | D(A,C,E)24D24+TDR | R962V0703A17M4S | 20400 | 17.7 | 8.1 | 22600 | 16900 | 74.78% | 2 | 0 | 9 |  |  |  |  | R-410A | 1.7 | Residential & Commercial | USHP
214392668 | Central HP <5.4 tons | RUUD | HRCU-A-CB (Split System: Heat Pump with Remote Outdoor Unit-Air-Source) | RD17AZ24AJ3N | ASPEN |  | D(A,C,E)30C24+TDR | U97MV0603A17DHS | 20400 | 18.6 | 8.1 | 22600 | 16900 | 74.78% | 2 | 0 | 9 |  |  |  |  | R-410A | 1.7 | Residential & Commercial | USHP
214394261 | Central HP <5.4 tons | RUUD | HRCU-A-CB (Split System: Heat Pump with Remote Outdoor Unit-Air-Source) | RD17AZ36AJ3N | ASPEN |  | D(A,C,E)42D44+TDR | U802VA075317Z | 33400 | 18 | 8.1 | 34200 | 29600 | 86.55% | 1.9 | 0 | 10 |  |  |  |  | R-410A | 2.7833 | Residential & Commercial | USHP | Ducted CEE Tier 1
214394270 | Central HP <5.4 tons | RUUD | HRCU-A-CB (Split System: Heat Pump with Remote Outdoor Unit-Air-Source) | RD17AZ36AJ3N | ASPEN |  | D(A,C,E)48D24+TDR | U802VA075317Z | 30800 | 17.6 | 8.1 | 34200 | 29600 | 86.55% | 1.9 | 0 | 9.6 |  |  |  |  | R-410A | 2.5667 | Residential & Commercial | USHP
214394272 | Central HP <5.4 tons | RUUD | HRCU-A-CB (Split System: Heat Pump with Remote Outdoor Unit-Air-Source) | RD17AZ36AJ3N | ASPEN |  | D(A,C,E)48D44+TDR | U802VA075317Z | 33800 | 18 | 8.1 | 34200 | 29600 | 86.55% | 1.9 | 0 | 10 |  |  |  |  | R-410A | 2.8167 | Residential & Commercial | USHP | Ducted CEE Tier 1
214392765 | Central HP <5.4 tons | RUUD | HRCU-A-CB (Split System: Heat Pump with Remote Outdoor Unit-Air-Source) | RD17AZ36AJ3N | ASPEN |  | D(A,C,E)42B44+TDR | R801V0504A17UHS | 33000 | 18 | 8.1 | 34200 | 29800 | 87.13% | 1.9 | 0 | 10 |  |  |  |  | R-410A | 2.75 | Residential & Commercial | USHP | Ducted CEE Tier 1
214392840 | Central HP <5.4 tons | RUUD | HRCU-A-CB (Split System: Heat Pump with Remote Outdoor Unit-Air-Source) | RD17AZ36AJ3N | ASPEN |  | D(A,C,E)48D24+TDR | R801V0704A17UHU | 30800 | 17.6 | 8.1 | 34200 | 29600 | 86.55% | 1.9 | 0 | 9.6 |  |  |  |  | R-410A | 2.5667 | Residential & Commercial | USHP
214392869 | Central HP <5.4 tons | RUUD | HRCU-A-CB (Split System: Heat Pump with Remote Outdoor Unit-Air-Source) | RD17AZ36AJ3N | ASPEN |  | D(A,C,E)48C44+TDR | R801V0754A17DZ | 33200 | 18 | 8.1 | 34200 | 29600 | 86.55% | 1.9 | 0 | 10 |  |  |  |  | R-410A | 2.7667 | Residential & Commercial | USHP | Ducted CEE Tier 1
212362823 | Central HP <5.4 tons | GOETTL | HRCU-A-CB (Split System: Heat Pump with Remote Outdoor Unit-Air-Source) | GSZV903610A* |  |  | CHPF3743C6B*+TXV | G*VM970804CNB* | 33400 | 18 | 8.2 | 34000 | 24400 | 71.76% | 1.8 | 0 | 11 |  |  |  |  | R-410A | 2.7833 | Residential & Commercial | USHP | Ducted CEE Tier 1
216675569 | Central HP <5.4 tons | DAY & NIGHT | HRCU-A-CB (Split System: Heat Pump with Remote Outdoor Unit-Air-Source) | D5CURAH24AAK |  |  | ESH5X36M12A* | *80CSU1002120A* | 25000 | 15.2 | 8.5 | 24200 | 19500 | 80.58% | 1.92 | 0 | 10 |  |  |  |  | R-454B | 2.0833 | Residential & Commercial | USHP | Ducted CEE Tier 1
214391642 | Central HP <5.4 tons | RUUD | HRCU-A-CB (Split System: Heat Pump with Remote Outdoor Unit-Air-Source) | RP15AZ24AJ2N | ASPEN |  | CP31A34+TDR | R801V0503A14UH | 22400 | 15.6 | 8.3 | 23000 | 16300 | 70.87% | 2.88 | 0 | 11.9 |  |  |  |  | R-410A | 1.8667 | Residential & Commercial | USHP | Ducted CEE Tier 1
214391998 | Central HP <5.4 tons | RUUD | HRCU-A-CB (Split System: Heat Pump with Remote Outdoor Unit-Air-Source) | RP15AZ48AJ2N | ASPEN |  | CP61B34+TDR | R802V0755A21DZ | 44500 | 15.5 | 8.2 | 45500 | 36600 | 80.44% | 3.06 | 0 | 10 |  |  |  |  | R-410A | 3.7083 | Residential & Commercial | USHP | Ducted CEE Tier 1
216761992 | Central HP <5.4 tons | BRYANT HEATING AND COOLING SYSTEMS | HRCU-A-CB (Split System: Heat Pump with Remote Outdoor Unit-Air-Source) | 38MURAQ36AB3* | ADP |  | H,PG48936 | 927TA60100V21*** | 38500 | 18 | 11.5 | 42000 | 41500 | 98.81% | 2.32 | 0 | 11.5 |  |  |  |  | R-410A | 3.2083 | Residential & Commercial | USHP | Ducted CEE Tier 1
214391698 | Central HP <5.4 tons | RUUD | HRCU-A-CB (Split System: Heat Pump with Remote Outdoor Unit-Air-Source) | RP15AZ24AJ2N | ASPEN |  | CP31A34+TDR | U802VA075317Z | 22400 | 16.4 | 8.3 | 23000 | 16600 | 72.17% | 2.99 | 0 | 11.8 |  |  |  |  | R-410A | 1.8667 | Residential & Commercial | USHP | Ducted CEE Tier 1
214572569 | Central HP <5.4 tons | BRYANT HEATING AND COOLING SYSTEMS | HRCU-A-CB (Split System: Heat Pump with Remote Outdoor Unit-Air-Source) | 288BNV037*0**A* |  |  | CAP**3721AL*+UI | 987MC60080C21*** | 32800 | 17.5 | 8.5 | 32800 | 25200 | 76.83% | 2 | 0 | 11.5 |  |  |  |  | R-410A | 2.7333 | Residential & Commercial | USHP | Ducted CEE Tier 1
213088501 | Central HP <5.4 tons | TEMPSTAR | HRCU-A-CB (Split System: Heat Pump with Remote Outdoor Unit-Air-Source) | DLCURAH36ABK | ADP |  | V,R36H***P449+AEFE3A* | 0 | 36000 | 16 | 8.1 | 38000 | 35000 | 92.11% | 1.82 | 0 | 10 |  |  |  |  | R-410A | 3 | Residential & Commercial | USHP | Ducted CEE Tier 1
214572719 | Central HP <5.4 tons | BRYANT HEATING AND COOLING SYSTEMS | HRCU-A-CB (Split System: Heat Pump with Remote Outdoor Unit-Air-Source) | 288BNV037*0**A* |  |  | CAP**4321AL*+UI | 935CB60080C21*** | 32800 | 17.5 | 8.5 | 32800 | 25200 | 76.83% | 2 | 0 | 11 |  |  |  |  | R-410A | 2.7333 | Residential & Commercial | USHP | Ducted CEE Tier 1
214572819 | Central HP <5.4 tons | BRYANT HEATING AND COOLING SYSTEMS | HRCU-A-CB (Split System: Heat Pump with Remote Outdoor Unit-Air-Source) | 288BNV037*0**A* |  |  | CAP**4821AL*+UI | 986TD60080C21*** | 32400 | 17.5 | 8.5 | 32400 | 24800 | 76.54% | 2 | 0 | 11.5 |  |  |  |  | R-410A | 2.7 | Residential & Commercial | USHP | Ducted CEE Tier 1
216794484 | Central HP <5.4 tons | TRANE | HRCU-A-CB (Split System: Heat Pump with Remote Outdoor Unit-Air-Source) | 5TWV0X48A1 | ASPEN |  | D(A,C,E)60C3J+TDR | S8V2B060M4PCB | 42000 | 19.2 | 9.5 | 46500 | 42500 | 91.4% | 2.76 | 0 | 11.7 |  |  |  |  | R-454B | 3.5 | Residential & Commercial | USHP | Ducted CEE Tier 1
216794489 | Central HP <5.4 tons | TRANE | HRCU-A-CB (Split System: Heat Pump with Remote Outdoor Unit-Air-Source) | 5TWV0X48A1 | ASPEN |  | D(A,C,E)60C3J+TDR | S8V2B060M4PDB | 42000 | 19.2 | 9.5 | 46500 | 42500 | 91.4% | 2.76 | 0 | 11.7 |  |  |  |  | R-454B | 3.5 | Residential & Commercial | USHP | Ducted CEE Tier 1
216794516 | Central HP <5.4 tons | TRANE | HRCU-A-CB (Split System: Heat Pump with Remote Outdoor Unit-Air-Source) | 5TWV0X48A1 | ASPEN |  | D(A,C,E)60B4J+TDR | S8V2C100M5PDB | 42500 | 20 | 9.5 | 47000 | 42500 | 90.43% | 2.77 | 0 | 11.7 |  |  |  |  | R-454B | 3.5417 | Residential & Commercial | USHP | Ducted CEE Tier 1
216797099 | Central HP <5.4 tons | TRANE | HRCU-A-CB (Split System: Heat Pump with Remote Outdoor Unit-Air-Source) | 5TWV8X36A1 | ASPEN |  | D(A,C,E)36C3J+TDR | S9V2B040U3VSB+LRP | 29600 | 18 | 8.5 | 32800 | 32800 | 100% | 2.67 | 0 | 9.8 |  |  |  |  | R-454B | 2.4667 | Residential & Commercial | USHP
216794357 | Central HP <5.4 tons | TRANE | HRCU-A-CB (Split System: Heat Pump with Remote Outdoor Unit-Air-Source) | 5TWV0X36A1 | ASPEN |  | D(A,C,E)48C3J+TDR | L8V1A060U3VSB+LRP | 32600 | 19.6 | 9 | 32600 | 31800 | 97.55% | 2.91 | 0 | 11.7 |  |  |  |  | R-454B | 2.7167 | Residential & Commercial | USHP | Ducted CEE Tier 1
216794405 | Central HP <5.4 tons | TRANE | HRCU-A-CB (Split System: Heat Pump with Remote Outdoor Unit-Air-Source) | 5TWV0X36A1 | ASPEN |  | D(A,C,E)48C3J+TDR | S9V2B060D3PSC+LRP | 31000 | 17.5 | 9.5 | 31200 | 30600 | 98.08% | 2.91 | 0 | 11.2 |  |  |  |  | R-454B | 2.5833 | Residential & Commercial | USHP | Ducted CEE Tier 1
214392000 | Central HP <5.4 tons | RUUD | HRCU-A-CB (Split System: Heat Pump with Remote Outdoor Unit-Air-Source) | RP15AZ48AJ2N | ASPEN |  | CP61B34+TDR | R802V0755A21UH | 44500 | 15.5 | 8.2 | 45500 | 37000 | 81.32% | 3.08 | 0 | 10 |  |  |  |  | R-410A | 3.7083 | Residential & Commercial | USHP | Ducted CEE Tier 1
216487960 | Central HP <5.4 tons | BRYANT HEATING AND COOLING SYSTEMS | HRCU-A-CB (Split System: Heat Pump with Remote Outdoor Unit-Air-Source) | 293VAN048**AA* | ADP |  | CE(P,V)6024G48*+TXV | 986TD60080C21*** | 44500 | 21 | 9.5 | 46500 | 36200 | 77.85% | 2 | 0 | 11 |  |  |  |  | R-454B | 3.7083 | Residential & Commercial | USHP | Ducted CEE Tier 1
216505461 | Central HP <5.4 tons | YORK | HRCU-A-CB (Split System: Heat Pump with Remote Outdoor Unit-Air-Source) | HMH72B361 | ASPEN |  | AE*S+CM48E44+TDR | 0 | 34400 | 18 | 8.5 | 35000 | 25200 | 72% | 2.81 | 0 | 9 |  |  |  |  | R-410A | 2.8667 | Residential & Commercial | USHP
216797058 | Central HP <5.4 tons | TRANE | HRCU-A-CB (Split System: Heat Pump with Remote Outdoor Unit-Air-Source) | 5TWV8X36A1 | ASPEN |  | D(A,C,E)48C3J+TDR | *DHMB060CCV3+LRP | 30200 | 18 | 8.5 | 34000 | 34000 | 100% | 2.74 | 0 | 9.8 |  |  |  |  | R-454B | 2.5167 | Residential & Commercial | USHP
216797060 | Central HP <5.4 tons | TRANE | HRCU-A-CB (Split System: Heat Pump with Remote Outdoor Unit-Air-Source) | 5TWV8X36A1 | ASPEN |  | D(A,C,E)48C3J+TDR | *DHMB080CCV3+LRP | 30200 | 18 | 8.5 | 34000 | 34000 | 100% | 2.72 | 0 | 9.8 |  |  |  |  | R-454B | 2.5167 | Residential & Commercial | USHP
216797061 | Central HP <5.4 tons | TRANE | HRCU-A-CB (Split System: Heat Pump with Remote Outdoor Unit-Air-Source) | 5TWV8X36A1 | ASPEN |  | D(A,C,E)36C3J+TDR | *DHMC100CCV4+LRP | 30000 | 18 | 8.5 | 34000 | 34000 | 100% | 2.67 | 0 | 9.8 |  |  |  |  | R-454B | 2.5 | Residential & Commercial | USHP
216797108 | Central HP <5.4 tons | TRANE | HRCU-A-CB (Split System: Heat Pump with Remote Outdoor Unit-Air-Source) | 5TWV8X36A1 | ASPEN |  | D(A,C,E)48C3J+TDR | S9V2B060U4PSC+LRP | 30400 | 18 | 8.5 | 33000 | 33000 | 100% | 2.72 | 0 | 9.8 |  |  |  |  | R-454B | 2.5333 | Residential & Commercial | USHP
214393785 | Central HP <5.4 tons | RUUD | HRCU-A-CB (Split System: Heat Pump with Remote Outdoor Unit-Air-Source) | RD17AZ36AJ3N | ASPEN |  | D(A,C,E)48D34+TDR | R951V0403A17UHU | 33200 | 18 | 8.1 | 34200 | 29800 | 87.13% | 1.9 | 0 | 10 |  |  |  |  | R-410A | 2.7667 | Residential & Commercial | USHP | Ducted CEE Tier 1
212380542 | Central HP <5.4 tons | CARRIER | HRCU-A-CB (Split System: Heat Pump with Remote Outdoor Unit-Air-Source) | 25VNA424A*031* | ADP |  | V,C36H175P139 | 58TN*A070C17**16 | 23400 | 20 | 8.5 | 25000 | 19400 | 77.6% | 2.46 | 0 | 13.5 |  |  |  |  | R-410A | 1.95 | Residential & Commercial | USHP | Ducted CEE Tier 1
212380546 | Central HP <5.4 tons | CARRIER | HRCU-A-CB (Split System: Heat Pump with Remote Outdoor Unit-Air-Source) | 25VNA424A*031* | ADP |  | C36A***L129 | 58TN*A090C17**16 | 23200 | 21 | 8.5 | 25000 | 19300 | 77.2% | 2.46 | 0 | 13.5 |  |  |  |  | R-410A | 1.9333 | Residential & Commercial | USHP | Ducted CEE Tier 1
215651669 | Central HP <5.4 tons | TRANE | HRCU-A-CB (Split System: Heat Pump with Remote Outdoor Unit-Air-Source) | 4TWV0X48A1 | ADP |  | H,TG49960 | S9V2C080U5PSB+RP | 46500 | 19 | 8.5 | 40000 | 28000 | 70% | 1.8 | 0 | 11.7 |  |  |  |  | R-410A | 3.875 | Residential & Commercial | USHP | Ducted CEE Tier 1
214391997 | Central HP <5.4 tons | RUUD | HRCU-A-CB (Split System: Heat Pump with Remote Outdoor Unit-Air-Source) | RP15AZ48AJ2N | ASPEN |  | CP49B34+TDR | R802V0755A21DZ | 44000 | 15.3 | 8.1 | 45500 | 36400 | 80% | 3.01 | 0 | 10 |  |  |  |  | R-410A | 3.6667 | Residential & Commercial | USHP | Ducted CEE Tier 1
214391999 | Central HP <5.4 tons | RUUD | HRCU-A-CB (Split System: Heat Pump with Remote Outdoor Unit-Air-Source) | RP15AZ48AJ2N | ASPEN |  | CP49B34+TDR | R802V0755A21UH | 44000 | 15.3 | 8.1 | 45500 | 36600 | 80.44% | 3.01 | 0 | 10 |  |  |  |  | R-410A | 3.6667 | Residential & Commercial | USHP | Ducted CEE Tier 1
210693327 | Central HP <5.4 tons | Liberty Heating & Air Conditioning | HRCU-A-CB (Split System: Heat Pump with Remote Outdoor Unit-Air-Source) | ASZV903610A* |  |  | CA*F3743*6D*+TXV | G*VC801005C*A* | 33600 | 19 | 8.2 | 34000 | 24400 | 71.76% | 1.8 | 0 | 12 |  |  |  |  | R-410A | 2.8 | Residential & Commercial | USHP | Ducted CEE Tier 1
206765647 | Central HP <5.4 tons | AIRQUEST | HRCU-A-CB (Split System: Heat Pump with Remote Outdoor Unit-Air-Source) | HVH825GKA3* |  |  | EA*4X36L17A*+WALLCON | *80CTL0451712A* | 23400 | 16 | 8.1 | 21600 | 16800 | 77.78% | 1.92 | 11 | 10.5 |  |  |  |  | R-410A | 1.95 | Residential & Commercial | USHP | Ducted CEE Tier 1
215939869 | Central HP <5.4 tons | COMFORTMAKER | HRCU-A-CB (Split System: Heat Pump with Remote Outdoor Unit-Air-Source) | C5H3V36*K*AAA* |  |  | EA*5X61M21A*+WALLCON | *97CTN0801716A* | 34200 | 20 | 9 | 34800 | 26600 | 76.44% | 1.92 | 0 | 11.5 |  |  |  |  | R-454B | 2.85 | Residential & Commercial | USHP | Ducted CEE Tier 1
215939969 | Central HP <5.4 tons | COMFORTMAKER | HRCU-A-CB (Split System: Heat Pump with Remote Outdoor Unit-Air-Source) | C5H3V36*K*AAA* |  |  | ESH5X36M12A*+WALLCON | *97CTN0601716A* | 33000 | 18 | 9 | 35600 | 27400 | 76.97% | 1.9 | 0 | 10.5 |  |  |  |  | R-454B | 2.75 | Residential & Commercial | USHP | Ducted CEE Tier 1
215940019 | Central HP <5.4 tons | COMFORTMAKER | HRCU-A-CB (Split System: Heat Pump with Remote Outdoor Unit-Air-Source) | C5H3V36*K*AAA* |  |  | ESH5X42M12A*+WALLCON | *96CTN0802120B* | 33600 | 19 | 9 | 34800 | 26600 | 76.44% | 1.92 | 0 | 11.5 |  |  |  |  | R-454B | 2.8 | Residential & Commercial | USHP | Ducted CEE Tier 1
215940169 | Central HP <5.4 tons | COMFORTMAKER | HRCU-A-CB (Split System: Heat Pump with Remote Outdoor Unit-Air-Source) | C5H3V36*K*AAA* |  |  | ESH5X48M12A*+WALLCON | *97CTN1202422A* | 33800 | 19.5 | 9 | 34600 | 26400 | 76.3% | 1.92 | 0 | 11.7 |  |  |  |  | R-454B | 2.8167 | Residential & Commercial | USHP | Ducted CEE Tier 1
213281555 | Central HP <5.4 tons | YORK | HRCU-A-CB (Split System: Heat Pump with Remote Outdoor Unit-Air-Source) | HMH72B361 | ASPEN |  | C(A,C,D,E)42D24+TDR | Y81E100B12LMPS1 | 32600 | 17.5 | 8.1 | 36000 | 25600 | 71.11% | 2.6 | 0 | 8 |  |  |  |  | R-410A | 2.7167 | Residential & Commercial | USHP
216762706 | Central HP <5.4 tons | BRYANT HEATING AND COOLING SYSTEMS | HRCU-A-CB (Split System: Heat Pump with Remote Outdoor Unit-Air-Source) | 38MURAQ36AA3* | ADP |  | H,PG9J936 | 927TA60100V21*** | 34000 | 16 | 9.5 | 34200 | 26200 | 76.61% | 2.26 | 0 | 10 |  |  |  |  | R-410A | 2.8333 | Residential & Commercial | USHP | Ducted CEE Tier 1
210693343 | Central HP <5.4 tons | Liberty Heating & Air Conditioning | HRCU-A-CB (Split System: Heat Pump with Remote Outdoor Unit-Air-Source) | ASZV903610A* |  |  | CHPF3642C6C*+TXV | G*VS800604BUA* | 33400 | 18 | 8.2 | 34000 | 24400 | 71.76% | 1.8 | 0 | 11 |  |  |  |  | R-410A | 2.7833 | Residential & Commercial | USHP | Ducted CEE Tier 1
213281552 | Central HP <5.4 tons | YORK | HRCU-A-CB (Split System: Heat Pump with Remote Outdoor Unit-Air-Source) | HMH72B361 | ASPEN |  | D(A,C,E)36A44+TDR | Y81E080C20SMPS1 | 34000 | 17 | 8.1 | 36000 | 26400 | 73.33% | 2.83 | 0 | 8.9 |  |  |  |  | R-410A | 2.8333 | Residential & Commercial | USHP
206771354 | Central HP <5.4 tons | AIRQUEST | HRCU-A-CB (Split System: Heat Pump with Remote Outdoor Unit-Air-Source) | HVH837GKA2* |  |  | EA*4X37L21A*+WALLCON | *80CTL0901716A* | 33000 | 18 | 8.5 | 32800 | 25000 | 76.22% | 2 | 12 | 11.7 |  |  |  |  | R-410A | 2.75 | Residential & Commercial | USHP | Ducted CEE Tier 1
206771390 | Central HP <5.4 tons | AIRQUEST | HRCU-A-CB (Split System: Heat Pump with Remote Outdoor Unit-Air-Source) | HVH837GKA2* |  |  | EA*4X42L21A*+WALLCON | *80CTL0701716A* | 31800 | 17 | 8.1 | 33200 | 24600 | 74.1% | 1.88 | 11 | 11 |  |  |  |  | R-410A | 2.65 | Residential & Commercial | USHP | Ducted CEE Tier 1
216978069 | Central HP <5.4 tons | LENNOX | HRCU-A-CB (Split System: Heat Pump with Remote Outdoor Unit-Air-Source) | EL18KSLV-024-230A** | ADP |  | LD19/36Y*+TXV | SL297UH060NV36B* | 24000 | 17 | 9 | 22400 | 20400 | 91.07% | 1.8 | 0 | 12 |  |  |  |  | R-454B | 2 | Residential & Commercial | USHP | Ducted CEE Tier 1
216794550 | Central HP <5.4 tons | TRANE | HRCU-A-CB (Split System: Heat Pump with Remote Outdoor Unit-Air-Source) | 5TWV0X48A1 | ASPEN |  | D(A,C,E)60B4J+TDR | S9V2C100D4VSB+LRP | 41500 | 20 | 9 | 46000 | 41500 | 90.22% | 2.69 | 0 | 11.7 |  |  |  |  | R-454B | 3.4583 | Residential & Commercial | USHP | Ducted CEE Tier 1
215936430 | Central HP <5.4 tons | DAY & NIGHT | HRCU-A-CB (Split System: Heat Pump with Remote Outdoor Unit-Air-Source) | C5H3V36*K*AAA* |  |  | EVD5X49M24A*+WALLCON | *80CSU1002120A* | 35400 | 21.5 | 8.5 | 38500 | 28600 | 74.29% | 2.04 | 0 | 12 |  |  |  |  | R-454B | 2.95 | Residential & Commercial | USHP | Ducted CEE Tier 1
215936580 | Central HP <5.4 tons | DAY & NIGHT | HRCU-A-CB (Split System: Heat Pump with Remote Outdoor Unit-Air-Source) | C5H3V36*K*AAA* |  |  | EVD5X60M21A*+WALLCON | *80CSU1002120A* | 35600 | 21.5 | 8.5 | 38000 | 28600 | 75.26% | 2.02 | 0 | 12 |  |  |  |  | R-454B | 2.9667 | Residential & Commercial | USHP | Ducted CEE Tier 1
214392006 | Central HP <5.4 tons | RUUD | HRCU-A-CB (Split System: Heat Pump with Remote Outdoor Unit-Air-Source) | RP15AZ48AJ2N | ASPEN |  | CP61B34+TDR | R802V1005A21UH | 44500 | 15.5 | 8.2 | 45500 | 36400 | 80% | 3.06 | 0 | 10 |  |  |  |  | R-410A | 3.7083 | Residential & Commercial | USHP | Ducted CEE Tier 1
214392047 | Central HP <5.4 tons | RUUD | HRCU-A-CB (Split System: Heat Pump with Remote Outdoor Unit-Air-Source) | RP15AZ48AJ2N | ASPEN |  | CP49B34+TDR | U802VA100521Z | 43500 | 15.3 | 8.1 | 45000 | 33400 | 74.22% | 2.97 | 0 | 10 |  |  |  |  | R-410A | 3.625 | Residential & Commercial | USHP | Ducted CEE Tier 1
214392199 | Central HP <5.4 tons | RUUD | HRCU-A-CB (Split System: Heat Pump with Remote Outdoor Unit-Air-Source) | RD17AZ24AJ3N | ASPEN |  | D(A,C,E)24C34+TDR | R801V0704A17UHU | 21600 | 18 | 8.1 | 22600 | 16900 | 74.78% | 2 | 0 | 10 |  |  |  |  | R-410A | 1.8 | Residential & Commercial | USHP | Ducted CEE Tier 1
214392215 | Central HP <5.4 tons | RUUD | HRCU-A-CB (Split System: Heat Pump with Remote Outdoor Unit-Air-Source) | RD17AZ24AJ3N | ASPEN |  | D(A,C,E)24C34+TDR | R801V0754A17DZ | 21600 | 19 | 8.1 | 22600 | 16800 | 74.34% | 2.1 | 0 | 10 |  |  |  |  | R-410A | 1.8 | Residential & Commercial | USHP | Ducted CEE Tier 1
214392247 | Central HP <5.4 tons | RUUD | HRCU-A-CB (Split System: Heat Pump with Remote Outdoor Unit-Air-Source) | RD17AZ24AJ3N | ASPEN |  | D(A,C,E)24C34+TDR | R801V0754A17UHS | 21600 | 19 | 8.1 | 22600 | 16800 | 74.34% | 2.1 | 0 | 10 |  |  |  |  | R-410A | 1.8 | Residential & Commercial | USHP | Ducted CEE Tier 1
213281549 | Central HP <5.4 tons | YORK | HRCU-A-CB (Split System: Heat Pump with Remote Outdoor Unit-Air-Source) | HMH72B361 | ASPEN |  | D(A,C,E)36B34+TDR | Y81E080C20LMPS1 | 34000 | 17 | 8.1 | 36000 | 26400 | 73.33% | 2.83 | 0 | 8.9 |  |  |  |  | R-410A | 2.8333 | Residential & Commercial | USHP
213281567 | Central HP <5.4 tons | YORK | HRCU-A-CB (Split System: Heat Pump with Remote Outdoor Unit-Air-Source) | HMH72B361 | ASPEN |  | C(A,C,D,E)42D24+TDR | Y81E100C16SMPS1 | 33000 | 17.5 | 8.1 | 36000 | 25400 | 70.56% | 2.65 | 0 | 8 |  |  |  |  | R-410A | 2.75 | Residential & Commercial | USHP
216977195 | Central HP <5.4 tons | LENNOX | HRCU-A-CB (Split System: Heat Pump with Remote Outdoor Unit-Air-Source) | EL18KSLV-024-230A** | ADP |  | LH24/37F*+TXV | SL297UH060NV36B* | 24000 | 17 | 9 | 22400 | 20400 | 91.07% | 1.8 | 0 | 12 |  |  |  |  | R-454B | 2 | Residential & Commercial | USHP | Ducted CEE Tier 1
216056505 | Central HP <5.4 tons | YORK | HRCU-A-CB (Split System: Heat Pump with Remote Outdoor Unit-Air-Source) | HH836E2S11 | ASPEN |  | C(A,C,D,E)36B3K+TDR | TM8E100C16MP11 | 31000 | 18 | 8.5 | 31200 | 25200 | 80.77% | 2 | 0 | 10.5 |  |  |  |  | R-454B | 2.5833 | Residential & Commercial | USHP | Ducted CEE Tier 1
214392256 | Central HP <5.4 tons | RUUD | HRCU-A-CB (Split System: Heat Pump with Remote Outdoor Unit-Air-Source) | RD17AZ24AJ3N | ASPEN |  | D(A,C,E)36B24+TDR | R801V0754A17UHS | 20400 | 18.6 | 8.1 | 22600 | 16800 | 74.34% | 2.1 | 0 | 9 |  |  |  |  | R-410A | 1.7 | Residential & Commercial | USHP
216504989 | Central HP <5.4 tons | YORK | HRCU-A-CB (Split System: Heat Pump with Remote Outdoor Unit-Air-Source) | HMH72B361 | ASPEN |  | D(A,C,E)36A36+TDR | Y91E080B12SMPS1 | 32200 | 16.5 | 8.1 | 36000 | 26000 | 72.22% | 2.73 | 0 | 8.5 |  |  |  |  | R-410A | 2.6833 | Residential & Commercial | USHP
213281548 | Central HP <5.4 tons | YORK | HRCU-A-CB (Split System: Heat Pump with Remote Outdoor Unit-Air-Source) | HMH72B361 | ASPEN |  | D(A,C,E)36A44+TDR | Y81E080C20LMPS1 | 34000 | 17 | 8.1 | 36000 | 26400 | 73.33% | 2.83 | 0 | 8.9 |  |  |  |  | R-410A | 2.8333 | Residential & Commercial | USHP
213281578 | Central HP <5.4 tons | YORK | HRCU-A-CB (Split System: Heat Pump with Remote Outdoor Unit-Air-Source) | HMH72B361 | ASPEN |  | D(A,C,E)48B44+TDR | Y81E100C20SMPS1 | 35200 | 16.5 | 8.1 | 36000 | 26800 | 74.44% | 2.83 | 0 | 9 |  |  |  |  | R-410A | 2.9333 | Residential & Commercial | USHP
212632235 | Central HP <5.4 tons | LENNOX | HRCU-A-CB (Split System: Heat Pump with Remote Outdoor Unit-Air-Source) | EL22XPV-024-230A** | ADP |  | LD19/36Y9 | SL280DF060NV36B* | 23800 | 20 | 8.5 | 22000 | 15400 | 70% | 1.92 | 0 | 13.5 |  |  |  |  | R-410A | 1.9833 | Residential & Commercial | USHP | Ducted CEE Tier 1
215668955 | Central HP <5.4 tons | TEMPSTAR | HRCU-A-CB (Split System: Heat Pump with Remote Outdoor Unit-Air-Source) | T5H0V36*K*AAA* |  |  | EA*5X43M21A*+WALLCON | *80CSU0401712A* | 34400 | 18 | 9 | 35200 | 25200 | 71.59% | 1.88 | 0 | 10 |  |  |  |  | R-454B | 2.8667 | Residential & Commercial | USHP | Ducted CEE Tier 1
216754802 | Central HP <5.4 tons | HEIL | HRCU-A-CB (Split System: Heat Pump with Remote Outdoor Unit-Air-Source) | D5CUHAH30AAK |  |  | EA*5X43M21A* | *80CSU0601716A* | 31800 | 15.2 | 9 | 34400 | 30200 | 87.79% | 1.8 | 0 | 9.5 |  |  |  |  | R-454B | 2.65 | Residential & Commercial | USHP
214244070 | Central HP <5.4 tons | BRYANT HEATING AND COOLING SYSTEMS | HRCU-A-CB (Split System: Heat Pump with Remote Outdoor Unit-Air-Source) | 284ANV024*0**B* |  |  | CNPV*4221AL*+UI | 88*TB60090C21*** | 23400 | 20 | 10 | 26600 | 19800 | 74.44% | 2.44 | 0 | 13 |  |  |  |  | R-410A | 1.95 | Residential & Commercial | USHP | Ducted CEE Tier 1
215667153 | Central HP <5.4 tons | DAY & NIGHT | HRCU-A-CB (Split System: Heat Pump with Remote Outdoor Unit-Air-Source) | C5H0V24*K*AAA* |  |  | EA*5X25M17A*+WALLCON | *80CSU0401712A* | 24000 | 17.5 | 9 | 23400 | 16400 | 70.09% | 2.02 | 0 | 10.5 |  |  |  |  | R-454B | 2 | Residential & Commercial | USHP | Ducted CEE Tier 1
216487864 | Central HP <5.4 tons | BRYANT HEATING AND COOLING SYSTEMS | HRCU-A-CB (Split System: Heat Pump with Remote Outdoor Unit-Air-Source) | 290VAN048**AA* | ADP |  | CE(P,V)4817G1K*+TXV | 986TD42080C17*** | 44000 | 17 | 9 | 47000 | 33600 | 71.49% | 2.04 | 0 | 9.5 |  |  |  |  | R-454B | 3.6667 | Residential & Commercial | USHP
214391670 | Central HP <5.4 tons | RUUD | HRCU-A-CB (Split System: Heat Pump with Remote Outdoor Unit-Air-Source) | RP15AZ24AJ2N | ASPEN |  | CP31A34+TDR | R802V1004A17UHS | 22400 | 16 | 8.3 | 23000 | 17000 | 73.91% | 3.04 | 0 | 11.9 |  |  |  |  | R-410A | 1.8667 | Residential & Commercial | USHP | Ducted CEE Tier 1
214391674 | Central HP <5.4 tons | RUUD | HRCU-A-CB (Split System: Heat Pump with Remote Outdoor Unit-Air-Source) | RP15AZ24AJ2N | ASPEN |  | CP31A34+TDR | R921V0603A17M4S | 22400 | 15.6 | 8.3 | 23000 | 16500 | 71.74% | 2.9 | 0 | 11.9 |  |  |  |  | R-410A | 1.8667 | Residential & Commercial | USHP | Ducted CEE Tier 1
212380978 | Central HP <5.4 tons | CARRIER | HRCU-A-CB (Split System: Heat Pump with Remote Outdoor Unit-Air-Source) | 25VNA448A*031* | ADP |  | V,C60H210P299 | 58TN*A090C21**20 | 44000 | 21 | 8.5 | 44000 | 35800 | 81.36% | 2.36 | 0 | 12 |  |  |  |  | R-410A | 3.6667 | Residential & Commercial | USHP | Ducted CEE Tier 1
216984635 | Central HP <5.4 tons | BRYANT HEATING AND COOLING SYSTEMS | HRCU-A-CB (Split System: Heat Pump with Remote Outdoor Unit-Air-Source) | 293VAN048**AA* | ADP |  | V,C60H210P17*+TXV | 987TA60080C21*** | 44500 | 21 | 9.5 | 46500 | 36200 | 77.85% | 2 | 0 | 11 |  |  |  |  | R-454B | 3.7083 | Residential & Commercial | USHP | Ducted CEE Tier 1
216984653 | Central HP <5.4 tons | BRYANT HEATING AND COOLING SYSTEMS | HRCU-A-CB (Split System: Heat Pump with Remote Outdoor Unit-Air-Source) | 293VAN048**AA* | ADP |  | V,C60H245P76*+TXV | 987TA66120C24*** | 43500 | 21 | 9.45 | 46500 | 36200 | 77.85% | 2 | 0 | 11 |  |  |  |  | R-454B | 3.625 | Residential & Commercial | USHP | Ducted CEE Tier 1
213281573 | Central HP <5.4 tons | YORK | HRCU-A-CB (Split System: Heat Pump with Remote Outdoor Unit-Air-Source) | HMH72B361 | ASPEN |  | D(A,C,E)36B34+TDR | Y81E100C20LMPS1 | 34000 | 16.5 | 8.1 | 36000 | 26800 | 74.44% | 2.83 | 0 | 8.9 |  |  |  |  | R-410A | 2.8333 | Residential & Commercial | USHP
214392735 | Central HP <5.4 tons | RUUD | HRCU-A-CB (Split System: Heat Pump with Remote Outdoor Unit-Air-Source) | RD17AZ36AJ3N | ASPEN |  | D(A,C,E)42B44+TDR | R801V0504A17UHN | 33000 | 18 | 8.1 | 34200 | 29800 | 87.13% | 1.9 | 0 | 10 |  |  |  |  | R-410A | 2.75 | Residential & Commercial | USHP | Ducted CEE Tier 1
215667568 | Central HP <5.4 tons | DAY & NIGHT | HRCU-A-CB (Split System: Heat Pump with Remote Outdoor Unit-Air-Source) | C5H0V24*K*AAA* |  |  | EA*5X36M17A*+WALLCON | *80CSU0401712A* | 23200 | 17 | 9 | 23600 | 16600 | 70.34% | 1.98 | 0 | 10 |  |  |  |  | R-454B | 1.9333 | Residential & Commercial | USHP | Ducted CEE Tier 1
213281554 | Central HP <5.4 tons | YORK | HRCU-A-CB (Split System: Heat Pump with Remote Outdoor Unit-Air-Source) | HMH72B361 | ASPEN |  | D(A,C,E)48B44+TDR | Y81E080C20SMPS1 | 35200 | 17 | 8.1 | 36000 | 26400 | 73.33% | 2.83 | 0 | 9 |  |  |  |  | R-410A | 2.9333 | Residential & Commercial | USHP
213281563 | Central HP <5.4 tons | YORK | HRCU-A-CB (Split System: Heat Pump with Remote Outdoor Unit-Air-Source) | HMH72B361 | ASPEN |  | C(A,C,D,E)42D24+TDR | Y81E100C16LMPS1 | 33000 | 17.5 | 8.1 | 36000 | 25400 | 70.56% | 2.65 | 0 | 8 |  |  |  |  | R-410A | 2.75 | Residential & Commercial | USHP
213281579 | Central HP <5.4 tons | YORK | HRCU-A-CB (Split System: Heat Pump with Remote Outdoor Unit-Air-Source) | HMH72B361 | ASPEN |  | C(A,C,D,E)42D24+TDR | Y81E120C16LMPS1 | 33000 | 17.5 | 8.1 | 36000 | 25400 | 70.56% | 2.65 | 0 | 8 |  |  |  |  | R-410A | 2.75 | Residential & Commercial | USHP
214394620 | Central HP <5.4 tons | RUUD | HRCU-A-CB (Split System: Heat Pump with Remote Outdoor Unit-Air-Source) | RD17AZ36AJ3N | ASPEN |  | D(A,C,E)42D34+TDR | U98MV1005A21UPS | 32800 | 18 | 8.1 | 34200 | 29600 | 86.55% | 1.9 | 0 | 10 |  |  |  |  | R-410A | 2.7333 | Residential & Commercial | USHP | Ducted CEE Tier 1
214394631 | Central HP <5.4 tons | RUUD | HRCU-A-CB (Split System: Heat Pump with Remote Outdoor Unit-Air-Source) | RD17AZ36AJ3N | ASPEN |  | D(A,C,E)48D34+TDR | U98MV1005A21UPS | 33200 | 18 | 8.1 | 34200 | 29600 | 86.55% | 1.9 | 0 | 10 |  |  |  |  | R-410A | 2.7667 | Residential & Commercial | USHP | Ducted CEE Tier 1
216410828 | Central HP <5.4 tons | YORK | HRCU-A-CB (Split System: Heat Pump with Remote Outdoor Unit-Air-Source) | HMH72B341 |  |  | XAHB36DBCN1 | Y92E080B12SMPS1 | 33200 | 17.5 | 8.5 | 33000 | 23200 | 70.3% | 2 | 0 | 10 |  |  |  |  | R-410A | 2.7667 | Residential & Commercial | USHP | Ducted CEE Tier 1
215669111 | Central HP <5.4 tons | TEMPSTAR | HRCU-A-CB (Split System: Heat Pump with Remote Outdoor Unit-Air-Source) | T5H0V36*K*AAA* |  |  | EA*5X48M21A*+WALLCON | *80CSU0601716A* | 33800 | 18 | 9 | 35000 | 25200 | 72% | 1.88 | 0 | 9.5 |  |  |  |  | R-454B | 2.8167 | Residential & Commercial | USHP
213281566 | Central HP <5.4 tons | YORK | HRCU-A-CB (Split System: Heat Pump with Remote Outdoor Unit-Air-Source) | HMH72B361 | ASPEN |  | D(A,C,E)48B44+TDR | Y81E100C16LMPS1 | 34000 | 17.5 | 8.1 | 36000 | 25400 | 70.56% | 2.65 | 0 | 8.5 |  |  |  |  | R-410A | 2.8333 | Residential & Commercial | USHP
216984310 | Central HP <5.4 tons | BRYANT HEATING AND COOLING SYSTEMS | HRCU-A-CB (Split System: Heat Pump with Remote Outdoor Unit-Air-Source) | 290VAN060**AA* | ADP |  | A60VHA*+TXV | 987TA66100C21*** | 55500 | 18 | 9 | 58000 | 41500 | 71.55% | 2.02 | 0 | 9 |  |  |  |  | R-454B | 4.625 | Residential & Commercial | USHP
216984601 | Central HP <5.4 tons | BRYANT HEATING AND COOLING SYSTEMS | HRCU-A-CB (Split System: Heat Pump with Remote Outdoor Unit-Air-Source) | 293VAN036**AA* | ADP |  | PL36H175P15*+TXV | 987TA42060C17*** | 33000 | 19 | 9 | 33800 | 26600 | 78.7% | 1.9 | 0 | 11 |  |  |  |  | R-454B | 2.75 | Residential & Commercial | USHP | Ducted CEE Tier 1
214392267 | Central HP <5.4 tons | RUUD | HRCU-A-CB (Split System: Heat Pump with Remote Outdoor Unit-Air-Source) | RD17AZ24AJ3N | ASPEN |  | D(A,C,E)30B34+TDR | R801V1004A17UH | 21600 | 19 | 8.1 | 22600 | 16800 | 74.34% | 2.1 | 0 | 10 |  |  |  |  | R-410A | 1.8 | Residential & Commercial | USHP | Ducted CEE Tier 1
214392299 | Central HP <5.4 tons | RUUD | HRCU-A-CB (Split System: Heat Pump with Remote Outdoor Unit-Air-Source) | RD17AZ24AJ3N | ASPEN |  | D(A,C,E)30B34+TDR | R802V0503A14UHN | 21600 | 18 | 8.1 | 22600 | 16900 | 74.78% | 2 | 0 | 10 |  |  |  |  | R-410A | 1.8 | Residential & Commercial | USHP | Ducted CEE Tier 1
214393744 | Central HP <5.4 tons | RUUD | HRCU-A-CB (Split System: Heat Pump with Remote Outdoor Unit-Air-Source) | RD17AZ36AJ3N | ASPEN |  | D(A,C,E)42D34+TDR | R951V0403A17M4S | 32800 | 18 | 8.1 | 34200 | 29600 | 86.55% | 1.9 | 0 | 10 |  |  |  |  | R-410A | 2.7333 | Residential & Commercial | USHP | Ducted CEE Tier 1
216984242 | Central HP <5.4 tons | BRYANT HEATING AND COOLING SYSTEMS | HRCU-A-CB (Split System: Heat Pump with Remote Outdoor Unit-Air-Source) | 290VAN036**AA* | ADP |  | PL36H210P29*+TXV | 987TA42060C17*** | 34200 | 17 | 9 | 34000 | 25000 | 73.53% | 1.88 | 0 | 9.5 |  |  |  |  | R-454B | 2.85 | Residential & Commercial | USHP
214573769 | Central HP <5.4 tons | BRYANT HEATING AND COOLING SYSTEMS | HRCU-A-CB (Split System: Heat Pump with Remote Outdoor Unit-Air-Source) | 288BNV037*0**B* |  |  | CAP**4221AL*+UI | 987MC60080C21*** | 31800 | 17 | 8.5 | 32800 | 24400 | 74.39% | 1.9 | 0 | 11 |  |  |  |  | R-410A | 2.65 | Residential & Commercial | USHP | Ducted CEE Tier 1
214573969 | Central HP <5.4 tons | BRYANT HEATING AND COOLING SYSTEMS | HRCU-A-CB (Split System: Heat Pump with Remote Outdoor Unit-Air-Source) | 288BNV037*0**B* |  |  | CAP**4824AL*+UI | 88*TB60070C21*** | 32400 | 17.5 | 8.5 | 32400 | 25000 | 77.16% | 1.98 | 0 | 11 |  |  |  |  | R-410A | 2.7 | Residential & Commercial | USHP | Ducted CEE Tier 1
216984253 | Central HP <5.4 tons | BRYANT HEATING AND COOLING SYSTEMS | HRCU-A-CB (Split System: Heat Pump with Remote Outdoor Unit-Air-Source) | 290VAN036**AA* | ADP |  | C36A***L53*+TXV | 987TA42060C17*** | 34200 | 17 | 9 | 34000 | 25000 | 73.53% | 1.88 | 0 | 9.5 |  |  |  |  | R-454B | 2.85 | Residential & Commercial | USHP
214393769 | Central HP <5.4 tons | RUUD | HRCU-A-CB (Split System: Heat Pump with Remote Outdoor Unit-Air-Source) | RD17AZ36AJ3N | ASPEN |  | D(A,C,E)42B44+TDR | R951V0403A17UHU | 33000 | 18 | 8.1 | 34200 | 29800 | 87.13% | 1.9 | 0 | 10 |  |  |  |  | R-410A | 2.75 | Residential & Commercial | USHP | Ducted CEE Tier 1
214393805 | Central HP <5.4 tons | RUUD | HRCU-A-CB (Split System: Heat Pump with Remote Outdoor Unit-Air-Source) | RD17AZ36AJ3N | ASPEN |  | D(A,C,E)42D44+TDR | R951V0603A17M4S | 33400 | 18 | 8.1 | 34200 | 29800 | 87.13% | 1.9 | 0 | 10 |  |  |  |  | R-410A | 2.7833 | Residential & Commercial | USHP | Ducted CEE Tier 1
214393835 | Central HP <5.4 tons | RUUD | HRCU-A-CB (Split System: Heat Pump with Remote Outdoor Unit-Air-Source) | RD17AZ36AJ3N | ASPEN |  | D(A,C,E)42D44+TDR | R951V0603A17UHU | 33400 | 18 | 8.1 | 34200 | 29800 | 87.13% | 1.9 | 0 | 10 |  |  |  |  | R-410A | 2.7833 | Residential & Commercial | USHP | Ducted CEE Tier 1
214393846 | Central HP <5.4 tons | RUUD | HRCU-A-CB (Split System: Heat Pump with Remote Outdoor Unit-Air-Source) | RD17AZ36AJ3N | ASPEN |  | D(A,C,E)48D44+TDR | R951V0603A17UHU | 33800 | 18 | 8.1 | 34200 | 29800 | 87.13% | 1.9 | 0 | 10 |  |  |  |  | R-410A | 2.8167 | Residential & Commercial | USHP | Ducted CEE Tier 1
214393855 | Central HP <5.4 tons | RUUD | HRCU-A-CB (Split System: Heat Pump with Remote Outdoor Unit-Air-Source) | RD17AZ36AJ3N | ASPEN |  | D(A,C,E)36D44+TDR | R951V0703A17M4S | 33200 | 18 | 8.1 | 34200 | 29600 | 86.55% | 1.9 | 0 | 10 |  |  |  |  | R-410A | 2.7667 | Residential & Commercial | USHP | Ducted CEE Tier 1
214393928 | Central HP <5.4 tons | RUUD | HRCU-A-CB (Split System: Heat Pump with Remote Outdoor Unit-Air-Source) | RD17AZ36AJ3N | ASPEN |  | D(A,C,E)48D44+TDR | R951V0855A21M4S | 33800 | 18 | 8.1 | 34200 | 29600 | 86.55% | 1.9 | 0 | 10 |  |  |  |  | R-410A | 2.8167 | Residential & Commercial | USHP | Ducted CEE Tier 1
214393628 | Central HP <5.4 tons | RUUD | HRCU-A-CB (Split System: Heat Pump with Remote Outdoor Unit-Air-Source) | RD17AZ36AJ3N | ASPEN |  | D(A,C,E)36C44+TDR | R921V0703A17M4S | 33000 | 18 | 8.1 | 34200 | 29600 | 86.55% | 1.9 | 0 | 10 |  |  |  |  | R-410A | 2.75 | Residential & Commercial | USHP | Ducted CEE Tier 1
214393651 | Central HP <5.4 tons | RUUD | HRCU-A-CB (Split System: Heat Pump with Remote Outdoor Unit-Air-Source) | RD17AZ36AJ3N | ASPEN |  | D(A,C,E)48D34+TDR | R921V0703A17M4S | 33200 | 18 | 8.1 | 34200 | 29600 | 86.55% | 1.9 | 0 | 10 |  |  |  |  | R-410A | 2.7667 | Residential & Commercial | USHP | Ducted CEE Tier 1
214394389 | Central HP <5.4 tons | RUUD | HRCU-A-CB (Split System: Heat Pump with Remote Outdoor Unit-Air-Source) | RD17AZ36AJ3N | ASPEN |  | D(A,C,E)48C44+TDR | U97MV0603A17DHS | 33200 | 18 | 8.1 | 34200 | 29600 | 86.55% | 1.9 | 0 | 10 |  |  |  |  | R-410A | 2.7667 | Residential & Commercial | USHP | Ducted CEE Tier 1
214394428 | Central HP <5.4 tons | RUUD | HRCU-A-CB (Split System: Heat Pump with Remote Outdoor Unit-Air-Source) | RD17AZ36AJ3N | ASPEN |  | D(A,C,E)36C44+TDR | U97MV0855A21DHS | 33000 | 18 | 8.1 | 34200 | 29400 | 85.96% | 1.9 | 0 | 10 |  |  |  |  | R-410A | 2.75 | Residential & Commercial | USHP | Ducted CEE Tier 1
216772741 | Central HP <5.4 tons | TEMPSTAR | HRCU-A-CB (Split System: Heat Pump with Remote Outdoor Unit-Air-Source) | D5CUHAH48AAK |  |  | FTMA5B60L0D* | 0 | 47500 | 15.2 | 9 | 49000 | 44000 | 89.8% | 1.8 | 0 | 9 |  |  |  |  | R-454B | 3.9583 | Residential & Commercial | USHP
215295593 | Central HP <5.4 tons | AIRQUEST | HRCU-A-CB (Split System: Heat Pump with Remote Outdoor Unit-Air-Source) | DLCURAH36ABK | ADP |  | HG35936 | *96VTN1002120B* | 35400 | 16 | 8.1 | 36800 | 34600 | 94.02% | 1.88 | 0 | 10 |  |  |  |  | R-410A | 2.95 | Residential & Commercial | USHP | Ducted CEE Tier 1
215295659 | Central HP <5.4 tons | AIRQUEST | HRCU-A-CB (Split System: Heat Pump with Remote Outdoor Unit-Air-Source) | DLCURAH36ABK | ADP |  | H,GG24936 | *96VTN1002122B* | 34000 | 16 | 8.1 | 36800 | 34800 | 94.57% | 1.82 | 0 | 9.5 |  |  |  |  | R-410A | 2.8333 | Residential & Commercial | USHP
213350135 | Central HP <5.4 tons | YORK | HRCU-A-CB (Split System: Heat Pump with Remote Outdoor Unit-Air-Source) | HMH72B341 | ASPEN |  | D(A,C,E)36A34+TDR | Y81E080C20LMPS1 | 31600 | 17.9 | 8.5 | 33200 | 28200 | 84.94% | 2.71 | 0 | 9.8 |  |  |  |  | R-410A | 2.6333 | Residential & Commercial | USHP
213350160 | Central HP <5.4 tons | YORK | HRCU-A-CB (Split System: Heat Pump with Remote Outdoor Unit-Air-Source) | HMH72B341 | ASPEN |  | D(A,C,E)36A44+TDR | Y81E100C20LMPS1 | 32000 | 17.5 | 8.5 | 33400 | 27600 | 82.63% | 2.7 | 0 | 9.4 |  |  |  |  | R-410A | 2.6667 | Residential & Commercial | USHP
213350194 | Central HP <5.4 tons | YORK | HRCU-A-CB (Split System: Heat Pump with Remote Outdoor Unit-Air-Source) | HMH72B341 | ASPEN |  | C(A,C,D,E)36B34+TDR | Y82E100C20LMPS1 | 32000 | 18.5 | 8.5 | 33400 | 27600 | 82.63% | 2.7 | 0 | 9.4 |  |  |  |  | R-410A | 2.6667 | Residential & Commercial | USHP
213296019 | Central HP <5.4 tons | YORK | HRCU-A-CB (Split System: Heat Pump with Remote Outdoor Unit-Air-Source) | HMH72B341 | ASPEN |  | D(A,C,E)36A3G+TXV+TDR | TM8E080B12MP11 | 31600 | 17.9 | 8.4 | 34000 | 28000 | 82.35% | 2.62 | 0 | 9.3 |  |  |  |  | R-410A | 2.6333 | Residential & Commercial | USHP
213296028 | Central HP <5.4 tons | YORK | HRCU-A-CB (Split System: Heat Pump with Remote Outdoor Unit-Air-Source) | HMH72B341 | ASPEN |  | D(A,C,E)36A3G+TXV+TDR | TM8V100C20MP12 | 31000 | 16.3 | 8.1 | 32200 | 27600 | 85.71% | 2.44 | 0 | 8.8 |  |  |  |  | R-410A | 2.5833 | Residential & Commercial | USHP
213296035 | Central HP <5.4 tons | YORK | HRCU-A-CB (Split System: Heat Pump with Remote Outdoor Unit-Air-Source) | HMH72B341 | ASPEN |  | D(A,C,E)36A3G+TXV+TDR | TM8Y120C20MP11 | 33600 | 18 | 8.1 | 33600 | 30000 | 89.29% | 2.72 | 0 | 9.5 |  |  |  |  | R-410A | 2.8 | Residential & Commercial | USHP
216056501 | Central HP <5.4 tons | YORK | HRCU-A-CB (Split System: Heat Pump with Remote Outdoor Unit-Air-Source) | HH836E2S11 | ASPEN |  | C(A,C,D,E)36B3K+TDR | TM8E080B12MP11 | 30800 | 18 | 8.5 | 31400 | 25400 | 80.89% | 2 | 0 | 10.5 |  |  |  |  | R-454B | 2.5667 | Residential & Commercial | USHP | Ducted CEE Tier 1
216056510 | Central HP <5.4 tons | YORK | HRCU-A-CB (Split System: Heat Pump with Remote Outdoor Unit-Air-Source) | HH836E2S11 | ASPEN |  | C(A,C,D,E)36B3K+TDR | TM8V080C16MP12 | 31000 | 18 | 8.5 | 31200 | 25400 | 81.41% | 2 | 0 | 10.5 |  |  |  |  | R-454B | 2.5833 | Residential & Commercial | USHP | Ducted CEE Tier 1
214392508 | Central HP <5.4 tons | RUUD | HRCU-A-CB (Split System: Heat Pump with Remote Outdoor Unit-Air-Source) | RD17AZ24AJ3N | ASPEN |  | D(A,C,E)30C24+TDR | R951V0403A17UHU | 20200 | 17.7 | 8.1 | 22400 | 17100 | 76.34% | 2 | 0 | 9 |  |  |  |  | R-410A | 1.6833 | Residential & Commercial | USHP
214392556 | Central HP <5.4 tons | RUUD | HRCU-A-CB (Split System: Heat Pump with Remote Outdoor Unit-Air-Source) | RD17AZ24AJ3N | ASPEN |  | D(A,C,E)30C24+TDR | R951V0703A17M4S | 20400 | 17.7 | 8.1 | 22600 | 16900 | 74.78% | 2 | 0 | 9 |  |  |  |  | R-410A | 1.7 | Residential & Commercial | USHP
214394378 | Central HP <5.4 tons | RUUD | HRCU-A-CB (Split System: Heat Pump with Remote Outdoor Unit-Air-Source) | RD17AZ36AJ3N | ASPEN |  | D(A,C,E)42C44+TDR | U97MV0603A17DHS | 33200 | 18 | 8.1 | 34200 | 29600 | 86.55% | 1.9 | 0 | 10 |  |  |  |  | R-410A | 2.7667 | Residential & Commercial | USHP | Ducted CEE Tier 1
214394448 | Central HP <5.4 tons | RUUD | HRCU-A-CB (Split System: Heat Pump with Remote Outdoor Unit-Air-Source) | RD17AZ36AJ3N | ASPEN |  | D(A,C,E)48C34+TDR | U97MV0855A21DHS | 32800 | 18 | 8.1 | 34200 | 29400 | 85.96% | 1.9 | 0 | 10 |  |  |  |  | R-410A | 2.7333 | Residential & Commercial | USHP | Ducted CEE Tier 1
216980381 | Central HP <5.4 tons | YORK | HRCU-A-CB (Split System: Heat Pump with Remote Outdoor Unit-Air-Source) | HH836E2S11 |  |  | CTM36B5CDS1 | Y82E080B12LMPS1 | 33800 | 18 | 8.5 | 31800 | 24000 | 75.47% | 2 | 0 | 11 |  |  |  |  | R-454B | 2.8167 | Residential & Commercial | USHP | Ducted CEE Tier 1
215399951 | Central HP <5.4 tons | YORK | HRCU-A-C (Split System: Heat Pump with Remote Outdoor Unit with No Indoor Fan --Air Source) | HH836E2S11 | ASPEN |  | C(A,C,D,E)48A3K+TDR | 0 | 30800 | 15.2 | 8.1 | 31000 | 31600 | 101.9% | 2.52 | 0 | 10 |  |  |  |  | R-454B | 2.5667 | Residential & Commercial | USHP | Ducted CEE Tier 1
216056544 | Central HP <5.4 tons | YORK | HRCU-A-CB (Split System: Heat Pump with Remote Outdoor Unit-Air-Source) | HH836E2S11 | ASPEN |  | C(A,C,D,E)36B3K+TDR | TP9C080C16MP13 | 30800 | 18 | 8.5 | 31400 | 25400 | 80.89% | 2 | 0 | 10.5 |  |  |  |  | R-454B | 2.5667 | Residential & Commercial | USHP | Ducted CEE Tier 1
216056558 | Central HP <5.4 tons | YORK | HRCU-A-CB (Split System: Heat Pump with Remote Outdoor Unit-Air-Source) | HH836E2S11 | ASPEN |  | C(A,C,D,E)36B3K+TDR | Y82E080B12LMPS1 | 30600 | 19 | 8.5 | 30000 | 24800 | 82.67% | 2 | 0 | 11 |  |  |  |  | R-454B | 2.55 | Residential & Commercial | USHP | Ducted CEE Tier 1
216056594 | Central HP <5.4 tons | YORK | HRCU-A-CB (Split System: Heat Pump with Remote Outdoor Unit-Air-Source) | HH836E2S11 | ASPEN |  | D(A,C,E)36A4K+TDR | TM8V080C16MP12 | 31000 | 18 | 8.5 | 31200 | 25400 | 81.41% | 2 | 0 | 10.5 |  |  |  |  | R-454B | 2.5833 | Residential & Commercial | USHP | Ducted CEE Tier 1
216056608 | Central HP <5.4 tons | YORK | HRCU-A-CB (Split System: Heat Pump with Remote Outdoor Unit-Air-Source) | HH836E2S11 | ASPEN |  | D(A,C,E)36A4K+TDR | TM9V080B12MP12 | 30600 | 18 | 8.5 | 30800 | 25200 | 81.82% | 2 | 0 | 10.5 |  |  |  |  | R-454B | 2.55 | Residential & Commercial | USHP | Ducted CEE Tier 1
216056617 | Central HP <5.4 tons | YORK | HRCU-A-CB (Split System: Heat Pump with Remote Outdoor Unit-Air-Source) | HH836E2S11 | ASPEN |  | D(A,C,E)36A4K+TDR | TMLE080B12MP11 | 30600 | 18 | 8.5 | 31400 | 25400 | 80.89% | 2 | 0 | 10.5 |  |  |  |  | R-454B | 2.55 | Residential & Commercial | USHP | Ducted CEE Tier 1
216056628 | Central HP <5.4 tons | YORK | HRCU-A-CB (Split System: Heat Pump with Remote Outdoor Unit-Air-Source) | HH836E2S11 | ASPEN |  | D(A,C,E)36A4K+TDR | TP9C080C16MP13 | 30800 | 18 | 8.5 | 31400 | 25400 | 80.89% | 2 | 0 | 10.5 |  |  |  |  | R-454B | 2.5667 | Residential & Commercial | USHP | Ducted CEE Tier 1
216056660 | Central HP <5.4 tons | YORK | HRCU-A-CB (Split System: Heat Pump with Remote Outdoor Unit-Air-Source) | HH836E2S11 | ASPEN |  | C(A,C,D,E)48A3K+TDR | TM8E100B12MP11 | 31000 | 18 | 8.1 | 31200 | 25400 | 81.41% | 2 | 0 | 10.5 |  |  |  |  | R-454B | 2.5833 | Residential & Commercial | USHP | Ducted CEE Tier 1
216056694 | Central HP <5.4 tons | YORK | HRCU-A-CB (Split System: Heat Pump with Remote Outdoor Unit-Air-Source) | HH836E2S11 | ASPEN |  | C(A,C,D,E)48A3K+TDR | TP9C080C16MP13 | 31200 | 18 | 8.1 | 31400 | 25400 | 80.89% | 2 | 0 | 10.5 |  |  |  |  | R-454B | 2.6 | Residential & Commercial | USHP | Ducted CEE Tier 1
214394521 | Central HP <5.4 tons | RUUD | HRCU-A-CB (Split System: Heat Pump with Remote Outdoor Unit-Air-Source) | RD17AZ36AJ3N | ASPEN |  | D(A,C,E)36D44+TDR | U98MV0603A17UPS | 33200 | 18 | 8.1 | 34200 | 29800 | 87.13% | 1.9 | 0 | 10 |  |  |  |  | R-410A | 2.7667 | Residential & Commercial | USHP | Ducted CEE Tier 1
214394212 | Central HP <5.4 tons | RUUD | HRCU-A-CB (Split System: Heat Pump with Remote Outdoor Unit-Air-Source) | RD17AZ36AJ3N | ASPEN |  | D(A,C,E)48D44+TDR | U802VA050317M | 33800 | 18 | 8.1 | 34200 | 29600 | 86.55% | 1.9 | 0 | 10 |  |  |  |  | R-410A | 2.8167 | Residential & Commercial | USHP | Ducted CEE Tier 1
214392567 | Central HP <5.4 tons | RUUD | HRCU-A-CB (Split System: Heat Pump with Remote Outdoor Unit-Air-Source) | RD17AZ24AJ3N | ASPEN |  | D(A,C,E)24C34+TDR | R962V0403A17M4S | 21600 | 18 | 8.1 | 22600 | 16900 | 74.78% | 2 | 0 | 10 |  |  |  |  | R-410A | 1.8 | Residential & Commercial | USHP | Ducted CEE Tier 1
214392583 | Central HP <5.4 tons | RUUD | HRCU-A-CB (Split System: Heat Pump with Remote Outdoor Unit-Air-Source) | RD17AZ24AJ3N | ASPEN |  | D(A,C,E)24C34+TDR | R962V0603A17M4S | 21600 | 18 | 8.1 | 22600 | 17000 | 75.22% | 2 | 0 | 10 |  |  |  |  | R-410A | 1.8 | Residential & Commercial | USHP | Ducted CEE Tier 1
214394271 | Central HP <5.4 tons | RUUD | HRCU-A-CB (Split System: Heat Pump with Remote Outdoor Unit-Air-Source) | RD17AZ36AJ3N | ASPEN |  | D(A,C,E)48D34+TDR | U802VA075317Z | 33200 | 18 | 8.1 | 34200 | 29600 | 86.55% | 1.9 | 0 | 10 |  |  |  |  | R-410A | 2.7667 | Residential & Commercial | USHP | Ducted CEE Tier 1
216056712 | Central HP <5.4 tons | YORK | HRCU-A-CB (Split System: Heat Pump with Remote Outdoor Unit-Air-Source) | HH836E2S11 | ASPEN |  | C(A,C,D,E)48A3K+TDR | YPLC080C16MP13 | 33400 | 18 | 8.1 | 31200 | 25400 | 81.41% | 2 | 0 | 11 |  |  |  |  | R-454B | 2.7833 | Residential & Commercial | USHP | Ducted CEE Tier 1
213927819 | Central HP <5.4 tons | YORK | HRCU-A-CB (Split System: Heat Pump with Remote Outdoor Unit-Air-Source) | HMH72B341 | ASPEN |  | D(A,C,E)36D3G+TXV+TDR | TM9E060A10MP12 | 32600 | 17.5 | 8.1 | 33800 | 27400 | 81.07% | 2.48 | 0 | 9.5 |  |  |  |  | R-410A | 2.7167 | Residential & Commercial | USHP
215654049 | Central HP <5.4 tons | YORK | HRCU-A-CB (Split System: Heat Pump with Remote Outdoor Unit-Air-Source) | HH860E2S11 | ASPEN |  | CH60A3J+TDR | TM8V120C20MP12 | 41500 | 18 | 8.5 | 44500 | 33800 | 75.96% | 2 | 0 | 10.5 |  |  |  |  | R-454B | 3.4583 | Residential & Commercial | USHP | Ducted CEE Tier 1
215654056 | Central HP <5.4 tons | YORK | HRCU-A-CB (Split System: Heat Pump with Remote Outdoor Unit-Air-Source) | HH860E2S11 | ASPEN |  | CH60A3J+TDR | Y81E130D20SMPS1 | 41500 | 18 | 9 | 44500 | 33600 | 75.51% | 2 | 0 | 11.7 |  |  |  |  | R-454B | 3.4583 | Residential & Commercial | USHP | Ducted CEE Tier 1
216056737 | Central HP <5.4 tons | YORK | HRCU-A-CB (Split System: Heat Pump with Remote Outdoor Unit-Air-Source) | HH860E2S11 | ASPEN |  | C(A,C,D,E)48A3K+TDR | TM9E120D20MP12 | 40500 | 16.5 | 8.1 | 46000 | 35000 | 76.09% | 2 | 0 | 10.5 |  |  |  |  | R-454B | 3.375 | Residential & Commercial | USHP | Ducted CEE Tier 1
214392715 | Central HP <5.4 tons | RUUD | HRCU-A-CB (Split System: Heat Pump with Remote Outdoor Unit-Air-Source) | RD17AZ24AJ3N | ASPEN |  | D(A,C,E)30B34+TDR | U98MV0703A17UPS | 21600 | 19 | 8.1 | 22600 | 16900 | 74.78% | 2 | 0 | 10 |  |  |  |  | R-410A | 1.8 | Residential & Commercial | USHP | Ducted CEE Tier 1
214392333 | Central HP <5.4 tons | RUUD | HRCU-A-CB (Split System: Heat Pump with Remote Outdoor Unit-Air-Source) | RD17AZ24AJ3N | ASPEN |  | D(A,C,E)30D24+TDR | R802V0504A17UHN | 20800 | 17.8 | 8.1 | 22600 | 16900 | 74.78% | 2 | 0 | 9.7 |  |  |  |  | R-410A | 1.7333 | Residential & Commercial | USHP
214570669 | Central HP <5.4 tons | BRYANT HEATING AND COOLING SYSTEMS | HRCU-A-CB (Split System: Heat Pump with Remote Outdoor Unit-Air-Source) | 288BNV025*0**C* |  |  | CAP**4821AL*+UI | 88*TB60070C21*** | 24000 | 16.5 | 8.5 | 21000 | 16600 | 79.05% | 2.02 | 0 | 11 |  |  |  |  | R-410A | 2 | Residential & Commercial | USHP | Ducted CEE Tier 1
215669171 | Central HP <5.4 tons | TEMPSTAR | HRCU-A-CB (Split System: Heat Pump with Remote Outdoor Unit-Air-Source) | T5H0V36*K*AAA* |  |  | EA*5X48M21A*+WALLCON | *80CTL0902120B* | 33800 | 18 | 9 | 35000 | 25000 | 71.43% | 1.9 | 0 | 10 |  |  |  |  | R-454B | 2.8167 | Residential & Commercial | USHP | Ducted CEE Tier 1
215675175 | Central HP <5.4 tons | HEIL | HRCU-A-CB (Split System: Heat Pump with Remote Outdoor Unit-Air-Source) | H5H0V48*K*AAA* |  |  | ESH5X60M12A*+WALLCON | *80CTL0701716B* | 45000 | 16 | 8.5 | 48500 | 34200 | 70.52% | 1.94 | 0 | 9 |  |  |  |  | R-454B | 3.75 | Residential & Commercial | USHP
215675245 | Central HP <5.4 tons | HEIL | HRCU-A-CB (Split System: Heat Pump with Remote Outdoor Unit-Air-Source) | H5H0V48*K*AAA* |  |  | ESH5X60M12A*+WALLCON | *95CSU0802120B* | 45500 | 16.5 | 8.5 | 48000 | 33800 | 70.42% | 2.06 | 0 | 9.5 |  |  |  |  | R-454B | 3.7917 | Residential & Commercial | USHP
215675445 | Central HP <5.4 tons | HEIL | HRCU-A-CB (Split System: Heat Pump with Remote Outdoor Unit-Air-Source) | H5H0V48*K*AAA* |  |  | EVM5X48M21A*+WALLCON | *97CMN0802120B* | 47000 | 18.5 | 9 | 50000 | 36600 | 73.2% | 2 | 0 | 10 |  |  |  |  | R-454B | 3.9167 | Residential & Commercial | USHP | Ducted CEE Tier 1
214522533 | Central HP <5.4 tons | YORK | HRCU-A-CB (Split System: Heat Pump with Remote Outdoor Unit-Air-Source) | HMH72B341 | ASPEN |  | DX36E34+TDR | Y81E080C16SMPS1 | 33000 | 18 | 8.5 | 33400 | 23400 | 70.06% | 1.98 | 0 | 10 |  |  |  |  | R-410A | 2.75 | Residential & Commercial | USHP | Ducted CEE Tier 1
215669561 | Central HP <5.4 tons | TEMPSTAR | HRCU-A-CB (Split System: Heat Pump with Remote Outdoor Unit-Air-Source) | T5H0V36*K*AAA* |  |  | EA*5X61M21A*+WALLCON | *97CMN0801714B* | 34600 | 18 | 9 | 34600 | 25000 | 72.25% | 1.9 | 0 | 10 |  |  |  |  | R-454B | 2.8833 | Residential & Commercial | USHP | Ducted CEE Tier 1
214392860 | Central HP <5.4 tons | RUUD | HRCU-A-CB (Split System: Heat Pump with Remote Outdoor Unit-Air-Source) | RD17AZ36AJ3N | ASPEN |  | D(A,C,E)42D34+TDR | R801V0754A17DZ | 32800 | 18 | 8.1 | 34200 | 29600 | 86.55% | 1.9 | 0 | 10 |  |  |  |  | R-410A | 2.7333 | Residential & Commercial | USHP | Ducted CEE Tier 1
214393251 | Central HP <5.4 tons | RUUD | HRCU-A-CB (Split System: Heat Pump with Remote Outdoor Unit-Air-Source) | RD17AZ36AJ3N | ASPEN |  | D(A,C,E)42D44+TDR | R802V0754A17DZ | 33400 | 18 | 8.1 | 34200 | 29600 | 86.55% | 1.9 | 0 | 10 |  |  |  |  | R-410A | 2.7833 | Residential & Commercial | USHP | Ducted CEE Tier 1
214393610 | Central HP <5.4 tons | RUUD | HRCU-A-CB (Split System: Heat Pump with Remote Outdoor Unit-Air-Source) | RD17AZ36AJ3N | ASPEN |  | D(A,C,E)42D34+TDR | R921V0603A17M4S | 32800 | 18 | 8.1 | 34200 | 29800 | 87.13% | 1.9 | 0 | 10 |  |  |  |  | R-410A | 2.7333 | Residential & Commercial | USHP | Ducted CEE Tier 1
214394528 | Central HP <5.4 tons | RUUD | HRCU-A-CB (Split System: Heat Pump with Remote Outdoor Unit-Air-Source) | RD17AZ36AJ3N | ASPEN |  | D(A,C,E)42C44+TDR | U98MV0603A17UPS | 33200 | 18 | 8.1 | 34200 | 29800 | 87.13% | 1.9 | 0 | 10 |  |  |  |  | R-410A | 2.7667 | Residential & Commercial | USHP | Ducted CEE Tier 1
214572639 | Central HP <5.4 tons | BRYANT HEATING AND COOLING SYSTEMS | HRCU-A-CB (Split System: Heat Pump with Remote Outdoor Unit-Air-Source) | 288BNV037*0**A* |  |  | CAP**4221AL*+UI | 986TD60080C21*** | 31800 | 17.5 | 8.5 | 32800 | 24400 | 74.39% | 1.9 | 0 | 11 |  |  |  |  | R-410A | 2.65 | Residential & Commercial | USHP | Ducted CEE Tier 1
214570599 | Central HP <5.4 tons | BRYANT HEATING AND COOLING SYSTEMS | HRCU-A-CB (Split System: Heat Pump with Remote Outdoor Unit-Air-Source) | 288BNV025*0**C* |  |  | CAP**4224AL*+UI | 986TD60080C21*** | 23800 | 17 | 8.5 | 21400 | 16600 | 77.57% | 1.96 | 0 | 11 |  |  |  |  | R-410A | 1.9833 | Residential & Commercial | USHP | Ducted CEE Tier 1
214570649 | Central HP <5.4 tons | BRYANT HEATING AND COOLING SYSTEMS | HRCU-A-CB (Split System: Heat Pump with Remote Outdoor Unit-Air-Source) | 288BNV025*0**C* |  |  | CAP**4321AL*+UI | 987MC60080C21*** | 24400 | 16.5 | 8.5 | 21200 | 16600 | 78.3% | 2.04 | 0 | 11 |  |  |  |  | R-410A | 2.0333 | Residential & Commercial | USHP | Ducted CEE Tier 1
216056769 | Central HP <5.4 tons | YORK | HRCU-A-CB (Split System: Heat Pump with Remote Outdoor Unit-Air-Source) | HH860E2S11 | ASPEN |  | C(A,C,D,E)48A3K+TDR | Y91E120D20SMPS1 | 42000 | 17.5 | 8.1 | 46500 | 34200 | 73.55% | 2 | 0 | 11.2 |  |  |  |  | R-454B | 3.5 | Residential & Commercial | USHP | Ducted CEE Tier 1
216056778 | Central HP <5.4 tons | YORK | HRCU-A-CB (Split System: Heat Pump with Remote Outdoor Unit-Air-Source) | HH860E2S11 | ASPEN |  | C(A,C,D,E)60A3K+TDR | TL8E080C16UH11 | 41000 | 17 | 8.5 | 44000 | 33600 | 76.36% | 2 | 0 | 11.5 |  |  |  |  | R-454B | 3.4167 | Residential & Commercial | USHP | Ducted CEE Tier 1
216056810 | Central HP <5.4 tons | YORK | HRCU-A-CB (Split System: Heat Pump with Remote Outdoor Unit-Air-Source) | HH860E2S11 | ASPEN |  | C(A,C,D,E)60A3K+TDR | TM8Y100C16MP11 | 41000 | 17 | 8.1 | 43500 | 33400 | 76.78% | 2 | 0 | 11 |  |  |  |  | R-454B | 3.4167 | Residential & Commercial | USHP | Ducted CEE Tier 1
216056835 | Central HP <5.4 tons | YORK | HRCU-A-CB (Split System: Heat Pump with Remote Outdoor Unit-Air-Source) | HH860E2S11 | ASPEN |  | D(A,C,E)60A3K+TDR | TM9Y080C16MP11 | 40500 | 17 | 8.5 | 44000 | 33800 | 76.82% | 2 | 0 | 10.5 |  |  |  |  | R-454B | 3.375 | Residential & Commercial | USHP | Ducted CEE Tier 1
216056862 | Central HP <5.4 tons | YORK | HRCU-A-CB (Split System: Heat Pump with Remote Outdoor Unit-Air-Source) | HH860E2S11 | ASPEN |  | C(A,C,D,E)60A3K+TDR | TP9C100C16MP13 | 40500 | 17 | 8.5 | 43500 | 33200 | 76.32% | 2 | 0 | 11 |  |  |  |  | R-454B | 3.375 | Residential & Commercial | USHP | Ducted CEE Tier 1
216056867 | Central HP <5.4 tons | YORK | HRCU-A-CB (Split System: Heat Pump with Remote Outdoor Unit-Air-Source) | HH860E2S11 | ASPEN |  | D(A,C,E)60A3K+TDR | TP9C120D20MP13 | 41000 | 17.5 | 8.1 | 44000 | 33400 | 75.91% | 2 | 0 | 11.5 |  |  |  |  | R-454B | 3.4167 | Residential & Commercial | USHP | Ducted CEE Tier 1
216056869 | Central HP <5.4 tons | YORK | HRCU-A-CB (Split System: Heat Pump with Remote Outdoor Unit-Air-Source) | HH860E2S11 | ASPEN |  | D(A,C,E)60A3K+TDR | TPLC080C16MP13 | 40500 | 16.5 | 8.1 | 43500 | 33400 | 76.78% | 2 | 0 | 11.5 |  |  |  |  | R-454B | 3.375 | Residential & Commercial | USHP | Ducted CEE Tier 1
214572659 | Central HP <5.4 tons | BRYANT HEATING AND COOLING SYSTEMS | HRCU-A-CB (Split System: Heat Pump with Remote Outdoor Unit-Air-Source) | 288BNV037*0**A* |  |  | CAP**4224AL*+UI | 935CB60080C21*** | 31800 | 17 | 8.5 | 33000 | 24400 | 73.94% | 1.9 | 0 | 11 |  |  |  |  | R-410A | 2.65 | Residential & Commercial | USHP | Ducted CEE Tier 1
214572509 | Central HP <5.4 tons | BRYANT HEATING AND COOLING SYSTEMS | HRCU-A-CB (Split System: Heat Pump with Remote Outdoor Unit-Air-Source) | 288BNV037*0**A* |  |  | CAP**3621AL*+UI | 987MC60080C21*** | 31600 | 17 | 8.1 | 33000 | 24200 | 73.33% | 1.86 | 0 | 11 |  |  |  |  | R-410A | 2.6333 | Residential & Commercial | USHP | Ducted CEE Tier 1
216056555 | Central HP <5.4 tons | YORK | HRCU-A-CB (Split System: Heat Pump with Remote Outdoor Unit-Air-Source) | HH836E2S11 | ASPEN |  | C(A,C,D,E)36B3K+TDR | Y81E100C20SMPS1 | 31600 | 18 | 8.5 | 31800 | 25400 | 79.87% | 2 | 0 | 10.5 |  |  |  |  | R-454B | 2.6333 | Residential & Commercial | USHP | Ducted CEE Tier 1
216056621 | Central HP <5.4 tons | YORK | HRCU-A-CB (Split System: Heat Pump with Remote Outdoor Unit-Air-Source) | HH836E2S11 | ASPEN |  | D(A,C,E)36A4K+TDR | TMLE100C16MP11 | 31000 | 18 | 8.5 | 31200 | 25200 | 80.77% | 2 | 0 | 10.5 |  |  |  |  | R-454B | 2.5833 | Residential & Commercial | USHP | Ducted CEE Tier 1
216056637 | Central HP <5.4 tons | YORK | HRCU-A-CB (Split System: Heat Pump with Remote Outdoor Unit-Air-Source) | HH836E2S11 | ASPEN |  | D(A,C,E)36A4K+TDR | Y81E100B12SMPS1 | 30600 | 18 | 8.5 | 30400 | 24800 | 81.58% | 2 | 0 | 11 |  |  |  |  | R-454B | 2.55 | Residential & Commercial | USHP | Ducted CEE Tier 1
216056639 | Central HP <5.4 tons | YORK | HRCU-A-CB (Split System: Heat Pump with Remote Outdoor Unit-Air-Source) | HH836E2S11 | ASPEN |  | D(A,C,E)36A4K+TDR | Y81E100C20SMPS1 | 31600 | 18 | 8.5 | 31800 | 25400 | 79.87% | 2 | 0 | 10.5 |  |  |  |  | R-454B | 2.6333 | Residential & Commercial | USHP | Ducted CEE Tier 1
216056755 | Central HP <5.4 tons | YORK | HRCU-A-CB (Split System: Heat Pump with Remote Outdoor Unit-Air-Source) | HH860E2S11 | ASPEN |  | C(A,C,D,E)48A3K+TDR | TP9C080C16MP13 | 39500 | 16.5 | 8.1 | 43500 | 33600 | 77.24% | 2 | 0 | 10.5 |  |  |  |  | R-454B | 3.2917 | Residential & Commercial | USHP | Ducted CEE Tier 1
216978065 | Central HP <5.4 tons | LENNOX | HRCU-A-CB (Split System: Heat Pump with Remote Outdoor Unit-Air-Source) | EL18KSLV-024-230A** | ADP |  | LD19/36Z*+TXV | SL297UH040NV36B* | 24000 | 17 | 9 | 22400 | 20400 | 91.07% | 1.8 | 0 | 12 |  |  |  |  | R-454B | 2 | Residential & Commercial | USHP | Ducted CEE Tier 1
216643571 | Central HP <5.4 tons | HEIL | HRCU-A-CB (Split System: Heat Pump with Remote Outdoor Unit-Air-Source) | D5CUHAH18AAK |  |  | EA*5X19M17A* | *80MSU0401712A* | 18400 | 15.5 | 9.5 | 20000 | 17700 | 88.5% | 2 | 0 | 11.5 |  |  |  |  | R-454B | 1.5333 | Residential & Commercial | USHP | Ducted CEE Tier 1
215295537 | Central HP <5.4 tons | AIRQUEST | HRCU-A-CB (Split System: Heat Pump with Remote Outdoor Unit-Air-Source) | DLCURAH36ABK | ADP |  | HG82936 | *96VTN0802120B* | 36200 | 16 | 8.5 | 36400 | 34400 | 94.51% | 2.04 | 0 | 10 |  |  |  |  | R-410A | 3.0167 | Residential & Commercial | USHP | Ducted CEE Tier 1
215295554 | Central HP <5.4 tons | AIRQUEST | HRCU-A-CB (Split System: Heat Pump with Remote Outdoor Unit-Air-Source) | DLCURAH36ABK | ADP |  | H,GG35936 | *96VTN1002120A* | 35800 | 15.2 | 8.1 | 37800 | 34800 | 92.06% | 1.9 | 0 | 10 |  |  |  |  | R-410A | 2.9833 | Residential & Commercial | USHP | Ducted CEE Tier 1
215295586 | Central HP <5.4 tons | AIRQUEST | HRCU-A-CB (Split System: Heat Pump with Remote Outdoor Unit-Air-Source) | DLCURAH36ABK | ADP |  | H,GE33936 | *96VTN1002120B* | 35200 | 16 | 8.1 | 36800 | 34600 | 94.02% | 1.88 | 0 | 10 |  |  |  |  | R-410A | 2.9333 | Residential & Commercial | USHP | Ducted CEE Tier 1
215295605 | Central HP <5.4 tons | AIRQUEST | HRCU-A-CB (Split System: Heat Pump with Remote Outdoor Unit-Air-Source) | DLCURAH36ABK | ADP |  | HG8J936 | *96VTN1002120B* | 35400 | 16 | 8.1 | 36800 | 34600 | 94.02% | 1.88 | 0 | 10 |  |  |  |  | R-410A | 2.95 | Residential & Commercial | USHP | Ducted CEE Tier 1
214393732 | Central HP <5.4 tons | RUUD | HRCU-A-CB (Split System: Heat Pump with Remote Outdoor Unit-Air-Source) | RD17AZ36AJ3N | ASPEN |  | D(A,C,E)36C44+TDR | R951V0403A17M4S | 33000 | 18 | 8.1 | 34200 | 29600 | 86.55% | 1.9 | 0 | 10 |  |  |  |  | R-410A | 2.75 | Residential & Commercial | USHP | Ducted CEE Tier 1
214393784 | Central HP <5.4 tons | RUUD | HRCU-A-CB (Split System: Heat Pump with Remote Outdoor Unit-Air-Source) | RD17AZ36AJ3N | ASPEN |  | D(A,C,E)48D24+TDR | R951V0403A17UHU | 30800 | 17.6 | 8.1 | 34200 | 29800 | 87.13% | 1.9 | 0 | 9.6 |  |  |  |  | R-410A | 2.5667 | Residential & Commercial | USHP
214393832 | Central HP <5.4 tons | RUUD | HRCU-A-CB (Split System: Heat Pump with Remote Outdoor Unit-Air-Source) | RD17AZ36AJ3N | ASPEN |  | D(A,C,E)42C44+TDR | R951V0603A17UHU | 33200 | 18 | 8.1 | 34200 | 29800 | 87.13% | 1.9 | 0 | 10 |  |  |  |  | R-410A | 2.7667 | Residential & Commercial | USHP | Ducted CEE Tier 1
214393834 | Central HP <5.4 tons | RUUD | HRCU-A-CB (Split System: Heat Pump with Remote Outdoor Unit-Air-Source) | RD17AZ36AJ3N | ASPEN |  | D(A,C,E)42D34+TDR | R951V0603A17UHU | 32800 | 18 | 8.1 | 34200 | 29800 | 87.13% | 1.9 | 0 | 10 |  |  |  |  | R-410A | 2.7333 | Residential & Commercial | USHP | Ducted CEE Tier 1
214393864 | Central HP <5.4 tons | RUUD | HRCU-A-CB (Split System: Heat Pump with Remote Outdoor Unit-Air-Source) | RD17AZ36AJ3N | ASPEN |  | D(A,C,E)42D34+TDR | R951V0703A17M4S | 32800 | 18 | 8.1 | 34200 | 29600 | 86.55% | 1.9 | 0 | 10 |  |  |  |  | R-410A | 2.7333 | Residential & Commercial | USHP | Ducted CEE Tier 1
214393917 | Central HP <5.4 tons | RUUD | HRCU-A-CB (Split System: Heat Pump with Remote Outdoor Unit-Air-Source) | RD17AZ36AJ3N | ASPEN |  | D(A,C,E)42D44+TDR | R951V0855A21M4S | 33400 | 18 | 8.1 | 34200 | 29600 | 86.55% | 1.9 | 0 | 10 |  |  |  |  | R-410A | 2.7833 | Residential & Commercial | USHP | Ducted CEE Tier 1
214393950 | Central HP <5.4 tons | RUUD | HRCU-A-CB (Split System: Heat Pump with Remote Outdoor Unit-Air-Source) | RD17AZ36AJ3N | ASPEN |  | D(A,C,E)48D44+TDR | R951V1005A21M4S | 33800 | 17 | 8.1 | 34200 | 29600 | 86.55% | 1.9 | 0 | 10 |  |  |  |  | R-410A | 2.8167 | Residential & Commercial | USHP | Ducted CEE Tier 1
215669352 | Central HP <5.4 tons | CARRIER | HRCU-A-CB (Split System: Heat Pump with Remote Outdoor Unit-Air-Source) | 27VNA036A*030* |  |  | CAA**6024AM*+UI | 59CU5B100C21**22 | 34400 | 18 | 9 | 34200 | 24600 | 71.93% | 1.92 | 0 | 10 |  |  |  |  | R-454B | 2.8667 | Residential & Commercial | USHP | Ducted CEE Tier 1
214392781 | Central HP <5.4 tons | RUUD | HRCU-A-CB (Split System: Heat Pump with Remote Outdoor Unit-Air-Source) | RD17AZ36AJ3N | ASPEN |  | D(A,C,E)48D34+TDR | R801V0504A17UHS | 33200 | 18 | 8.1 | 34200 | 29800 | 87.13% | 1.9 | 0 | 10 |  |  |  |  | R-410A | 2.7667 | Residential & Commercial | USHP | Ducted CEE Tier 1
214393198 | Central HP <5.4 tons | RUUD | HRCU-A-CB (Split System: Heat Pump with Remote Outdoor Unit-Air-Source) | RD17AZ36AJ3N | ASPEN |  | D(A,C,E)48C34+TDR | R802V0504A17UHN | 32800 | 18 | 8.1 | 34200 | 29800 | 87.13% | 1.9 | 0 | 10 |  |  |  |  | R-410A | 2.7333 | Residential & Commercial | USHP | Ducted CEE Tier 1
214393232 | Central HP <5.4 tons | RUUD | HRCU-A-CB (Split System: Heat Pump with Remote Outdoor Unit-Air-Source) | RD17AZ36AJ3N | ASPEN |  | D(A,C,E)48D44+TDR | R802V0504A17UHS | 33800 | 18 | 8.1 | 34200 | 29800 | 87.13% | 1.9 | 0 | 10 |  |  |  |  | R-410A | 2.8167 | Residential & Commercial | USHP | Ducted CEE Tier 1
214393680 | Central HP <5.4 tons | RUUD | HRCU-A-CB (Split System: Heat Pump with Remote Outdoor Unit-Air-Source) | RD17AZ36AJ3N | ASPEN |  | D(A,C,E)36C44+TDR | R921V0855A21M4S | 33000 | 18 | 8.1 | 34200 | 29600 | 86.55% | 1.9 | 0 | 10 |  |  |  |  | R-410A | 2.75 | Residential & Commercial | USHP | Ducted CEE Tier 1
214394201 | Central HP <5.4 tons | RUUD | HRCU-A-CB (Split System: Heat Pump with Remote Outdoor Unit-Air-Source) | RD17AZ36AJ3N | ASPEN |  | D(A,C,E)42D44+TDR | U802VA050317M | 33400 | 18 | 8.1 | 34200 | 29600 | 86.55% | 1.9 | 0 | 10 |  |  |  |  | R-410A | 2.7833 | Residential & Commercial | USHP | Ducted CEE Tier 1
214394251 | Central HP <5.4 tons | RUUD | HRCU-A-CB (Split System: Heat Pump with Remote Outdoor Unit-Air-Source) | RD17AZ36AJ3N | ASPEN |  | D(A,C,E)36D44+TDR | U802VA075317Z | 33200 | 18 | 8.1 | 34200 | 29600 | 86.55% | 1.9 | 0 | 10 |  |  |  |  | R-410A | 2.7667 | Residential & Commercial | USHP | Ducted CEE Tier 1
215295675 | Central HP <5.4 tons | AIRQUEST | HRCU-A-CB (Split System: Heat Pump with Remote Outdoor Unit-Air-Source) | DLCURAH36ABK | ADP |  | H,GE35936 | *96VTN1002122B* | 35000 | 17 | 8.1 | 36800 | 34400 | 93.48% | 2 | 0 | 10 |  |  |  |  | R-410A | 2.9167 | Residential & Commercial | USHP | Ducted CEE Tier 1
215295684 | Central HP <5.4 tons | AIRQUEST | HRCU-A-CB (Split System: Heat Pump with Remote Outdoor Unit-Air-Source) | DLCURAH36ABK | ADP |  | H,GE7J936 | *96VTN1002122B* | 35000 | 16 | 8.1 | 36800 | 34800 | 94.57% | 1.82 | 0 | 10 |  |  |  |  | R-410A | 2.9167 | Residential & Commercial | USHP | Ducted CEE Tier 1
215295693 | Central HP <5.4 tons | AIRQUEST | HRCU-A-CB (Split System: Heat Pump with Remote Outdoor Unit-Air-Source) | DLCURAH36ABK | ADP |  | H,GE1K936 | *96VTN1002122B* | 35200 | 17 | 8.1 | 36800 | 34400 | 93.48% | 2 | 0 | 10 |  |  |  |  | R-410A | 2.9333 | Residential & Commercial | USHP | Ducted CEE Tier 1
215295734 | Central HP <5.4 tons | AIRQUEST | HRCU-A-CB (Split System: Heat Pump with Remote Outdoor Unit-Air-Source) | DLCURAH36ABK | ADP |  | HG80936 | *96VTN1202422A* | 36000 | 16 | 8.5 | 36800 | 34200 | 92.93% | 2.06 | 0 | 10 |  |  |  |  | R-410A | 3 | Residential & Commercial | USHP | Ducted CEE Tier 1
215295743 | Central HP <5.4 tons | AIRQUEST | HRCU-A-CB (Split System: Heat Pump with Remote Outdoor Unit-Air-Source) | DLCURAH36ABK | ADP |  | HG32936 | *96VTN1202422B* | 33600 | 16 | 8.5 | 36200 | 34200 | 94.48% | 2.02 | 0 | 9.5 |  |  |  |  | R-410A | 2.8 | Residential & Commercial | USHP
215684021 | Central HP <5.4 tons | CARRIER | HRCU-A-CB (Split System: Heat Pump with Remote Outdoor Unit-Air-Source) | 27VNA036A*030* |  |  | CSAH*3612AM*+UI | 58TN*B090C17**16 | 33600 | 16 | 8.5 | 35800 | 25400 | 70.95% | 1.76 | 0 | 9.5 |  |  |  |  | R-454B | 2.8 | Residential & Commercial | USHP
212362572 | Central HP <5.4 tons | GOETTL | HRCU-A-CB (Split System: Heat Pump with Remote Outdoor Unit-Air-Source) | ASZV903610A* |  |  | CA*F3743*6D*+TXV | A*VM970603BNB* | 33600 | 18.5 | 8.2 | 34000 | 24400 | 71.76% | 1.8 | 0 | 12 |  |  |  |  | R-410A | 2.8 | Residential & Commercial | USHP | Ducted CEE Tier 1
212362590 | Central HP <5.4 tons | GOETTL | HRCU-A-CB (Split System: Heat Pump with Remote Outdoor Unit-Air-Source) | ASZV903610A* |  |  | CHPF3642C6C*+TXV | A*VS960805CUA* | 33400 | 18 | 8.2 | 34000 | 24400 | 71.76% | 1.8 | 0 | 11 |  |  |  |  | R-410A | 2.7833 | Residential & Commercial | USHP | Ducted CEE Tier 1
212362625 | Central HP <5.4 tons | GOETTL | HRCU-A-CB (Split System: Heat Pump with Remote Outdoor Unit-Air-Source) | ASZV903610A* |  |  | CSCF3642N6D*+TXV | A*VC960603BNB* | 33800 | 18.5 | 8.2 | 34000 | 24400 | 71.76% | 1.8 | 0 | 11.5 |  |  |  |  | R-410A | 2.8167 | Residential & Commercial | USHP | Ducted CEE Tier 1
215669452 | Central HP <5.4 tons | CARRIER | HRCU-A-CB (Split System: Heat Pump with Remote Outdoor Unit-Air-Source) | 27VNA036A*030* |  |  | CAA**6121AM*+UI | 58TN*B045C17**12 | 34400 | 17.5 | 9 | 34600 | 25200 | 72.83% | 1.9 | 0 | 9.5 |  |  |  |  | R-454B | 2.8667 | Residential & Commercial | USHP
215683891 | Central HP <5.4 tons | CARRIER | HRCU-A-CB (Split System: Heat Pump with Remote Outdoor Unit-Air-Source) | 27VNA036A*030* |  |  | CAA**3721AM*+UI | 58CU*A040C17**12 | 34400 | 18 | 9 | 35200 | 25200 | 71.59% | 1.88 | 0 | 10 |  |  |  |  | R-454B | 2.8667 | Residential & Commercial | USHP | Ducted CEE Tier 1
213281559 | Central HP <5.4 tons | YORK | HRCU-A-CB (Split System: Heat Pump with Remote Outdoor Unit-Air-Source) | HMH72B361 | ASPEN |  | C(A,C,D,E)42D24+TDR | Y81E100B12SMPS1 | 32600 | 17.5 | 8.1 | 36000 | 25600 | 71.11% | 2.6 | 0 | 8 |  |  |  |  | R-410A | 2.7167 | Residential & Commercial | USHP
213307379 | Central HP <5.4 tons | YORK | HRCU-A-CB (Split System: Heat Pump with Remote Outdoor Unit-Air-Source) | HMH72B341 | ASPEN |  | DM36A36+TDR | TM9Y120D20MP11 | 31000 | 16.2 | 8.3 | 32200 | 28000 | 86.96% | 2.73 | 0 | 9.2 |  |  |  |  | R-410A | 2.5833 | Residential & Commercial | USHP
215654028 | Central HP <5.4 tons | YORK | HRCU-A-CB (Split System: Heat Pump with Remote Outdoor Unit-Air-Source) | HH836E2S11 | ASPEN |  | CH36B3J+TDR | Y81E080C16SMPS1 | 31000 | 17.5 | 8.1 | 30600 | 25000 | 81.7% | 2 | 0 | 11.2 |  |  |  |  | R-454B | 2.5833 | Residential & Commercial | USHP | Ducted CEE Tier 1
215654029 | Central HP <5.4 tons | YORK | HRCU-A-CB (Split System: Heat Pump with Remote Outdoor Unit-Air-Source) | HH836E2S11 | ASPEN |  | CH36B3J+TDR | Y81E080C20SMPS1 | 31600 | 19 | 8.5 | 32000 | 25800 | 80.62% | 2 | 0 | 10.5 |  |  |  |  | R-454B | 2.6333 | Residential & Commercial | USHP | Ducted CEE Tier 1
215654045 | Central HP <5.4 tons | YORK | HRCU-A-CB (Split System: Heat Pump with Remote Outdoor Unit-Air-Source) | HH836E2S11 | ASPEN |  | CH48A3J+TDR | Y81E120C20SMPS1 | 31600 | 18 | 8.5 | 31400 | 25400 | 80.89% | 2 | 0 | 10.5 |  |  |  |  | R-454B | 2.6333 | Residential & Commercial | USHP | Ducted CEE Tier 1
216056515 | Central HP <5.4 tons | YORK | HRCU-A-CB (Split System: Heat Pump with Remote Outdoor Unit-Air-Source) | HH836E2S11 | ASPEN |  | C(A,C,D,E)36B3K+TDR | TM8Y100C20MP11 | 30800 | 18 | 8.5 | 30600 | 25000 | 81.7% | 2 | 0 | 11 |  |  |  |  | R-454B | 2.5667 | Residential & Commercial | USHP | Ducted CEE Tier 1
216056563 | Central HP <5.4 tons | YORK | HRCU-A-CB (Split System: Heat Pump with Remote Outdoor Unit-Air-Source) | HH836E2S11 | ASPEN |  | C(A,C,D,E)36B3K+TDR | YP9C080B12MP13 | 31800 | 18 | 8.5 | 30800 | 25200 | 81.82% | 2 | 0 | 11 |  |  |  |  | R-454B | 2.65 | Residential & Commercial | USHP | Ducted CEE Tier 1
216056565 | Central HP <5.4 tons | YORK | HRCU-A-CB (Split System: Heat Pump with Remote Outdoor Unit-Air-Source) | HH836E2S11 | ASPEN |  | C(A,C,D,E)36B3K+TDR | YP9C100C16MP13 | 31800 | 18 | 8.5 | 31000 | 25200 | 81.29% | 2 | 0 | 11 |  |  |  |  | R-454B | 2.65 | Residential & Commercial | USHP | Ducted CEE Tier 1
216056581 | Central HP <5.4 tons | YORK | HRCU-A-CB (Split System: Heat Pump with Remote Outdoor Unit-Air-Source) | HH836E2S11 | ASPEN |  | D(A,C,E)36A4K+TDR | TL8E080C16UH11 | 31200 | 18 | 8.5 | 31800 | 25600 | 80.5% | 2 | 0 | 10.5 |  |  |  |  | R-454B | 2.6 | Residential & Commercial | USHP | Ducted CEE Tier 1
216056649 | Central HP <5.4 tons | YORK | HRCU-A-CB (Split System: Heat Pump with Remote Outdoor Unit-Air-Source) | HH836E2S11 | ASPEN |  | D(A,C,E)36A4K+TDR | YP9C100C16MP13 | 30800 | 18 | 8.5 | 31000 | 25200 | 81.29% | 2 | 0 | 10.5 |  |  |  |  | R-454B | 2.5667 | Residential & Commercial | USHP | Ducted CEE Tier 1
216056698 | Central HP <5.4 tons | YORK | HRCU-A-CB (Split System: Heat Pump with Remote Outdoor Unit-Air-Source) | HH836E2S11 | ASPEN |  | C(A,C,D,E)48A3K+TDR | TPLC080C16MP13 | 31200 | 18 | 8.1 | 31200 | 25400 | 81.41% | 2 | 0 | 10.5 |  |  |  |  | R-454B | 2.6 | Residential & Commercial | USHP | Ducted CEE Tier 1
216056713 | Central HP <5.4 tons | YORK | HRCU-A-CB (Split System: Heat Pump with Remote Outdoor Unit-Air-Source) | HH836E2S11 | ASPEN |  | C(A,C,D,E)48A3K+TDR | YPLC100C16MP13 | 30800 | 18 | 8.1 | 31200 | 25400 | 81.41% | 2 | 0 | 11 |  |  |  |  | R-454B | 2.5667 | Residential & Commercial | USHP | Ducted CEE Tier 1
214092697 | Central HP <5.4 tons | YORK | HRCU-A-CB (Split System: Heat Pump with Remote Outdoor Unit-Air-Source) | HMH72B341 | ASPEN |  | D(A,C,E)48B36+TDR | TL8E100C20UH11 | 32600 | 17.5 | 8.5 | 34000 | 27400 | 80.59% | 2.68 | 0 | 10 |  |  |  |  | R-410A | 2.7167 | Residential & Commercial | USHP | Ducted CEE Tier 1
214092699 | Central HP <5.4 tons | YORK | HRCU-A-CB (Split System: Heat Pump with Remote Outdoor Unit-Air-Source) | HMH72B341 | ASPEN |  | D(A,C,E)48B36+TDR | TL9E060B12UH11 | 32600 | 18 | 8.1 | 34000 | 27800 | 81.76% | 2.6 | 0 | 9.5 |  |  |  |  | R-410A | 2.7167 | Residential & Commercial | USHP
214092700 | Central HP <5.4 tons | YORK | HRCU-A-CB (Split System: Heat Pump with Remote Outdoor Unit-Air-Source) | HMH72B341 | ASPEN |  | D(A,C,E)42A46+TDR | TL9E080C16UH11 | 32400 | 17.5 | 8.1 | 34000 | 28000 | 82.35% | 2.64 | 0 | 9.5 |  |  |  |  | R-410A | 2.7 | Residential & Commercial | USHP
215295620 | Central HP <5.4 tons | AIRQUEST | HRCU-A-CB (Split System: Heat Pump with Remote Outdoor Unit-Air-Source) | DLCURAH36ABK | ADP |  | H,GE23936 | *96VTN1002122A* | 33600 | 16 | 8.1 | 36800 | 34800 | 94.57% | 1.82 | 0 | 9.5 |  |  |  |  | R-410A | 2.8 | Residential & Commercial | USHP
215295638 | Central HP <5.4 tons | AIRQUEST | HRCU-A-CB (Split System: Heat Pump with Remote Outdoor Unit-Air-Source) | DLCURAH36ABK | ADP |  | H,GG36936 | *96VTN1002122A* | 35800 | 16 | 8.5 | 36200 | 34200 | 94.48% | 2.06 | 0 | 10 |  |  |  |  | R-410A | 2.9833 | Residential & Commercial | USHP | Ducted CEE Tier 1
215295652 | Central HP <5.4 tons | AIRQUEST | HRCU-A-CB (Split System: Heat Pump with Remote Outdoor Unit-Air-Source) | DLCURAH36ABK | ADP |  | H,GG80936 | *96VTN1002122A* | 36000 | 16 | 8.5 | 36200 | 34200 | 94.48% | 2.06 | 0 | 10 |  |  |  |  | R-410A | 3 | Residential & Commercial | USHP | Ducted CEE Tier 1
215295655 | Central HP <5.4 tons | AIRQUEST | HRCU-A-CB (Split System: Heat Pump with Remote Outdoor Unit-Air-Source) | DLCURAH36ABK | ADP |  | H,GG81936 | *96VTN1002122A* | 36000 | 16 | 8.1 | 36800 | 34400 | 93.48% | 2.02 | 0 | 10.5 |  |  |  |  | R-410A | 3 | Residential & Commercial | USHP | Ducted CEE Tier 1
215295687 | Central HP <5.4 tons | AIRQUEST | HRCU-A-CB (Split System: Heat Pump with Remote Outdoor Unit-Air-Source) | DLCURAH36ABK | ADP |  | H,GE8J936 | *96VTN1002122B* | 35400 | 16 | 8.1 | 36800 | 34600 | 94.02% | 1.88 | 0 | 10 |  |  |  |  | R-410A | 2.95 | Residential & Commercial | USHP | Ducted CEE Tier 1
215295689 | Central HP <5.4 tons | AIRQUEST | HRCU-A-CB (Split System: Heat Pump with Remote Outdoor Unit-Air-Source) | DLCURAH36ABK | ADP |  | H,GG9J936 | *96VTN1002122B* | 35400 | 16 | 8.1 | 36800 | 34600 | 94.02% | 1.88 | 0 | 10 |  |  |  |  | R-410A | 2.95 | Residential & Commercial | USHP | Ducted CEE Tier 1
215295704 | Central HP <5.4 tons | AIRQUEST | HRCU-A-CB (Split System: Heat Pump with Remote Outdoor Unit-Air-Source) | DLCURAH36ABK | ADP |  | H,GG32936 | *96VTN1202422A* | 34800 | 16 | 8.1 | 36800 | 34600 | 94.02% | 1.88 | 0 | 9.5 |  |  |  |  | R-410A | 2.9 | Residential & Commercial | USHP
215375084 | Central HP <5.4 tons | RUUD | HRCU-A-CB (Split System: Heat Pump with Remote Outdoor Unit-Air-Source) | RD17AZ24AJ3N | ASPEN |  | D(A,C,E)30B36+TDR | R802V0503A14UHN | 21600 | 17 | 8.1 | 22600 | 19000 | 84.07% | 2 | 0 | 10 |  |  |  |  | R-410A | 1.8 | Residential & Commercial | USHP | Ducted CEE Tier 1
214392440 | Central HP <5.4 tons | RUUD | HRCU-A-CB (Split System: Heat Pump with Remote Outdoor Unit-Air-Source) | RD17AZ24AJ3N | ASPEN |  | D(A,C,E)24D24+TDR | R921V0403A17M4S | 20400 | 17.7 | 8.1 | 22600 | 16900 | 74.78% | 2 | 0 | 9 |  |  |  |  | R-410A | 1.7 | Residential & Commercial | USHP
214392524 | Central HP <5.4 tons | RUUD | HRCU-A-CB (Split System: Heat Pump with Remote Outdoor Unit-Air-Source) | RD17AZ24AJ3N | ASPEN |  | D(A,C,E)30C24+TDR | R951V0603A17M4S | 20400 | 17.7 | 8.1 | 22600 | 17000 | 75.22% | 2 | 0 | 9 |  |  |  |  | R-410A | 1.7 | Residential & Commercial | USHP
214392667 | Central HP <5.4 tons | RUUD | HRCU-A-CB (Split System: Heat Pump with Remote Outdoor Unit-Air-Source) | RD17AZ24AJ3N | ASPEN |  | D(A,C,E)30B34+TDR | U97MV0603A17DHS | 21600 | 19 | 8.1 | 22600 | 16900 | 74.78% | 2 | 0 | 10 |  |  |  |  | R-410A | 1.8 | Residential & Commercial | USHP | Ducted CEE Tier 1
214392699 | Central HP <5.4 tons | RUUD | HRCU-A-CB (Split System: Heat Pump with Remote Outdoor Unit-Air-Source) | RD17AZ24AJ3N | ASPEN |  | D(A,C,E)30B34+TDR | U98MV0603A17UPS | 21600 | 19 | 8.1 | 22600 | 16900 | 74.78% | 2 | 0 | 10 |  |  |  |  | R-410A | 1.8 | Residential & Commercial | USHP | Ducted CEE Tier 1
214392240 | Central HP <5.4 tons | RUUD | HRCU-A-CB (Split System: Heat Pump with Remote Outdoor Unit-Air-Source) | RD17AZ24AJ3N | ASPEN |  | D(A,C,E)36B24+TDR | R801V0754A17UHN | 20400 | 18.6 | 8.1 | 22600 | 16800 | 74.34% | 2.1 | 0 | 9 |  |  |  |  | R-410A | 1.7 | Residential & Commercial | USHP
214092715 | Central HP <5.4 tons | YORK | HRCU-A-CB (Split System: Heat Pump with Remote Outdoor Unit-Air-Source) | HMH72B341 | ASPEN |  | D(A,C,E)48B36+TDR | TM8E100C16MP11 | 33000 | 18 | 8.2 | 32800 | 28600 | 87.2% | 2.68 | 0 | 10 |  |  |  |  | R-410A | 2.75 | Residential & Commercial | USHP | Ducted CEE Tier 1
214092717 | Central HP <5.4 tons | YORK | HRCU-A-CB (Split System: Heat Pump with Remote Outdoor Unit-Air-Source) | HMH72B341 | ASPEN |  | D(A,C,E)48B36+TDR | TM8E120C16MP11 | 33200 | 18 | 8.2 | 33000 | 29000 | 87.88% | 2.72 | 0 | 10 |  |  |  |  | R-410A | 2.7667 | Residential & Commercial | USHP | Ducted CEE Tier 1
214092734 | Central HP <5.4 tons | YORK | HRCU-A-CB (Split System: Heat Pump with Remote Outdoor Unit-Air-Source) | HMH72B341 | ASPEN |  | D(A,C,E)42A46+TDR | TM8Y080C16MP11 | 32400 | 18.5 | 8.5 | 34000 | 27400 | 80.59% | 2.66 | 0 | 10 |  |  |  |  | R-410A | 2.7 | Residential & Commercial | USHP | Ducted CEE Tier 1
214092766 | Central HP <5.4 tons | YORK | HRCU-A-CB (Split System: Heat Pump with Remote Outdoor Unit-Air-Source) | HMH72B341 | ASPEN |  | D(A,C,E)42A46+TDR | TM9V100C20MP12 | 32400 | 17.5 | 8.1 | 34000 | 28400 | 83.53% | 2.69 | 0 | 9.5 |  |  |  |  | R-410A | 2.7 | Residential & Commercial | USHP
214092767 | Central HP <5.4 tons | YORK | HRCU-A-CB (Split System: Heat Pump with Remote Outdoor Unit-Air-Source) | HMH72B341 | ASPEN |  | D(A,C,E)48B36+TDR | TM9V100C20MP12 | 32600 | 17.5 | 8.1 | 34000 | 28400 | 83.53% | 2.69 | 0 | 9.5 |  |  |  |  | R-410A | 2.7167 | Residential & Commercial | USHP
214092799 | Central HP <5.4 tons | YORK | HRCU-A-CB (Split System: Heat Pump with Remote Outdoor Unit-Air-Source) | HMH72B341 | ASPEN |  | D(A,C,E)48B36+TDR | TMLV100C16MP12 | 32800 | 17.5 | 8.5 | 33800 | 27400 | 81.07% | 2.66 | 0 | 10 |  |  |  |  | R-410A | 2.7333 | Residential & Commercial | USHP | Ducted CEE Tier 1
215654061 | Central HP <5.4 tons | YORK | HRCU-A-CB (Split System: Heat Pump with Remote Outdoor Unit-Air-Source) | HH860E2S11 | ASPEN |  | CH60B3J+TDR | Y81E080C16SMPS1 | 41000 | 17.5 | 8.1 | 44000 | 33400 | 75.91% | 2 | 0 | 11.7 |  |  |  |  | R-454B | 3.4167 | Residential & Commercial | USHP | Ducted CEE Tier 1
215912453 | Central HP <5.4 tons | YORK | HRCU-A-CB (Split System: Heat Pump with Remote Outdoor Unit-Air-Source) | HH860E2S11 | ASPEN |  | C(A,C,D,E)48A3K+TDR | Y81E080C16SMPS1 | 40500 | 17.5 | 8.1 | 44000 | 33400 | 75.91% | 2 | 0 | 11.7 |  |  |  |  | R-454B | 3.375 | Residential & Commercial | USHP | Ducted CEE Tier 1
214392315 | Central HP <5.4 tons | RUUD | HRCU-A-CB (Split System: Heat Pump with Remote Outdoor Unit-Air-Source) | RD17AZ24AJ3N | ASPEN |  | D(A,C,E)30B34+TDR | R802V0503A14UHS | 21600 | 18 | 8.1 | 22600 | 16900 | 74.78% | 2 | 0 | 10 |  |  |  |  | R-410A | 1.8 | Residential & Commercial | USHP | Ducted CEE Tier 1
214392331 | Central HP <5.4 tons | RUUD | HRCU-A-CB (Split System: Heat Pump with Remote Outdoor Unit-Air-Source) | RD17AZ24AJ3N | ASPEN |  | D(A,C,E)30B34+TDR | R802V0504A17UHN | 21600 | 18 | 8.1 | 22600 | 16900 | 74.78% | 2 | 0 | 10 |  |  |  |  | R-410A | 1.8 | Residential & Commercial | USHP | Ducted CEE Tier 1
214392365 | Central HP <5.4 tons | RUUD | HRCU-A-CB (Split System: Heat Pump with Remote Outdoor Unit-Air-Source) | RD17AZ24AJ3N | ASPEN |  | D(A,C,E)30D24+TDR | R802V0754A17DZ | 20800 | 18.8 | 8.1 | 22600 | 16800 | 74.34% | 2.1 | 0 | 9.7 |  |  |  |  | R-410A | 1.7333 | Residential & Commercial | USHP
214392401 | Central HP <5.4 tons | RUUD | HRCU-A-CB (Split System: Heat Pump with Remote Outdoor Unit-Air-Source) | RD17AZ24AJ3N | ASPEN |  | D(A,C,E)36C24+TDR | R802V0754A17UHS | 20800 | 18.8 | 8.1 | 22600 | 16800 | 74.34% | 2.1 | 0 | 9.7 |  |  |  |  | R-410A | 1.7333 | Residential & Commercial | USHP
214392408 | Central HP <5.4 tons | RUUD | HRCU-A-CB (Split System: Heat Pump with Remote Outdoor Unit-Air-Source) | RD17AZ24AJ3N | ASPEN |  | D(A,C,E)24D24+TDR | R802V1004A17UHN | 20400 | 18.6 | 8.1 | 22600 | 16800 | 74.34% | 2.1 | 0 | 9 |  |  |  |  | R-410A | 1.7 | Residential & Commercial | USHP
214392433 | Central HP <5.4 tons | RUUD | HRCU-A-CB (Split System: Heat Pump with Remote Outdoor Unit-Air-Source) | RD17AZ24AJ3N | ASPEN |  | D(A,C,E)36C24+TDR | R802V1004A17UHS | 20800 | 18.8 | 8.1 | 22600 | 16800 | 74.34% | 2.1 | 0 | 9.7 |  |  |  |  | R-410A | 1.7333 | Residential & Commercial | USHP
214392615 | Central HP <5.4 tons | RUUD | HRCU-A-CB (Split System: Heat Pump with Remote Outdoor Unit-Air-Source) | RD17AZ24AJ3N | ASPEN |  | D(A,C,E)24C34+TDR | U802VA050317M | 21600 | 19 | 8.1 | 22600 | 16900 | 74.78% | 2 | 0 | 10 |  |  |  |  | R-410A | 1.8 | Residential & Commercial | USHP | Ducted CEE Tier 1
214392658 | Central HP <5.4 tons | RUUD | HRCU-A-CB (Split System: Heat Pump with Remote Outdoor Unit-Air-Source) | RD17AZ24AJ3N | ASPEN |  | D(A,C,E)36D24+TDR | U802VA075317Z | 21000 | 18.9 | 8.1 | 22600 | 16800 | 74.34% | 2.1 | 0 | 9.8 |  |  |  |  | R-410A | 1.75 | Residential & Commercial | USHP
214092816 | Central HP <5.4 tons | YORK | HRCU-A-CB (Split System: Heat Pump with Remote Outdoor Unit-Air-Source) | HMH72B341 | ASPEN |  | D(A,C,E)42A46+TDR | TPLC080B12MP13 | 32400 | 17 | 8.1 | 33600 | 29400 | 87.5% | 2.63 | 0 | 9.5 |  |  |  |  | R-410A | 2.7 | Residential & Commercial | USHP
214092832 | Central HP <5.4 tons | YORK | HRCU-A-CB (Split System: Heat Pump with Remote Outdoor Unit-Air-Source) | HMH72B341 | ASPEN |  | D(A,C,E)36A36+TDR | Y81E080B12LMPS1 | 33000 | 18 | 8.1 | 32600 | 29400 | 90.18% | 2.68 | 0 | 9.5 |  |  |  |  | R-410A | 2.75 | Residential & Commercial | USHP
215912469 | Central HP <5.4 tons | YORK | HRCU-A-CB (Split System: Heat Pump with Remote Outdoor Unit-Air-Source) | HH860E2S11 | ASPEN |  | C(A,C,D,E)60A3K+TDR | Y81E100C20SMPS1 | 41500 | 18 | 8.5 | 44000 | 33400 | 75.91% | 2 | 0 | 11.7 |  |  |  |  | R-454B | 3.4583 | Residential & Commercial | USHP | Ducted CEE Tier 1
215912471 | Central HP <5.4 tons | YORK | HRCU-A-CB (Split System: Heat Pump with Remote Outdoor Unit-Air-Source) | HH860E2S11 | ASPEN |  | D(A,C,E)60A3K+TDR | Y81E100C20SMPS1 | 41500 | 18 | 8.5 | 44000 | 33400 | 75.91% | 2 | 0 | 11.7 |  |  |  |  | R-454B | 3.4583 | Residential & Commercial | USHP | Ducted CEE Tier 1
214092833 | Central HP <5.4 tons | YORK | HRCU-A-CB (Split System: Heat Pump with Remote Outdoor Unit-Air-Source) | HMH72B341 | ASPEN |  | D(A,C,E)42A46+TDR | Y81E080B12LMPS1 | 33000 | 18 | 8.3 | 32800 | 29800 | 90.85% | 2.73 | 0 | 9.5 |  |  |  |  | R-410A | 2.75 | Residential & Commercial | USHP
214092847 | Central HP <5.4 tons | YORK | HRCU-A-CB (Split System: Heat Pump with Remote Outdoor Unit-Air-Source) | HMH72B341 | ASPEN |  | D(A,C,E)36A36+TDR | Y81E080C20SMPS1 | 31600 | 17.9 | 8.5 | 33200 | 28200 | 84.94% | 2.71 | 0 | 9.8 |  |  |  |  | R-410A | 2.6333 | Residential & Commercial | USHP
214092848 | Central HP <5.4 tons | YORK | HRCU-A-CB (Split System: Heat Pump with Remote Outdoor Unit-Air-Source) | HMH72B341 | ASPEN |  | D(A,C,E)42A46+TDR | Y81E080C20SMPS1 | 32400 | 18 | 8.5 | 33400 | 28400 | 85.03% | 2.71 | 0 | 10 |  |  |  |  | R-410A | 2.7 | Residential & Commercial | USHP | Ducted CEE Tier 1
214092864 | Central HP <5.4 tons | YORK | HRCU-A-CB (Split System: Heat Pump with Remote Outdoor Unit-Air-Source) | HMH72B341 | ASPEN |  | D(A,C,E)48B36+TDR | Y81E100C20LMPS1 | 32600 | 17.5 | 8.5 | 33400 | 27600 | 82.63% | 2.7 | 0 | 9.5 |  |  |  |  | R-410A | 2.7167 | Residential & Commercial | USHP
214092865 | Central HP <5.4 tons | YORK | HRCU-A-CB (Split System: Heat Pump with Remote Outdoor Unit-Air-Source) | HMH72B341 | ASPEN |  | D(A,C,E)36A36+TDR | Y81E100C20SMPS1 | 31600 | 17.5 | 8.5 | 33200 | 27400 | 82.53% | 2.71 | 0 | 9.3 |  |  |  |  | R-410A | 2.6333 | Residential & Commercial | USHP
214092866 | Central HP <5.4 tons | YORK | HRCU-A-CB (Split System: Heat Pump with Remote Outdoor Unit-Air-Source) | HMH72B341 | ASPEN |  | D(A,C,E)42A46+TDR | Y81E100C20SMPS1 | 32400 | 17.5 | 8.5 | 33400 | 27600 | 82.63% | 2.7 | 0 | 9.5 |  |  |  |  | R-410A | 2.7 | Residential & Commercial | USHP
214092899 | Central HP <5.4 tons | YORK | HRCU-A-CB (Split System: Heat Pump with Remote Outdoor Unit-Air-Source) | HMH72B341 | ASPEN |  | D(A,C,E)42A46+TDR | YP9C080C16MP13 | 32600 | 17.5 | 8.1 | 33800 | 27400 | 81.07% | 2.65 | 0 | 10 |  |  |  |  | R-410A | 2.7167 | Residential & Commercial | USHP | Ducted CEE Tier 1
214092915 | Central HP <5.4 tons | YORK | HRCU-A-CB (Split System: Heat Pump with Remote Outdoor Unit-Air-Source) | HMH72B341 | ASPEN |  | D(A,C,E)42A46+TDR | YPLC100C20MP13 | 31800 | 16.5 | 8.5 | 32400 | 27800 | 85.8% | 2.69 | 0 | 8.9 |  |  |  |  | R-410A | 2.65 | Residential & Commercial | USHP
214092099 | Central HP <5.4 tons | YORK | HRCU-A-CB (Split System: Heat Pump with Remote Outdoor Unit-Air-Source) | HMH72B341 | ASPEN |  | D(A,C,E)42A44+TDR | TMLV100C16MP12 | 32400 | 17.5 | 8.5 | 33800 | 27400 | 81.07% | 2.66 | 0 | 10 |  |  |  |  | R-410A | 2.7 | Residential & Commercial | USHP | Ducted CEE Tier 1
214092146 | Central HP <5.4 tons | YORK | HRCU-A-CB (Split System: Heat Pump with Remote Outdoor Unit-Air-Source) | HMH72B341 | ASPEN |  | D(A,C,E)42A44+TDR | Y81E080B12SMPS1 | 33000 | 18 | 8.3 | 32800 | 29800 | 90.85% | 2.73 | 0 | 9.5 |  |  |  |  | R-410A | 2.75 | Residential & Commercial | USHP
215674536 | Central HP <5.4 tons | HEIL | HRCU-A-CB (Split System: Heat Pump with Remote Outdoor Unit-Air-Source) | H5H0V48*K*AAA* |  |  | EA*5X61M24A*+WALLCON | *95CSU1002122B* | 46000 | 18 | 9 | 47500 | 33600 | 70.74% | 2.08 | 0 | 10 |  |  |  |  | R-454B | 3.8333 | Residential & Commercial | USHP | Ducted CEE Tier 1
214092199 | Central HP <5.4 tons | YORK | HRCU-A-CB (Split System: Heat Pump with Remote Outdoor Unit-Air-Source) | HMH72B341 | ASPEN |  | D(A,C,E)42A44+TDR | YP9C100C20MP13 | 32400 | 17.5 | 8.1 | 34000 | 28400 | 83.53% | 2.69 | 0 | 9.5 |  |  |  |  | R-410A | 2.7 | Residential & Commercial | USHP
214092213 | Central HP <5.4 tons | YORK | HRCU-A-CB (Split System: Heat Pump with Remote Outdoor Unit-Air-Source) | HMH72B341 | ASPEN |  | D(A,C,E)36A34+TDR | YPLC100C16MP13 | 31600 | 17.5 | 8.4 | 33800 | 27400 | 81.07% | 2.64 | 0 | 9.8 |  |  |  |  | R-410A | 2.6333 | Residential & Commercial | USHP
216056716 | Central HP <5.4 tons | YORK | HRCU-A-CB (Split System: Heat Pump with Remote Outdoor Unit-Air-Source) | HH860E2S11 | ASPEN |  | C(A,C,D,E)48A3K+TDR | TL9E080C16UH11 | 40000 | 17.5 | 8.1 | 45500 | 34400 | 75.6% | 2 | 0 | 10.5 |  |  |  |  | R-454B | 3.3333 | Residential & Commercial | USHP | Ducted CEE Tier 1
216056730 | Central HP <5.4 tons | YORK | HRCU-A-CB (Split System: Heat Pump with Remote Outdoor Unit-Air-Source) | HH860E2S11 | ASPEN |  | C(A,C,D,E)48A3K+TDR | TM8Y100C16MP11 | 40000 | 17.5 | 8.1 | 43500 | 33400 | 76.78% | 2 | 0 | 11.2 |  |  |  |  | R-454B | 3.3333 | Residential & Commercial | USHP | Ducted CEE Tier 1
216056747 | Central HP <5.4 tons | YORK | HRCU-A-CB (Split System: Heat Pump with Remote Outdoor Unit-Air-Source) | HH860E2S11 | ASPEN |  | C(A,C,D,E)48A3K+TDR | TMLE080C20MP11 | 41000 | 16.5 | 8.1 | 46000 | 35000 | 76.09% | 2 | 0 | 10.5 |  |  |  |  | R-454B | 3.4167 | Residential & Commercial | USHP | Ducted CEE Tier 1
216056783 | Central HP <5.4 tons | YORK | HRCU-A-CB (Split System: Heat Pump with Remote Outdoor Unit-Air-Source) | HH860E2S11 | ASPEN |  | D(A,C,E)60A3K+TDR | TL9E080C16UH11 | 41000 | 18 | 8.5 | 45500 | 34400 | 75.6% | 2 | 0 | 10.5 |  |  |  |  | R-454B | 3.4167 | Residential & Commercial | USHP | Ducted CEE Tier 1
214092216 | Central HP <5.4 tons | YORK | HRCU-A-CB (Split System: Heat Pump with Remote Outdoor Unit-Air-Source) | HMH72B341 | ASPEN |  | D(A,C,E)36A34+TDR | YPLC100C20MP13 | 31000 | 16.3 | 8.5 | 32200 | 27600 | 85.71% | 2.7 | 0 | 8.8 |  |  |  |  | R-410A | 2.5833 | Residential & Commercial | USHP
214091998 | Central HP <5.4 tons | YORK | HRCU-A-CB (Split System: Heat Pump with Remote Outdoor Unit-Air-Source) | HMH72B341 | ASPEN |  | D(A,C,E)42A44+TDR | TM8Y060A12MP11 | 32400 | 18 | 8.1 | 33400 | 27400 | 82.04% | 2.63 | 0 | 9.9 |  |  |  |  | R-410A | 2.7 | Residential & Commercial | USHP
214392444 | Central HP <5.4 tons | RUUD | HRCU-A-CB (Split System: Heat Pump with Remote Outdoor Unit-Air-Source) | RD17AZ24AJ3N | ASPEN |  | D(A,C,E)30C24+TDR | R921V0403A17M4S | 20400 | 17.7 | 8.1 | 22600 | 16900 | 74.78% | 2 | 0 | 9 |  |  |  |  | R-410A | 1.7 | Residential & Commercial | USHP
214392461 | Central HP <5.4 tons | RUUD | HRCU-A-CB (Split System: Heat Pump with Remote Outdoor Unit-Air-Source) | RD17AZ24AJ3N | ASPEN |  | D(A,C,E)30D24+TDR | R921V0603A17M4S | 20800 | 17.8 | 8.1 | 22600 | 17000 | 75.22% | 2 | 0 | 9.7 |  |  |  |  | R-410A | 1.7333 | Residential & Commercial | USHP
214392496 | Central HP <5.4 tons | RUUD | HRCU-A-CB (Split System: Heat Pump with Remote Outdoor Unit-Air-Source) | RD17AZ24AJ3N | ASPEN |  | D(A,C,E)36B24+TDR | R951V0403A17M4S | 20400 | 17.7 | 8.1 | 22600 | 16900 | 74.78% | 2 | 0 | 9 |  |  |  |  | R-410A | 1.7 | Residential & Commercial | USHP
214392497 | Central HP <5.4 tons | RUUD | HRCU-A-CB (Split System: Heat Pump with Remote Outdoor Unit-Air-Source) | RD17AZ24AJ3N | ASPEN |  | D(A,C,E)36C24+TDR | R951V0403A17M4S | 20800 | 17.8 | 8.1 | 22600 | 16900 | 74.78% | 2 | 0 | 9.7 |  |  |  |  | R-410A | 1.7333 | Residential & Commercial | USHP
214392513 | Central HP <5.4 tons | RUUD | HRCU-A-CB (Split System: Heat Pump with Remote Outdoor Unit-Air-Source) | RD17AZ24AJ3N | ASPEN |  | D(A,C,E)36C24+TDR | R951V0403A17UHU | 20600 | 17.8 | 8.1 | 22400 | 17100 | 76.34% | 2 | 0 | 9.7 |  |  |  |  | R-410A | 1.7167 | Residential & Commercial | USHP
214392545 | Central HP <5.4 tons | RUUD | HRCU-A-CB (Split System: Heat Pump with Remote Outdoor Unit-Air-Source) | RD17AZ24AJ3N | ASPEN |  | D(A,C,E)36C24+TDR | R951V0603A17UHU | 20600 | 17.8 | 8.1 | 22400 | 17000 | 75.89% | 2 | 0 | 9.7 |  |  |  |  | R-410A | 1.7167 | Residential & Commercial | USHP
214392560 | Central HP <5.4 tons | RUUD | HRCU-A-CB (Split System: Heat Pump with Remote Outdoor Unit-Air-Source) | RD17AZ24AJ3N | ASPEN |  | D(A,C,E)36B24+TDR | R951V0703A17M4S | 20400 | 17.7 | 8.1 | 22600 | 16900 | 74.78% | 2 | 0 | 9 |  |  |  |  | R-410A | 1.7 | Residential & Commercial | USHP
214392663 | Central HP <5.4 tons | RUUD | HRCU-A-CB (Split System: Heat Pump with Remote Outdoor Unit-Air-Source) | RD17AZ24AJ3N | ASPEN |  | D(A,C,E)24C34+TDR | U97MV0603A17DHS | 21600 | 19 | 8.1 | 22600 | 16900 | 74.78% | 2 | 0 | 10 |  |  |  |  | R-410A | 1.8 | Residential & Commercial | USHP | Ducted CEE Tier 1
216056846 | Central HP <5.4 tons | YORK | HRCU-A-CB (Split System: Heat Pump with Remote Outdoor Unit-Air-Source) | HH860E2S11 | ASPEN |  | C(A,C,D,E)60A3K+TDR | TMLE100C16MP11 | 41000 | 18 | 8.5 | 45000 | 34200 | 76% | 2 | 0 | 10.5 |  |  |  |  | R-454B | 3.4167 | Residential & Commercial | USHP | Ducted CEE Tier 1
216056864 | Central HP <5.4 tons | YORK | HRCU-A-CB (Split System: Heat Pump with Remote Outdoor Unit-Air-Source) | HH860E2S11 | ASPEN |  | C(A,C,D,E)60A3K+TDR | TP9C100C20MP13 | 41000 | 18 | 8.5 | 44500 | 33800 | 75.96% | 2 | 0 | 10.5 |  |  |  |  | R-454B | 3.4167 | Residential & Commercial | USHP | Ducted CEE Tier 1
214092747 | Central HP <5.4 tons | YORK | HRCU-A-CB (Split System: Heat Pump with Remote Outdoor Unit-Air-Source) | HMH72B341 | ASPEN |  | D(A,C,E)48B36+TDR | TM9E060B12MP12 | 32800 | 17.5 | 8.1 | 34000 | 28000 | 82.35% | 2.59 | 0 | 9.5 |  |  |  |  | R-410A | 2.7333 | Residential & Commercial | USHP
213296015 | Central HP <5.4 tons | YORK | HRCU-A-CB (Split System: Heat Pump with Remote Outdoor Unit-Air-Source) | HMH72B341 | ASPEN |  | D(A,C,E)36A3G+TXV+TDR | TL9E080C16UH11 | 31600 | 17.5 | 8.5 | 33800 | 27800 | 82.25% | 2.65 | 0 | 9.3 |  |  |  |  | R-410A | 2.6333 | Residential & Commercial | USHP
213296016 | Central HP <5.4 tons | YORK | HRCU-A-CB (Split System: Heat Pump with Remote Outdoor Unit-Air-Source) | HMH72B341 | ASPEN |  | D(A,C,E)36A3G+TXV+TDR | TL9E100C20UH11 | 33400 | 17 | 8.1 | 33600 | 29000 | 86.31% | 2.71 | 0 | 10 |  |  |  |  | R-410A | 2.7833 | Residential & Commercial | USHP | Ducted CEE Tier 1
213296034 | Central HP <5.4 tons | YORK | HRCU-A-CB (Split System: Heat Pump with Remote Outdoor Unit-Air-Source) | HMH72B341 | ASPEN |  | D(A,C,E)36A3G+TXV+TDR | TM8Y100C20MP11 | 33600 | 18 | 8.1 | 33600 | 30000 | 89.29% | 2.72 | 0 | 9.5 |  |  |  |  | R-410A | 2.8 | Residential & Commercial | USHP
213296049 | Central HP <5.4 tons | YORK | HRCU-A-CB (Split System: Heat Pump with Remote Outdoor Unit-Air-Source) | HMH72B341 | ASPEN |  | D(A,C,E)36A3G+TXV+TDR | TM9V120D20MP12 | 31200 | 16.8 | 8.5 | 32200 | 28000 | 86.96% | 2.79 | 0 | 9.3 |  |  |  |  | R-410A | 2.6 | Residential & Commercial | USHP
213296065 | Central HP <5.4 tons | YORK | HRCU-A-CB (Split System: Heat Pump with Remote Outdoor Unit-Air-Source) | HMH72B341 | ASPEN |  | D(A,C,E)36A3G+TXV+TDR | TMLV120C20MP12 | 31000 | 16.3 | 8.1 | 32200 | 27600 | 85.71% | 2.44 | 0 | 8.8 |  |  |  |  | R-410A | 2.5833 | Residential & Commercial | USHP
213296214 | Central HP <5.4 tons | YORK | HRCU-A-CB (Split System: Heat Pump with Remote Outdoor Unit-Air-Source) | HMH72B341 | ASPEN |  | C(A,C,D,E)36A46+TDR | TM8E120C16MP11 | 33200 | 18 | 8.2 | 33800 | 28600 | 84.62% | 2.7 | 0 | 10 |  |  |  |  | R-410A | 2.7667 | Residential & Commercial | USHP | Ducted CEE Tier 1
214437577 | Central HP <5.4 tons | YORK | HRCU-A-CB (Split System: Heat Pump with Remote Outdoor Unit-Air-Source) | HMH72B341 | ASPEN |  | D(A,C,E)42D34+TDR | TM9V080C16MP12 | 33200 | 17.5 | 8.5 | 33800 | 27400 | 81.07% | 2.66 | 0 | 10 |  |  |  |  | R-410A | 2.7667 | Residential & Commercial | USHP | Ducted CEE Tier 1
214437578 | Central HP <5.4 tons | YORK | HRCU-A-CB (Split System: Heat Pump with Remote Outdoor Unit-Air-Source) | HMH72B341 | ASPEN |  | D(A,C,E)42D34+TDR | TM9V100C16MP12 | 33200 | 17.5 | 8.5 | 34000 | 27400 | 80.59% | 2.67 | 0 | 10 |  |  |  |  | R-410A | 2.7667 | Residential & Commercial | USHP | Ducted CEE Tier 1
213350131 | Central HP <5.4 tons | YORK | HRCU-A-CB (Split System: Heat Pump with Remote Outdoor Unit-Air-Source) | HMH72B341 | ASPEN |  | D(A,C,E)36A34+TDR | Y81E080C16SMPS1 | 31600 | 17.9 | 8.5 | 33200 | 27400 | 82.53% | 2.7 | 0 | 9.8 |  |  |  |  | R-410A | 2.6333 | Residential & Commercial | USHP
213350145 | Central HP <5.4 tons | YORK | HRCU-A-CB (Split System: Heat Pump with Remote Outdoor Unit-Air-Source) | HMH72B341 | ASPEN |  | D(A,C,E)36B34+TDR | Y81E100B12LMPS1 | 32000 | 18.5 | 8.1 | 34000 | 28000 | 82.35% | 2.66 | 0 | 9.4 |  |  |  |  | R-410A | 2.6667 | Residential & Commercial | USHP
213350179 | Central HP <5.4 tons | YORK | HRCU-A-CB (Split System: Heat Pump with Remote Outdoor Unit-Air-Source) | HMH72B341 | ASPEN |  | D(A,C,E)36A34+TDR | Y81E120C20SMPS1 | 31600 | 17.5 | 8.5 | 33800 | 27800 | 82.25% | 2.66 | 0 | 9.3 |  |  |  |  | R-410A | 2.6333 | Residential & Commercial | USHP
213350180 | Central HP <5.4 tons | YORK | HRCU-A-CB (Split System: Heat Pump with Remote Outdoor Unit-Air-Source) | HMH72B341 | ASPEN |  | D(A,C,E)36A44+TDR | Y81E120C20SMPS1 | 32000 | 17.5 | 8.5 | 34000 | 28000 | 82.35% | 2.66 | 0 | 9.4 |  |  |  |  | R-410A | 2.6667 | Residential & Commercial | USHP
215932306 | Central HP <5.4 tons | HEIL | HRCU-A-CB (Split System: Heat Pump with Remote Outdoor Unit-Air-Source) | H5H3V36*K*AAA* |  |  | EA*5X42M21A*+WALLCON | *97CMN0801714B* | 32400 | 19.5 | 9.5 | 35400 | 27200 | 76.84% | 2 | 0 | 11 |  |  |  |  | R-454B | 2.7 | Residential & Commercial | USHP | Ducted CEE Tier 1
215932356 | Central HP <5.4 tons | HEIL | HRCU-A-CB (Split System: Heat Pump with Remote Outdoor Unit-Air-Source) | H5H3V36*K*AAA* |  |  | EA*5X42M21A*+WALLCON | *96CTN1002122B* | 32800 | 20 | 9.5 | 34800 | 26600 | 76.44% | 2 | 0 | 11.5 |  |  |  |  | R-454B | 2.7333 | Residential & Commercial | USHP | Ducted CEE Tier 1
213307208 | Central HP <5.4 tons | YORK | HRCU-A-CB (Split System: Heat Pump with Remote Outdoor Unit-Air-Source) | HMH72B341 | ASPEN |  | DM36A34+TDR | TM9Y080C16MP11 | 31200 | 18.3 | 8.1 | 33600 | 28000 | 83.33% | 2.6 | 0 | 9.3 |  |  |  |  | R-410A | 2.6 | Residential & Commercial | USHP
213770930 | Central HP <5.4 tons | COMFORTMAKER | HRCU-A-CB (Split System: Heat Pump with Remote Outdoor Unit-Air-Source) | CVH825GKA2* |  |  | EA*4X36L21A*+WALLCON | *80CTL0901716B* | 23600 | 16.5 | 8.1 | 21400 | 16600 | 77.57% | 1.94 | 0 | 10.5 |  |  |  |  | R-410A | 1.9667 | Residential & Commercial | USHP | Ducted CEE Tier 1
213771130 | Central HP <5.4 tons | COMFORTMAKER | HRCU-A-CB (Split System: Heat Pump with Remote Outdoor Unit-Air-Source) | CVH825GKA2* |  |  | EA*4X37L21A*+WALLCON | *80CTL0451712B* | 24200 | 16.5 | 8.1 | 21200 | 16700 | 78.77% | 2.02 | 0 | 10.5 |  |  |  |  | R-410A | 2.0167 | Residential & Commercial | USHP | Ducted CEE Tier 1
213771180 | Central HP <5.4 tons | COMFORTMAKER | HRCU-A-CB (Split System: Heat Pump with Remote Outdoor Unit-Air-Source) | CVH825GKA2* |  |  | EA*4X37L21A*+WALLCON | *95CSU0601716B* | 24400 | 16.5 | 8.1 | 21400 | 16700 | 78.04% | 2.02 | 0 | 10.5 |  |  |  |  | R-410A | 2.0333 | Residential & Commercial | USHP | Ducted CEE Tier 1
214394210 | Central HP <5.4 tons | RUUD | HRCU-A-CB (Split System: Heat Pump with Remote Outdoor Unit-Air-Source) | RD17AZ36AJ3N | ASPEN |  | D(A,C,E)48D24+TDR | U802VA050317M | 30800 | 17.6 | 8.1 | 34200 | 29600 | 86.55% | 1.9 | 0 | 9.6 |  |  |  |  | R-410A | 2.5667 | Residential & Commercial | USHP
214394260 | Central HP <5.4 tons | RUUD | HRCU-A-CB (Split System: Heat Pump with Remote Outdoor Unit-Air-Source) | RD17AZ36AJ3N | ASPEN |  | D(A,C,E)42D34+TDR | U802VA075317Z | 32800 | 18 | 8.1 | 34200 | 29600 | 86.55% | 1.9 | 0 | 10 |  |  |  |  | R-410A | 2.7333 | Residential & Commercial | USHP | Ducted CEE Tier 1
214392771 | Central HP <5.4 tons | RUUD | HRCU-A-CB (Split System: Heat Pump with Remote Outdoor Unit-Air-Source) | RD17AZ36AJ3N | ASPEN |  | D(A,C,E)42D44+TDR | R801V0504A17UHS | 33400 | 18 | 8.1 | 34200 | 29800 | 87.13% | 1.9 | 0 | 10 |  |  |  |  | R-410A | 2.7833 | Residential & Commercial | USHP | Ducted CEE Tier 1
213350181 | Central HP <5.4 tons | YORK | HRCU-A-CB (Split System: Heat Pump with Remote Outdoor Unit-Air-Source) | HMH72B341 | ASPEN |  | D(A,C,E)36B34+TDR | Y81E120C20SMPS1 | 32000 | 17.5 | 8.5 | 34000 | 28000 | 82.35% | 2.66 | 0 | 9.4 |  |  |  |  | R-410A | 2.6667 | Residential & Commercial | USHP
213350197 | Central HP <5.4 tons | YORK | HRCU-A-CB (Split System: Heat Pump with Remote Outdoor Unit-Air-Source) | HMH72B341 | ASPEN |  | D(A,C,E)36B34+TDR | Y82E100C20LMPS1 | 32000 | 18.5 | 8.5 | 33400 | 27600 | 82.63% | 2.7 | 0 | 9.4 |  |  |  |  | R-410A | 2.6667 | Residential & Commercial | USHP
215037806 | Central HP <5.4 tons | LENNOX | HRCU-A-CB (Split System: Heat Pump with Remote Outdoor Unit-Air-Source) | EL17XP1-048-230A** | ASPEN |  | CH60B34+TDR | ML180UH090E60C* | 45000 | 15.7 | 8.1 | 44500 | 31200 | 70.11% | 2.74 | 0 | 12.4 |  |  |  |  | R-410A | 3.75 | Residential & Commercial | USHP | Ducted CEE Tier 1
215674310 | Central HP <5.4 tons | DAY & NIGHT | HRCU-A-CB (Split System: Heat Pump with Remote Outdoor Unit-Air-Source) | C5H0V48*K*AAA* |  |  | EA*5X61M21A*+WALLCON | *80CSU0802120A* | 46000 | 18 | 9 | 47500 | 33600 | 70.74% | 2.08 | 0 | 10 |  |  |  |  | R-454B | 3.8333 | Residential & Commercial | USHP | Ducted CEE Tier 1
214394525 | Central HP <5.4 tons | RUUD | HRCU-A-CB (Split System: Heat Pump with Remote Outdoor Unit-Air-Source) | RD17AZ36AJ3N | ASPEN |  | D(A,C,E)42B44+TDR | U98MV0603A17UPS | 33000 | 18 | 8.1 | 34200 | 29800 | 87.13% | 1.9 | 0 | 10 |  |  |  |  | R-410A | 2.75 | Residential & Commercial | USHP | Ducted CEE Tier 1
214394541 | Central HP <5.4 tons | RUUD | HRCU-A-CB (Split System: Heat Pump with Remote Outdoor Unit-Air-Source) | RD17AZ36AJ3N | ASPEN |  | D(A,C,E)48D34+TDR | U98MV0603A17UPS | 33200 | 18 | 8.1 | 34200 | 29800 | 87.13% | 1.9 | 0 | 10 |  |  |  |  | R-410A | 2.7667 | Residential & Commercial | USHP | Ducted CEE Tier 1
213281582 | Central HP <5.4 tons | YORK | HRCU-A-CB (Split System: Heat Pump with Remote Outdoor Unit-Air-Source) | HMH72B361 | ASPEN |  | D(A,C,E)48B44+TDR | Y81E120C16LMPS1 | 34000 | 17.5 | 8.1 | 36000 | 25400 | 70.56% | 2.65 | 0 | 8.5 |  |  |  |  | R-410A | 2.8333 | Residential & Commercial | USHP
216762707 | Central HP <5.4 tons | BRYANT HEATING AND COOLING SYSTEMS | HRCU-A-CB (Split System: Heat Pump with Remote Outdoor Unit-Air-Source) | 38MURAQ36AA3* | ADP |  | H,PG1K936 | 927TA60100V21*** | 34400 | 16 | 9.5 | 34200 | 26200 | 76.61% | 2.26 | 0 | 10 |  |  |  |  | R-410A | 2.8667 | Residential & Commercial | USHP | Ducted CEE Tier 1
216504986 | Central HP <5.4 tons | YORK | HRCU-A-CB (Split System: Heat Pump with Remote Outdoor Unit-Air-Source) | HMH72B341 | ASPEN |  | D(A,C,E)36A36+TDR | Y91E080C16SMPS1 | 30600 | 16.5 | 8.1 | 32000 | 27600 | 86.25% | 2.67 | 0 | 9.8 |  |  |  |  | R-410A | 2.55 | Residential & Commercial | USHP
211259843 | Central HP <5.4 tons | BRYANT HEATING AND COOLING SYSTEMS | HRCU-A-CB (Split System: Heat Pump with Remote Outdoor Unit-Air-Source) | 38MURAQ18AB3* |  |  | CAP**1917AL* | 926TB36060V14*** | 18400 | 16 | 8.5 | 18400 | 17600 | 95.65% | 2.12 | 0 | 11 |  |  |  |  | R-410A | 1.5333 | Residential & Commercial | USHP | Ducted CEE Tier 1
214392520 | Central HP <5.4 tons | RUUD | HRCU-A-CB (Split System: Heat Pump with Remote Outdoor Unit-Air-Source) | RD17AZ24AJ3N | ASPEN |  | D(A,C,E)24D24+TDR | R951V0603A17M4S | 20400 | 17.7 | 8.1 | 22600 | 17000 | 75.22% | 2 | 0 | 9 |  |  |  |  | R-410A | 1.7 | Residential & Commercial | USHP
212632696 | Central HP <5.4 tons | LENNOX | HRCU-A-CB (Split System: Heat Pump with Remote Outdoor Unit-Air-Source) | SL25XPV-024-230A** | ADP |  | LD24/35Y9 | SLP99DF090XV48C* | 21800 | 19 | 9.2 | 20000 | 18400 | 92% | 1.76 | 0 | 12 |  |  |  |  | R-410A | 1.8167 | Residential & Commercial | USHP | Ducted CEE Tier 1
215674360 | Central HP <5.4 tons | DAY & NIGHT | HRCU-A-CB (Split System: Heat Pump with Remote Outdoor Unit-Air-Source) | C5H0V48*K*AAA* |  |  | EA*5X61M21A*+WALLCON | *80CTL0901716B* | 46000 | 18 | 9 | 48000 | 33800 | 70.42% | 2.06 | 0 | 10 |  |  |  |  | R-454B | 3.8333 | Residential & Commercial | USHP | Ducted CEE Tier 1
215674410 | Central HP <5.4 tons | DAY & NIGHT | HRCU-A-CB (Split System: Heat Pump with Remote Outdoor Unit-Air-Source) | C5H0V48*K*AAA* |  |  | EA*5X61M21A*+WALLCON | *97CMN0602120B* | 45500 | 17.5 | 9 | 48000 | 34200 | 71.25% | 2.06 | 0 | 9.5 |  |  |  |  | R-454B | 3.7917 | Residential & Commercial | USHP
215674460 | Central HP <5.4 tons | DAY & NIGHT | HRCU-A-CB (Split System: Heat Pump with Remote Outdoor Unit-Air-Source) | C5H0V48*K*AAA* |  |  | EA*5X61M24A*+WALLCON | *80CSU0802120A* | 46000 | 18 | 9 | 47500 | 33600 | 70.74% | 2.08 | 0 | 10 |  |  |  |  | R-454B | 3.8333 | Residential & Commercial | USHP | Ducted CEE Tier 1
216687204 | Central HP <5.4 tons | FUJITSU | HRCU-A-CB (Split System: Heat Pump with Remote Outdoor Unit-Air-Source) | FOP1948MJAYCA |  |  | FCCA4821SYEA | FF80TV510021DZ | 45500 | 19 | 10 | 45500 | 41500 | 91.21% | 2.1 | 0 | 12 |  |  |  |  | R-454B | 3.7917 | Residential & Commercial | USHP | Ducted CEE Tier 1
213088483 | Central HP <5.4 tons | TEMPSTAR | HRCU-A-CB (Split System: Heat Pump with Remote Outdoor Unit-Air-Source) | DLCURAH24ABK | ADP |  | V,R36H175P159+AEFE4B* | 0 | 24200 | 18 | 9 | 25000 | 22600 | 90.4% | 1.92 | 0 | 10.5 |  |  |  |  | R-410A | 2.0167 | Residential & Commercial | USHP | Ducted CEE Tier 1
215667587 | Central HP <5.4 tons | DAY & NIGHT | HRCU-A-CB (Split System: Heat Pump with Remote Outdoor Unit-Air-Source) | C5H0V24*K*AAA* |  |  | EA*5X36M17A*+WALLCON | *80CSU0601716A* | 23200 | 17 | 9 | 23600 | 16600 | 70.34% | 1.98 | 0 | 10 |  |  |  |  | R-454B | 1.9333 | Residential & Commercial | USHP | Ducted CEE Tier 1
214392536 | Central HP <5.4 tons | RUUD | HRCU-A-CB (Split System: Heat Pump with Remote Outdoor Unit-Air-Source) | RD17AZ24AJ3N | ASPEN |  | D(A,C,E)24D24+TDR | R951V0603A17UHU | 20200 | 17.7 | 8.1 | 22400 | 17000 | 75.89% | 2 | 0 | 9 |  |  |  |  | R-410A | 1.6833 | Residential & Commercial | USHP
214392571 | Central HP <5.4 tons | RUUD | HRCU-A-CB (Split System: Heat Pump with Remote Outdoor Unit-Air-Source) | RD17AZ24AJ3N | ASPEN |  | D(A,C,E)30B34+TDR | R962V0403A17M4S | 21600 | 18 | 8.1 | 22600 | 16900 | 74.78% | 2 | 0 | 10 |  |  |  |  | R-410A | 1.8 | Residential & Commercial | USHP | Ducted CEE Tier 1
214392572 | Central HP <5.4 tons | RUUD | HRCU-A-CB (Split System: Heat Pump with Remote Outdoor Unit-Air-Source) | RD17AZ24AJ3N | ASPEN |  | D(A,C,E)30C24+TDR | R962V0403A17M4S | 20400 | 17.7 | 8.1 | 22600 | 16900 | 74.78% | 2 | 0 | 9 |  |  |  |  | R-410A | 1.7 | Residential & Commercial | USHP
214392589 | Central HP <5.4 tons | RUUD | HRCU-A-CB (Split System: Heat Pump with Remote Outdoor Unit-Air-Source) | RD17AZ24AJ3N | ASPEN |  | D(A,C,E)30D24+TDR | R962V0603A17M4S | 20800 | 17.8 | 8.1 | 22600 | 17000 | 75.22% | 2 | 0 | 9.7 |  |  |  |  | R-410A | 1.7333 | Residential & Commercial | USHP
214392604 | Central HP <5.4 tons | RUUD | HRCU-A-CB (Split System: Heat Pump with Remote Outdoor Unit-Air-Source) | RD17AZ24AJ3N | ASPEN |  | D(A,C,E)30C24+TDR | R962V0703A17M4S | 20400 | 17.7 | 8.1 | 22600 | 16900 | 74.78% | 2 | 0 | 9 |  |  |  |  | R-410A | 1.7 | Residential & Commercial | USHP
214392672 | Central HP <5.4 tons | RUUD | HRCU-A-CB (Split System: Heat Pump with Remote Outdoor Unit-Air-Source) | RD17AZ24AJ3N | ASPEN |  | D(A,C,E)36B24+TDR | U97MV0603A17DHS | 20400 | 18.6 | 8.1 | 22600 | 16900 | 74.78% | 2 | 0 | 9 |  |  |  |  | R-410A | 1.7 | Residential & Commercial | USHP
214392721 | Central HP <5.4 tons | RUUD | HRCU-A-CB (Split System: Heat Pump with Remote Outdoor Unit-Air-Source) | RD17AZ24AJ3N | ASPEN |  | D(A,C,E)36C24+TDR | U98MV0703A17UPS | 20800 | 18.8 | 8.1 | 22600 | 16900 | 74.78% | 2 | 0 | 9.7 |  |  |  |  | R-410A | 1.7333 | Residential & Commercial | USHP
214392136 | Central HP <5.4 tons | RUUD | HRCU-A-CB (Split System: Heat Pump with Remote Outdoor Unit-Air-Source) | RD17AZ24AJ3N | ASPEN |  | D(A,C,E)24D24+TDR | R801V0503A14UH | 20400 | 17.7 | 8.1 | 22600 | 16900 | 74.78% | 2 | 0 | 9 |  |  |  |  | R-410A | 1.7 | Residential & Commercial | USHP
214392176 | Central HP <5.4 tons | RUUD | HRCU-A-CB (Split System: Heat Pump with Remote Outdoor Unit-Air-Source) | RD17AZ24AJ3N | ASPEN |  | D(A,C,E)36B24+TDR | R801V0504A17UHS | 20400 | 17.7 | 8.1 | 22600 | 16900 | 74.78% | 2 | 0 | 9 |  |  |  |  | R-410A | 1.7 | Residential & Commercial | USHP
214392177 | Central HP <5.4 tons | RUUD | HRCU-A-CB (Split System: Heat Pump with Remote Outdoor Unit-Air-Source) | RD17AZ24AJ3N | ASPEN |  | D(A,C,E)36C24+TDR | R801V0504A17UHS | 20800 | 17.8 | 8.1 | 22600 | 16900 | 74.78% | 2 | 0 | 9.7 |  |  |  |  | R-410A | 1.7333 | Residential & Commercial | USHP
214392209 | Central HP <5.4 tons | RUUD | HRCU-A-CB (Split System: Heat Pump with Remote Outdoor Unit-Air-Source) | RD17AZ24AJ3N | ASPEN |  | D(A,C,E)36C24+TDR | R801V0704A17UHU | 20800 | 17.8 | 8.1 | 22600 | 16900 | 74.78% | 2 | 0 | 9.7 |  |  |  |  | R-410A | 1.7333 | Residential & Commercial | USHP
214394734 | Central HP <5.4 tons | RUUD | HRCU-A-CB (Split System: Heat Pump with Remote Outdoor Unit-Air-Source) | RD17AZ60AJ3N | ASPEN |  | D(A,C,E)60D44+TDR | R951V0705A21M4S | 52000 | 17.9 | 8.1 | 54000 | 49500 | 91.67% | 1.75 | 0 | 9.8 |  |  |  |  | R-410A | 4.3333 | Residential & Commercial | USHP
215684055 | Central HP <5.4 tons | CARRIER | HRCU-A-CB (Split System: Heat Pump with Remote Outdoor Unit-Air-Source) | 27VNA036A*030* |  |  | CSAH*4212AM*+UI | 58CU*A040C17**12 | 34000 | 16.5 | 8.5 | 35600 | 25400 | 71.35% | 1.76 | 0 | 9.5 |  |  |  |  | R-454B | 2.8333 | Residential & Commercial | USHP
214392349 | Central HP <5.4 tons | RUUD | HRCU-A-CB (Split System: Heat Pump with Remote Outdoor Unit-Air-Source) | RD17AZ24AJ3N | ASPEN |  | D(A,C,E)30D24+TDR | R802V0504A17UHS | 20800 | 17.8 | 8.1 | 22600 | 16900 | 74.78% | 2 | 0 | 9.7 |  |  |  |  | R-410A | 1.7333 | Residential & Commercial | USHP
214392376 | Central HP <5.4 tons | RUUD | HRCU-A-CB (Split System: Heat Pump with Remote Outdoor Unit-Air-Source) | RD17AZ24AJ3N | ASPEN |  | D(A,C,E)24D24+TDR | R802V0754A17UHN | 20400 | 18.6 | 8.1 | 22600 | 16800 | 74.34% | 2.1 | 0 | 9 |  |  |  |  | R-410A | 1.7 | Residential & Commercial | USHP
214392381 | Central HP <5.4 tons | RUUD | HRCU-A-CB (Split System: Heat Pump with Remote Outdoor Unit-Air-Source) | RD17AZ24AJ3N | ASPEN |  | D(A,C,E)30D24+TDR | R802V0754A17UHN | 20800 | 18.8 | 8.1 | 22600 | 16800 | 74.34% | 2.1 | 0 | 9.7 |  |  |  |  | R-410A | 1.7333 | Residential & Commercial | USHP
214392397 | Central HP <5.4 tons | RUUD | HRCU-A-CB (Split System: Heat Pump with Remote Outdoor Unit-Air-Source) | RD17AZ24AJ3N | ASPEN |  | D(A,C,E)30D24+TDR | R802V0754A17UHS | 20800 | 18.8 | 8.1 | 22600 | 16800 | 74.34% | 2.1 | 0 | 9.7 |  |  |  |  | R-410A | 1.7333 | Residential & Commercial | USHP
214392151 | Central HP <5.4 tons | RUUD | HRCU-A-CB (Split System: Heat Pump with Remote Outdoor Unit-Air-Source) | RD17AZ24AJ3N | ASPEN |  | D(A,C,E)24C34+TDR | R801V0504A17UHN | 21600 | 18 | 8.1 | 22600 | 16900 | 74.78% | 2 | 0 | 10 |  |  |  |  | R-410A | 1.8 | Residential & Commercial | USHP | Ducted CEE Tier 1
214392219 | Central HP <5.4 tons | RUUD | HRCU-A-CB (Split System: Heat Pump with Remote Outdoor Unit-Air-Source) | RD17AZ24AJ3N | ASPEN |  | D(A,C,E)30B34+TDR | R801V0754A17DZ | 21600 | 19 | 8.1 | 22600 | 16800 | 74.34% | 2.1 | 0 | 10 |  |  |  |  | R-410A | 1.8 | Residential & Commercial | USHP | Ducted CEE Tier 1
214392221 | Central HP <5.4 tons | RUUD | HRCU-A-CB (Split System: Heat Pump with Remote Outdoor Unit-Air-Source) | RD17AZ24AJ3N | ASPEN |  | D(A,C,E)30D24+TDR | R801V0754A17DZ | 20800 | 18.8 | 8.1 | 22600 | 16800 | 74.34% | 2.1 | 0 | 9.7 |  |  |  |  | R-410A | 1.7333 | Residential & Commercial | USHP
214392268 | Central HP <5.4 tons | RUUD | HRCU-A-CB (Split System: Heat Pump with Remote Outdoor Unit-Air-Source) | RD17AZ24AJ3N | ASPEN |  | D(A,C,E)30C24+TDR | R801V1004A17UH | 20400 | 18.6 | 8.1 | 22600 | 16800 | 74.34% | 2.1 | 0 | 9 |  |  |  |  | R-410A | 1.7 | Residential & Commercial | USHP
214392320 | Central HP <5.4 tons | RUUD | HRCU-A-CB (Split System: Heat Pump with Remote Outdoor Unit-Air-Source) | RD17AZ24AJ3N | ASPEN |  | D(A,C,E)36B24+TDR | R802V0503A14UHS | 20400 | 17.7 | 8.1 | 22600 | 16900 | 74.78% | 2 | 0 | 9 |  |  |  |  | R-410A | 1.7 | Residential & Commercial | USHP
214392385 | Central HP <5.4 tons | RUUD | HRCU-A-CB (Split System: Heat Pump with Remote Outdoor Unit-Air-Source) | RD17AZ24AJ3N | ASPEN |  | D(A,C,E)36C24+TDR | R802V0754A17UHN | 20800 | 18.8 | 8.1 | 22600 | 16800 | 74.34% | 2.1 | 0 | 9.7 |  |  |  |  | R-410A | 1.7333 | Residential & Commercial | USHP
214394777 | Central HP <5.4 tons | RUUD | HRCU-A-CB (Split System: Heat Pump with Remote Outdoor Unit-Air-Source) | RD17AZ60AJ3N | ASPEN |  | D(A,C,E)60D34+TDR | U97MV0855A21DHS | 51500 | 17.8 | 8.1 | 54000 | 49500 | 91.67% | 1.75 | 0 | 9.8 |  |  |  |  | R-410A | 4.2917 | Residential & Commercial | USHP
214394692 | Central HP <5.4 tons | RUUD | HRCU-A-CB (Split System: Heat Pump with Remote Outdoor Unit-Air-Source) | RD17AZ60AJ3N | ASPEN |  | D(A,C,E)60D44+TDR | R802V1005A21UHN | 52000 | 17.9 | 8.1 | 53500 | 49000 | 91.59% | 1.75 | 0 | 9.8 |  |  |  |  | R-410A | 4.3333 | Residential & Commercial | USHP
214394652 | Central HP <5.4 tons | RUUD | HRCU-A-CB (Split System: Heat Pump with Remote Outdoor Unit-Air-Source) | RD17AZ60AJ3N | ASPEN |  | D(A,C,E)60D44+TDR | R801V1005A21UHN | 52000 | 17.9 | 8.1 | 53500 | 49000 | 91.59% | 1.75 | 0 | 9.8 |  |  |  |  | R-410A | 4.3333 | Residential & Commercial | USHP
214394683 | Central HP <5.4 tons | RUUD | HRCU-A-CB (Split System: Heat Pump with Remote Outdoor Unit-Air-Source) | RD17AZ60AJ3N | ASPEN |  | D(A,C,E)60D34+TDR | R802V0755A21UHS | 52000 | 17.8 | 8.1 | 54000 | 49500 | 91.67% | 1.75 | 0 | 9.8 |  |  |  |  | R-410A | 4.3333 | Residential & Commercial | USHP
214394684 | Central HP <5.4 tons | RUUD | HRCU-A-CB (Split System: Heat Pump with Remote Outdoor Unit-Air-Source) | RD17AZ60AJ3N | ASPEN |  | D(A,C,E)60D44+TDR | R802V0755A21UHS | 52000 | 17.9 | 8.1 | 54000 | 49500 | 91.67% | 1.75 | 0 | 9.8 |  |  |  |  | R-410A | 4.3333 | Residential & Commercial | USHP
214394700 | Central HP <5.4 tons | RUUD | HRCU-A-CB (Split System: Heat Pump with Remote Outdoor Unit-Air-Source) | RD17AZ60AJ3N | ASPEN |  | D(A,C,E)60D44+TDR | R802V1255A24DZ | 52000 | 17.9 | 8.1 | 53500 | 49000 | 91.59% | 1.75 | 0 | 9.8 |  |  |  |  | R-410A | 4.3333 | Residential & Commercial | USHP
214394766 | Central HP <5.4 tons | RUUD | HRCU-A-CB (Split System: Heat Pump with Remote Outdoor Unit-Air-Source) | RD17AZ60AJ3N | ASPEN |  | D(A,C,E)60D44+TDR | U802VA100521M | 52000 | 18.9 | 8.1 | 53500 | 49000 | 91.59% | 1.75 | 0 | 9.8 |  |  |  |  | R-410A | 4.3333 | Residential & Commercial | USHP
215375291 | Central HP <5.4 tons | RUUD | HRCU-A-CB (Split System: Heat Pump with Remote Outdoor Unit-Air-Source) | RD17AZ48AJ3N | ASPEN |  | D(A,C,E)48B46+TDR | R802V1505A24UHS | 44000 | 16 | 8.1 | 45500 | 32400 | 71.21% | 2.4 | 0 | 10 |  |  |  |  | R-410A | 3.6667 | Residential & Commercial | USHP | Ducted CEE Tier 1
215375309 | Central HP <5.4 tons | RUUD | HRCU-A-CB (Split System: Heat Pump with Remote Outdoor Unit-Air-Source) | RD17AZ48AJ3N | ASPEN |  | D(A,C,E)60D36+TDR | R921V1155A24M4S | 45500 | 16 | 8.1 | 45500 | 32400 | 71.21% | 2.4 | 0 | 10 |  |  |  |  | R-410A | 3.7917 | Residential & Commercial | USHP | Ducted CEE Tier 1
215669391 | Central HP <5.4 tons | TEMPSTAR | HRCU-A-CB (Split System: Heat Pump with Remote Outdoor Unit-Air-Source) | T5H0V36*K*AAA* |  |  | EA*5X60M24A*+WALLCON | *97CMN1002122B* | 34400 | 18 | 9 | 34200 | 24800 | 72.51% | 1.9 | 0 | 10.5 |  |  |  |  | R-454B | 2.8667 | Residential & Commercial | USHP | Ducted CEE Tier 1
215674353 | Central HP <5.4 tons | TEMPSTAR | HRCU-A-CB (Split System: Heat Pump with Remote Outdoor Unit-Air-Source) | T5H0V48*K*AAA* |  |  | EA*5X61M21A*+WALLCON | *80CTL0702120B* | 46000 | 18 | 9 | 48000 | 33800 | 70.42% | 2.06 | 0 | 10 |  |  |  |  | R-454B | 3.8333 | Residential & Commercial | USHP | Ducted CEE Tier 1
214394640 | Central HP <5.4 tons | RUUD | HRCU-A-CB (Split System: Heat Pump with Remote Outdoor Unit-Air-Source) | RD17AZ60AJ3N | ASPEN |  | D(A,C,E)60D44+TDR | R801V0755A21UHN | 52000 | 17.9 | 8.1 | 54000 | 49500 | 91.67% | 1.75 | 0 | 9.8 |  |  |  |  | R-410A | 4.3333 | Residential & Commercial | USHP
214394679 | Central HP <5.4 tons | RUUD | HRCU-A-CB (Split System: Heat Pump with Remote Outdoor Unit-Air-Source) | RD17AZ60AJ3N | ASPEN |  | D(A,C,E)60D34+TDR | R802V0755A21UHN | 52000 | 17.8 | 8.1 | 54000 | 49500 | 91.67% | 1.75 | 0 | 9.8 |  |  |  |  | R-410A | 4.3333 | Residential & Commercial | USHP
214394715 | Central HP <5.4 tons | RUUD | HRCU-A-CB (Split System: Heat Pump with Remote Outdoor Unit-Air-Source) | RD17AZ60AJ3N | ASPEN |  | D(A,C,E)60D34+TDR | R802V1505A24UHS | 52000 | 17.8 | 8.1 | 53500 | 49000 | 91.59% | 1.75 | 0 | 9.8 |  |  |  |  | R-410A | 4.3333 | Residential & Commercial | USHP
215375350 | Central HP <5.4 tons | RUUD | HRCU-A-CB (Split System: Heat Pump with Remote Outdoor Unit-Air-Source) | RD17AZ60AJ3N | ASPEN |  | D(A,C,E)60D36+TDR | R801V1005A21UHN | 52000 | 17.8 | 8.1 | 53500 | 50500 | 94.39% | 1.75 | 0 | 9.8 |  |  |  |  | R-410A | 4.3333 | Residential & Commercial | USHP
216977206 | Central HP <5.4 tons | LENNOX | HRCU-A-CB (Split System: Heat Pump with Remote Outdoor Unit-Air-Source) | EL18KSLV-036-230A** | ADP |  | L*30/36U*+TXV | SL297UH040NV36B* | 34600 | 17 | 8.5 | 34000 | 28000 | 82.35% | 1.85 | 0 | 11 |  |  |  |  | R-454B | 2.8833 | Residential & Commercial | USHP | Ducted CEE Tier 1
216977208 | Central HP <5.4 tons | LENNOX | HRCU-A-CB (Split System: Heat Pump with Remote Outdoor Unit-Air-Source) | EL18KSLV-036-230A** | ADP |  | L*35/36U*+TXV | SL297UH040NV36B* | 34600 | 17 | 8.5 | 34000 | 28000 | 82.35% | 1.85 | 0 | 11 |  |  |  |  | R-454B | 2.8833 | Residential & Commercial | USHP | Ducted CEE Tier 1
216977215 | Central HP <5.4 tons | LENNOX | HRCU-A-CB (Split System: Heat Pump with Remote Outdoor Unit-Air-Source) | EL18KSLV-036-230A** | ADP |  | L*18/36T*+TXV | SL297UH060NV36B* | 33800 | 17 | 8.5 | 34000 | 28000 | 82.35% | 1.85 | 0 | 11 |  |  |  |  | R-454B | 2.8167 | Residential & Commercial | USHP | Ducted CEE Tier 1
216977224 | Central HP <5.4 tons | LENNOX | HRCU-A-CB (Split System: Heat Pump with Remote Outdoor Unit-Air-Source) | EL18KSLV-036-230A** | ADP |  | L*35/36U*+TXV | SL297UH060NV36B* | 34600 | 17 | 8.5 | 34000 | 28000 | 82.35% | 1.85 | 0 | 11 |  |  |  |  | R-454B | 2.8833 | Residential & Commercial | USHP | Ducted CEE Tier 1
212362803 | Central HP <5.4 tons | GOETTL | HRCU-A-CB (Split System: Heat Pump with Remote Outdoor Unit-Air-Source) | GSZV903610A* |  |  | CHPF3642C6C*+TXV | G*VM970803BNB* | 33400 | 18 | 8.2 | 34000 | 24400 | 71.76% | 1.8 | 0 | 11 |  |  |  |  | R-410A | 2.7833 | Residential & Commercial | USHP | Ducted CEE Tier 1
212362821 | Central HP <5.4 tons | GOETTL | HRCU-A-CB (Split System: Heat Pump with Remote Outdoor Unit-Air-Source) | GSZV903610A* |  |  | CHPF3743C6B*+TXV | G*VM970603BNB* | 33400 | 18 | 8.2 | 34000 | 24400 | 71.76% | 1.8 | 0 | 11 |  |  |  |  | R-410A | 2.7833 | Residential & Commercial | USHP | Ducted CEE Tier 1
214242040 | Central HP <5.4 tons | COMFORTMAKER | HRCU-A-CB (Split System: Heat Pump with Remote Outdoor Unit-Air-Source) | CVH825GKA3* |  |  | END4X42L17**+WALLCON | *97CMN0601714B* | 23800 | 16 | 8.1 | 21400 | 16700 | 78.04% | 1.96 | 0 | 11 |  |  |  |  | R-410A | 1.9833 | Residential & Commercial | USHP | Ducted CEE Tier 1
214242240 | Central HP <5.4 tons | COMFORTMAKER | HRCU-A-CB (Split System: Heat Pump with Remote Outdoor Unit-Air-Source) | CVH825GKA3* |  |  | EN(A,D,W)4X48L21**+WALLCON | *80CTL0902120B* | 24200 | 17 | 8.1 | 21200 | 16600 | 78.3% | 2 | 0 | 11 |  |  |  |  | R-410A | 2.0167 | Residential & Commercial | USHP | Ducted CEE Tier 1
214392379 | Central HP <5.4 tons | RUUD | HRCU-A-CB (Split System: Heat Pump with Remote Outdoor Unit-Air-Source) | RD17AZ24AJ3N | ASPEN |  | D(A,C,E)30B34+TDR | R802V0754A17UHN | 21600 | 19 | 8.1 | 22600 | 16800 | 74.34% | 2.1 | 0 | 10 |  |  |  |  | R-410A | 1.8 | Residential & Commercial | USHP | Ducted CEE Tier 1
215375343 | Central HP <5.4 tons | RUUD | HRCU-A-CB (Split System: Heat Pump with Remote Outdoor Unit-Air-Source) | RD17AZ48AJ3N | ASPEN |  | D(A,C,E)48B46+TDR | R962V1155A24M4S | 44000 | 16 | 8.1 | 45500 | 32400 | 71.21% | 2.4 | 0 | 10 |  |  |  |  | R-410A | 3.6667 | Residential & Commercial | USHP | Ducted CEE Tier 1
211260399 | Central HP <5.4 tons | BRYANT HEATING AND COOLING SYSTEMS | HRCU-A-CB (Split System: Heat Pump with Remote Outdoor Unit-Air-Source) | 38MURAQ18AB3* |  |  | CAP**2417AL* | 82*TA36070V14*** | 17700 | 16.5 | 8.5 | 18500 | 19100 | 103.2% | 2.3 | 0 | 10.5 |  |  |  |  | R-410A | 1.475 | Residential & Commercial | USHP | Ducted CEE Tier 1
211260481 | Central HP <5.4 tons | BRYANT HEATING AND COOLING SYSTEMS | HRCU-A-CB (Split System: Heat Pump with Remote Outdoor Unit-Air-Source) | 38MURAQ18AB3* |  |  | CAP**2417AL* | 926TB30040V14*** | 17400 | 16 | 8.5 | 18300 | 19200 | 104.9% | 2.3 | 0 | 10.5 |  |  |  |  | R-410A | 1.45 | Residential & Commercial | USHP | Ducted CEE Tier 1
215683893 | Central HP <5.4 tons | CARRIER | HRCU-A-CB (Split System: Heat Pump with Remote Outdoor Unit-Air-Source) | 27VNA036A*030* |  |  | CAA**3721AM*+UI | 58CU*A060C17**16 | 34400 | 18 | 9 | 35400 | 25200 | 71.19% | 1.9 | 0 | 9.5 |  |  |  |  | R-454B | 2.8667 | Residential & Commercial | USHP
211261517 | Central HP <5.4 tons | BRYANT HEATING AND COOLING SYSTEMS | HRCU-A-CB (Split System: Heat Pump with Remote Outdoor Unit-Air-Source) | 38MURAQ18AB3* |  |  | CAP**3017AL* | 82*SA36045V14*** | 17900 | 16 | 8.5 | 18400 | 18500 | 100.5% | 2.22 | 0 | 10.5 |  |  |  |  | R-410A | 1.4917 | Residential & Commercial | USHP | Ducted CEE Tier 1
215375366 | Central HP <5.4 tons | RUUD | HRCU-A-CB (Split System: Heat Pump with Remote Outdoor Unit-Air-Source) | RD17AZ60AJ3N | ASPEN |  | D(A,C,E)60D36+TDR | R802V1505A24UHS | 52000 | 17.8 | 8.1 | 53500 | 50500 | 94.39% | 1.75 | 0 | 9.8 |  |  |  |  | R-410A | 4.3333 | Residential & Commercial | USHP
216735846 | Central HP <5.4 tons | DAY & NIGHT | HRCU-A-CB (Split System: Heat Pump with Remote Outdoor Unit-Air-Source) | D5CUHAH24AAK |  |  | EA*5X37M21A* | *96MSN1002120A* | 23400 | 16 | 8.5 | 20800 | 18500 | 88.94% | 1.98 | 0 | 11 |  |  |  |  | R-454B | 1.95 | Residential & Commercial | USHP | Ducted CEE Tier 1
215683637 | Central HP <5.4 tons | CARRIER | HRCU-A-CB (Split System: Heat Pump with Remote Outdoor Unit-Air-Source) | 27VNA024A*030* |  |  | CAA**3017AM*+UI | 59TN6C040C14**10 | 22600 | 15.5 | 8.5 | 24400 | 17100 | 70.08% | 1.84 | 0 | 9 |  |  |  |  | R-454B | 1.8833 | Residential & Commercial | USHP
215683653 | Central HP <5.4 tons | CARRIER | HRCU-A-CB (Split System: Heat Pump with Remote Outdoor Unit-Air-Source) | 27VNA024A*030* |  |  | CAA**3617AM*+UI | 58TN*B090C17**16 | 23200 | 17 | 9 | 23600 | 16600 | 70.34% | 1.98 | 0 | 10.5 |  |  |  |  | R-454B | 1.9333 | Residential & Commercial | USHP | Ducted CEE Tier 1
215683703 | Central HP <5.4 tons | CARRIER | HRCU-A-CB (Split System: Heat Pump with Remote Outdoor Unit-Air-Source) | 27VNA024A*030* |  |  | CAA**3721AM*+UI | 59CU5B100C21**22 | 24000 | 17 | 9 | 23200 | 16300 | 70.26% | 2.02 | 0 | 10.5 |  |  |  |  | R-454B | 2 | Residential & Commercial | USHP | Ducted CEE Tier 1
215674486 | Central HP <5.4 tons | HEIL | HRCU-A-CB (Split System: Heat Pump with Remote Outdoor Unit-Air-Source) | H5H0V48*K*AAA* |  |  | EA*5X61M24A*+WALLCON | *80CTL0902120B* | 46000 | 18.5 | 9 | 48000 | 33600 | 70% | 2.08 | 0 | 10 |  |  |  |  | R-454B | 3.8333 | Residential & Commercial | USHP | Ducted CEE Tier 1
215674640 | Central HP <5.4 tons | HEIL | HRCU-A-CB (Split System: Heat Pump with Remote Outdoor Unit-Air-Source) | H5H0V48*K*AAA* |  |  | EA*5X61M24A*+WALLCON | *96CTN1002122B* | 46000 | 18.5 | 9 | 47500 | 33600 | 70.74% | 2.06 | 0 | 10 |  |  |  |  | R-454B | 3.8333 | Residential & Commercial | USHP | Ducted CEE Tier 1
215674981 | Central HP <5.4 tons | HEIL | HRCU-A-CB (Split System: Heat Pump with Remote Outdoor Unit-Air-Source) | H5H0V48*K*AAA* |  |  | ESH5X48M12A*+WALLCON | *97CMN0801714B* | 44500 | 16 | 8.5 | 49500 | 34800 | 70.3% | 1.92 | 0 | 9 |  |  |  |  | R-454B | 3.7083 | Residential & Commercial | USHP
213892611 | Central HP <5.4 tons | BRYANT HEATING AND COOLING SYSTEMS | HRCU-A-CB (Split System: Heat Pump with Remote Outdoor Unit-Air-Source) | 284ANV024*0**B* |  |  | CAP**2414AL*+UI | 986TD30040C14*** | 22600 | 17.5 | 9.5 | 27400 | 20800 | 75.91% | 2.2 | 0 | 11.5 |  |  |  |  | R-410A | 1.8833 | Residential & Commercial | USHP | Ducted CEE Tier 1
215668828 | Central HP <5.4 tons | HEIL | HRCU-A-CB (Split System: Heat Pump with Remote Outdoor Unit-Air-Source) | H5H0V36*K*AAA* |  |  | EA*5X42M21A*+WALLCON | *80CTL0702120B* | 33000 | 17.5 | 9 | 35800 | 25600 | 71.51% | 1.86 | 0 | 10 |  |  |  |  | R-454B | 2.75 | Residential & Commercial | USHP | Ducted CEE Tier 1
213892613 | Central HP <5.4 tons | BRYANT HEATING AND COOLING SYSTEMS | HRCU-A-CB (Split System: Heat Pump with Remote Outdoor Unit-Air-Source) | 284ANV024*0**B* |  |  | CAP**2517AL*+UI | 986TD30040C14*** | 23600 | 18 | 10 | 26800 | 20400 | 76.12% | 2.4 | 0 | 12 |  |  |  |  | R-410A | 1.9667 | Residential & Commercial | USHP | Ducted CEE Tier 1
215675365 | Central HP <5.4 tons | HEIL | HRCU-A-CB (Split System: Heat Pump with Remote Outdoor Unit-Air-Source) | H5H0V48*K*AAA* |  |  | EVM5X48M21A*+WALLCON | *80CSU0802120A* | 47000 | 18.5 | 9 | 50000 | 36400 | 72.8% | 2 | 0 | 10 |  |  |  |  | R-454B | 3.9167 | Residential & Commercial | USHP | Ducted CEE Tier 1
215675265 | Central HP <5.4 tons | HEIL | HRCU-A-CB (Split System: Heat Pump with Remote Outdoor Unit-Air-Source) | H5H0V48*K*AAA* |  |  | ESH5X60M12A*+WALLCON | *97CMN0602120B* | 45000 | 16 | 8.5 | 48500 | 34200 | 70.52% | 1.96 | 0 | 9 |  |  |  |  | R-454B | 3.75 | Residential & Commercial | USHP
212362569 | Central HP <5.4 tons | GOETTL | HRCU-A-CB (Split System: Heat Pump with Remote Outdoor Unit-Air-Source) | ASZV903610A* |  |  | CA*F3743*6D*+TXV | A*VS960805CUA* | 33600 | 18.5 | 8.2 | 34000 | 24400 | 71.76% | 1.8 | 0 | 12 |  |  |  |  | R-410A | 2.8 | Residential & Commercial | USHP | Ducted CEE Tier 1
212362594 | Central HP <5.4 tons | GOETTL | HRCU-A-CB (Split System: Heat Pump with Remote Outdoor Unit-Air-Source) | ASZV903610A* |  |  | CHPF3642C6C*+TXV | A*VM970804CNB* | 33400 | 18 | 8.2 | 34000 | 24400 | 71.76% | 1.8 | 0 | 11 |  |  |  |  | R-410A | 2.7833 | Residential & Commercial | USHP | Ducted CEE Tier 1
213892619 | Central HP <5.4 tons | BRYANT HEATING AND COOLING SYSTEMS | HRCU-A-CB (Split System: Heat Pump with Remote Outdoor Unit-Air-Source) | 284ANV024*0**B* |  |  | CSPH*4212AL*+UI | 986TD30040C14*** | 23400 | 17 | 10 | 26800 | 20200 | 75.37% | 2.4 | 0 | 11.7 |  |  |  |  | R-410A | 1.95 | Residential & Commercial | USHP | Ducted CEE Tier 1
213892582 | Central HP <5.4 tons | BRYANT HEATING AND COOLING SYSTEMS | HRCU-A-CB (Split System: Heat Pump with Remote Outdoor Unit-Air-Source) | 288BNV013*0**A* |  |  | CAP**1917AL*+UI | 986TD30040C14*** | 13000 | 15.5 | 8.1 | 11800 | 8800 | 74.58% | 1.98 | 0 | 12 |  |  |  |  | R-410A | 1.0833 | Residential & Commercial | USHP | Ducted CEE Tier 1
212362619 | Central HP <5.4 tons | GOETTL | HRCU-A-CB (Split System: Heat Pump with Remote Outdoor Unit-Air-Source) | ASZV903610A* |  |  | CSCF3642N6D*+TXV | A*VC800804C*A* | 33800 | 18.5 | 8.2 | 34000 | 24400 | 71.76% | 1.8 | 0 | 11.5 |  |  |  |  | R-410A | 2.8167 | Residential & Commercial | USHP | Ducted CEE Tier 1
212362621 | Central HP <5.4 tons | GOETTL | HRCU-A-CB (Split System: Heat Pump with Remote Outdoor Unit-Air-Source) | ASZV903610A* |  |  | CSCF3642N6D*+TXV | A*VC800805C*A* | 33800 | 18.5 | 8.2 | 34000 | 24400 | 71.76% | 1.8 | 0 | 11.5 |  |  |  |  | R-410A | 2.8167 | Residential & Commercial | USHP | Ducted CEE Tier 1
215375182 | Central HP <5.4 tons | RUUD | HRCU-A-CB (Split System: Heat Pump with Remote Outdoor Unit-Air-Source) | RD17AZ36AJ3N | ASPEN |  | D(A,C,E)36C46+TDR | R951V0403A17UHU | 33000 | 18 | 8.1 | 34200 | 31600 | 92.4% | 1.9 | 0 | 10 |  |  |  |  | R-410A | 2.75 | Residential & Commercial | USHP | Ducted CEE Tier 1
214394757 | Central HP <5.4 tons | RUUD | HRCU-A-CB (Split System: Heat Pump with Remote Outdoor Unit-Air-Source) | RD17AZ60AJ3N | ASPEN |  | D(A,C,E)60D34+TDR | R962V1005A21M4S | 51500 | 17.8 | 8.1 | 54000 | 49500 | 91.67% | 1.75 | 0 | 9.8 |  |  |  |  | R-410A | 4.2917 | Residential & Commercial | USHP
214394762 | Central HP <5.4 tons | RUUD | HRCU-A-CB (Split System: Heat Pump with Remote Outdoor Unit-Air-Source) | RD17AZ60AJ3N | ASPEN |  | D(A,C,E)60D44+TDR | R962V1155A24M4S | 52000 | 17.9 | 8.1 | 54000 | 49000 | 90.74% | 1.75 | 0 | 9.8 |  |  |  |  | R-410A | 4.3333 | Residential & Commercial | USHP
214394791 | Central HP <5.4 tons | RUUD | HRCU-A-CB (Split System: Heat Pump with Remote Outdoor Unit-Air-Source) | RD17AZ60AJ3N | ASPEN |  | D(A,C,E)60D34+TDR | U98MV1005A21UPS | 51500 | 16.9 | 8.1 | 54500 | 49500 | 90.83% | 1.75 | 0 | 9.8 |  |  |  |  | R-410A | 4.2917 | Residential & Commercial | USHP
214394730 | Central HP <5.4 tons | RUUD | HRCU-A-CB (Split System: Heat Pump with Remote Outdoor Unit-Air-Source) | RD17AZ60AJ3N | ASPEN |  | D(A,C,E)60D44+TDR | R921V1155A24M4S | 52000 | 17.9 | 8.1 | 54000 | 49000 | 90.74% | 1.75 | 0 | 9.8 |  |  |  |  | R-410A | 4.3333 | Residential & Commercial | USHP
214392642 | Central HP <5.4 tons | RUUD | HRCU-A-CB (Split System: Heat Pump with Remote Outdoor Unit-Air-Source) | RD17AZ24AJ3N | ASPEN |  | D(A,C,E)36D24+TDR | U802VA075317M | 21000 | 18.9 | 8.1 | 22600 | 16800 | 74.34% | 2.1 | 0 | 9.8 |  |  |  |  | R-410A | 1.75 | Residential & Commercial | USHP
213367398 | Central HP <5.4 tons | CARRIER | HRCU-A-CB (Split System: Heat Pump with Remote Outdoor Unit-Air-Source) | 38MURAQ30AB3* | ADP |  | H,PG31930 | 59TP6C100V21**22 | 28800 | 15.2 | 8.1 | 32600 | 27600 | 84.66% | 1.78 | 0 | 8.5 |  |  |  |  | R-410A | 2.4 | Residential & Commercial | USHP
215375377 | Central HP <5.4 tons | RUUD | HRCU-A-CB (Split System: Heat Pump with Remote Outdoor Unit-Air-Source) | RD17AZ60AJ3N | ASPEN |  | D(A,C,E)60D36+TDR | R962V0855A21M4S | 51500 | 16.9 | 8.1 | 54000 | 51000 | 94.44% | 1.75 | 0 | 9.8 |  |  |  |  | R-410A | 4.2917 | Residential & Commercial | USHP
215668540 | Central HP <5.4 tons | HEIL | HRCU-A-CB (Split System: Heat Pump with Remote Outdoor Unit-Air-Source) | H5H0V36*K*AAA* |  |  | EA*5X37M17A*+WALLCON | *80CSU0601716A* | 33800 | 17.5 | 9 | 35800 | 25600 | 71.51% | 1.88 | 0 | 9.5 |  |  |  |  | R-454B | 2.8167 | Residential & Commercial | USHP
214394611 | Central HP <5.4 tons | RUUD | HRCU-A-CB (Split System: Heat Pump with Remote Outdoor Unit-Air-Source) | RD17AZ36AJ3N | ASPEN |  | D(A,C,E)36D44+TDR | U98MV1005A21UPS | 33200 | 18 | 8.1 | 34200 | 29600 | 86.55% | 1.9 | 0 | 10 |  |  |  |  | R-410A | 2.7667 | Residential & Commercial | USHP | Ducted CEE Tier 1
215684023 | Central HP <5.4 tons | CARRIER | HRCU-A-CB (Split System: Heat Pump with Remote Outdoor Unit-Air-Source) | 27VNA036A*030* |  |  | CSAH*3612AM*+UI | 58TN*B090C21**20 | 33800 | 16.5 | 8.5 | 35600 | 25400 | 71.35% | 1.76 | 0 | 9.5 |  |  |  |  | R-454B | 2.8167 | Residential & Commercial | USHP
216796570 | Central HP <5.4 tons | TRANE | HRCU-A-CB (Split System: Heat Pump with Remote Outdoor Unit-Air-Source) | 5TWR5036A1 | ASPEN |  | D(A,C,E)36C3J+TDR | S8X2C100M5PSC | 31200 | 15.2 | 8.5 | 31400 | 22400 | 71.34% | 3 | 0 | 11.7 |  |  |  |  | R-454B | 2.6 | Residential & Commercial | USHP | Ducted CEE Tier 1
216796656 | Central HP <5.4 tons | TRANE | HRCU-A-CB (Split System: Heat Pump with Remote Outdoor Unit-Air-Source) | 5TWR5036A1 | ASPEN |  | D(A,C,E)48C3J+TDR | S9V2C080U5PSC | 31800 | 15.5 | 8.5 | 31200 | 22200 | 71.15% | 3.01 | 0 | 12 |  |  |  |  | R-454B | 2.65 | Residential & Commercial | USHP | Ducted CEE Tier 1
216796738 | Central HP <5.4 tons | TRANE | HRCU-A-CB (Split System: Heat Pump with Remote Outdoor Unit-Air-Source) | 5TWR5036A1 | ASPEN |  | D(A,C,E)48C3J+TDR | S9X1C100D5PSB | 31600 | 15.5 | 8.1 | 32200 | 22600 | 70.19% | 2.87 | 0 | 12 |  |  |  |  | R-454B | 2.6333 | Residential & Commercial | USHP | Ducted CEE Tier 1
211260095 | Central HP <5.4 tons | BRYANT HEATING AND COOLING SYSTEMS | HRCU-A-CB (Split System: Heat Pump with Remote Outdoor Unit-Air-Source) | 38MURAQ18AB3* |  |  | CAP**2414AL* | 926SA36060V14*** | 17800 | 16 | 8.5 | 18800 | 19000 | 101.1% | 2.28 | 0 | 10.5 |  |  |  |  | R-410A | 1.4833 | Residential & Commercial | USHP | Ducted CEE Tier 1
216680604 | Central HP <5.4 tons | COMFORTMAKER | HRCU-A-CB (Split System: Heat Pump with Remote Outdoor Unit-Air-Source) | DLCURAH24ABK |  |  | EHD4X36AAL | *97VTN0801716A* | 23800 | 16 | 8.5 | 25200 | 22400 | 88.89% | 1.75 | 0 | 10 |  |  |  |  | R-410A | 1.9833 | Residential & Commercial | USHP | Ducted CEE Tier 1
214394538 | Central HP <5.4 tons | RUUD | HRCU-A-CB (Split System: Heat Pump with Remote Outdoor Unit-Air-Source) | RD17AZ36AJ3N | ASPEN |  | D(A,C,E)48C34+TDR | U98MV0603A17UPS | 32800 | 18 | 8.1 | 34200 | 29800 | 87.13% | 1.9 | 0 | 10 |  |  |  |  | R-410A | 2.7333 | Residential & Commercial | USHP | Ducted CEE Tier 1
213773017 | Central HP <5.4 tons | HEIL | HRCU-A-CB (Split System: Heat Pump with Remote Outdoor Unit-Air-Source) | HVH825GKA3* |  |  | EA*4X36L17A*+WALLCON | *96CTN0601714B* | 23400 | 16 | 8.1 | 21600 | 16700 | 77.31% | 1.92 | 0 | 10.5 |  |  |  |  | R-410A | 1.95 | Residential & Commercial | USHP | Ducted CEE Tier 1
213773167 | Central HP <5.4 tons | HEIL | HRCU-A-CB (Split System: Heat Pump with Remote Outdoor Unit-Air-Source) | HVH825GKA3* |  |  | EA*4X37L17A*+WALLCON | *80CTL0701412B* | 24200 | 16.5 | 8.1 | 21400 | 16700 | 78.04% | 2 | 0 | 10.5 |  |  |  |  | R-410A | 2.0167 | Residential & Commercial | USHP | Ducted CEE Tier 1
213773237 | Central HP <5.4 tons | HEIL | HRCU-A-CB (Split System: Heat Pump with Remote Outdoor Unit-Air-Source) | HVH825GKA3* |  |  | EA*4X37L17A*+WALLCON | *96CTN0601714B* | 24000 | 16 | 8.1 | 21400 | 16700 | 78.04% | 1.98 | 0 | 10.5 |  |  |  |  | R-410A | 2 | Residential & Commercial | USHP | Ducted CEE Tier 1
213772967 | Central HP <5.4 tons | HEIL | HRCU-A-CB (Split System: Heat Pump with Remote Outdoor Unit-Air-Source) | HVH825GKA3* |  |  | EA*4X36L17A*+WALLCON | *80CTL0901716B* | 23600 | 16.5 | 8.1 | 21400 | 16700 | 78.04% | 1.92 | 0 | 10.5 |  |  |  |  | R-410A | 1.9667 | Residential & Commercial | USHP | Ducted CEE Tier 1
213773337 | Central HP <5.4 tons | HEIL | HRCU-A-CB (Split System: Heat Pump with Remote Outdoor Unit-Air-Source) | HVH825GKA3* |  |  | EA*4X37L21A*+WALLCON | *97CMN1002122B* | 24400 | 16.5 | 8.5 | 21200 | 16600 | 78.3% | 2.02 | 0 | 11 |  |  |  |  | R-410A | 2.0333 | Residential & Commercial | USHP | Ducted CEE Tier 1
213773437 | Central HP <5.4 tons | HEIL | HRCU-A-CB (Split System: Heat Pump with Remote Outdoor Unit-Air-Source) | HVH825GKA3* |  |  | EA*4X42L21A*+WALLCON | *97CMN0601714B* | 23600 | 16 | 8.1 | 21600 | 16700 | 77.31% | 1.94 | 0 | 10.5 |  |  |  |  | R-410A | 1.9667 | Residential & Commercial | USHP | Ducted CEE Tier 1
214573529 | Central HP <5.4 tons | BRYANT HEATING AND COOLING SYSTEMS | HRCU-A-CB (Split System: Heat Pump with Remote Outdoor Unit-Air-Source) | 288BNV037*0**A* |  |  | CNPV*4824AL*+UI | 987MC60080C21*** | 32400 | 17.5 | 8.5 | 32800 | 24800 | 75.61% | 1.96 | 0 | 11.5 |  |  |  |  | R-410A | 2.7 | Residential & Commercial | USHP | Ducted CEE Tier 1
211263549 | Central HP <5.4 tons | AIRQUEST | HRCU-A-CB (Split System: Heat Pump with Remote Outdoor Unit-Air-Source) | DLCURAH18ABK |  |  | EN(A,D)4X24L17** | OLV098A12* | 18100 | 15.5 | 8.5 | 19100 | 18700 | 97.91% | 2.24 | 0 | 10.5 |  |  |  |  | R-410A | 1.5083 | Residential & Commercial | USHP | Ducted CEE Tier 1
211264760 | Central HP <5.4 tons | AIRQUEST | HRCU-A-CB (Split System: Heat Pump with Remote Outdoor Unit-Air-Source) | DLCURAH18ABK |  |  | FEM4P18**AL | 0 | 17400 | 16 | 8.5 | 18300 | 19400 | 106% | 2.34 | 0 | 10.5 |  |  |  |  | R-410A | 1.45 | Residential & Commercial | USHP | Ducted CEE Tier 1
215676275 | Central HP <5.4 tons | HEIL | HRCU-A-CB (Split System: Heat Pump with Remote Outdoor Unit-Air-Source) | H5H0V48*K*AAA* |  |  | EVD5X48M24A*+WALLCON | *96CTN1202422B* | 47000 | 18.5 | 9 | 50000 | 36400 | 72.8% | 2 | 0 | 10 |  |  |  |  | R-454B | 3.9167 | Residential & Commercial | USHP | Ducted CEE Tier 1
213311584 | Central HP <5.4 tons | CARRIER | HRCU-A-CB (Split System: Heat Pump with Remote Outdoor Unit-Air-Source) | 38MURAQ24AB3* | ADP |  | C36A***L139+CBPE4B* | 0 | 23800 | 18 | 8.75 | 25000 | 22600 | 90.4% | 1.88 | 0 | 10 |  |  |  |  | R-410A | 1.9833 | Residential & Commercial | USHP | Ducted CEE Tier 1
214570483 | Central HP <5.4 tons | COMFORTMAKER | HRCU-A-CB (Split System: Heat Pump with Remote Outdoor Unit-Air-Source) | CVH825GKA3* |  |  | EA*4X37L21A*+WALLCON | *96CTN0802120B* | 24400 | 17 | 8.5 | 21200 | 16600 | 78.3% | 2.04 | 0 | 11 |  |  |  |  | R-410A | 2.0333 | Residential & Commercial | USHP | Ducted CEE Tier 1
214570633 | Central HP <5.4 tons | COMFORTMAKER | HRCU-A-CB (Split System: Heat Pump with Remote Outdoor Unit-Air-Source) | CVH825GKA3* |  |  | EA*4X43L21A*+WALLCON | *95CSU1002122B* | 24400 | 17 | 8.5 | 21200 | 16600 | 78.3% | 2.04 | 0 | 11 |  |  |  |  | R-410A | 2.0333 | Residential & Commercial | USHP | Ducted CEE Tier 1
216683456 | Central HP <5.4 tons | TEMPSTAR | HRCU-A-CB (Split System: Heat Pump with Remote Outdoor Unit-Air-Source) | DLCURAH18ABK |  |  | EHD4X24AAL | *97VTN1202422A* | 17400 | 15.2 | 8.1 | 18100 | 18400 | 101.7% | 2.05 | 0 | 10 |  |  |  |  | R-410A | 1.45 | Residential & Commercial | USHP | Ducted CEE Tier 1
212979204 | Central HP <5.4 tons | BRYANT HEATING AND COOLING SYSTEMS | HRCU-A-CB (Split System: Heat Pump with Remote Outdoor Unit-Air-Source) | 38MURAQ24AB3* |  |  | CNPV*2417AL* | 8(0,1)*SB48070M17*** | 23200 | 16.5 | 8.5 | 26800 | 25400 | 94.78% | 2.14 | 0 | 10 |  |  |  |  | R-410A | 1.9333 | Residential & Commercial | USHP | Ducted CEE Tier 1
214242260 | Central HP <5.4 tons | COMFORTMAKER | HRCU-A-CB (Split System: Heat Pump with Remote Outdoor Unit-Air-Source) | CVH825GKA3* |  |  | EN(A,D,W)4X48L21**+WALLCON | *95CSU0601716B* | 24000 | 16.5 | 8.1 | 21400 | 16600 | 77.57% | 2 | 0 | 11 |  |  |  |  | R-410A | 2 | Residential & Commercial | USHP | Ducted CEE Tier 1
214242290 | Central HP <5.4 tons | COMFORTMAKER | HRCU-A-CB (Split System: Heat Pump with Remote Outdoor Unit-Air-Source) | CVH825GKA3* |  |  | EN(A,D,W)4X48L21**+WALLCON | *97CMN1002122B* | 24200 | 17 | 8.1 | 21200 | 16500 | 77.83% | 2 | 0 | 11.5 |  |  |  |  | R-410A | 2.0167 | Residential & Commercial | USHP | Ducted CEE Tier 1
214242360 | Central HP <5.4 tons | COMFORTMAKER | HRCU-A-CB (Split System: Heat Pump with Remote Outdoor Unit-Air-Source) | CVH825GKA3* |  |  | EN(A,D)4X48L24**+WALLCON | *97CMN1002122B* | 24200 | 17 | 8.1 | 21200 | 16500 | 77.83% | 2 | 0 | 11.5 |  |  |  |  | R-410A | 2.0167 | Residential & Commercial | USHP | Ducted CEE Tier 1
216796543 | Central HP <5.4 tons | TRANE | HRCU-A-CB (Split System: Heat Pump with Remote Outdoor Unit-Air-Source) | 5TWR5036A1 | ASPEN |  | D(A,C,E)48C3J+TDR | S8X1D120M5PSC | 31800 | 16 | 8.5 | 31400 | 22000 | 70.06% | 2.94 | 0 | 11.7 |  |  |  |  | R-454B | 2.65 | Residential & Commercial | USHP | Ducted CEE Tier 1
216796609 | Central HP <5.4 tons | TRANE | HRCU-A-CB (Split System: Heat Pump with Remote Outdoor Unit-Air-Source) | 5TWR5036A1 | ASPEN |  | D(A,C,E)48C3J+TDR | S9V2B060D3PSC | 31600 | 15.5 | 8.1 | 32200 | 22600 | 70.19% | 2.85 | 0 | 12 |  |  |  |  | R-454B | 2.6333 | Residential & Commercial | USHP | Ducted CEE Tier 1
216796677 | Central HP <5.4 tons | TRANE | HRCU-A-CB (Split System: Heat Pump with Remote Outdoor Unit-Air-Source) | 5TWR5036A1 | ASPEN |  | D(A,C,E)36C3J+TDR | S9V2C100U4VSB | 31200 | 15.2 | 8.5 | 31200 | 22200 | 71.15% | 3 | 0 | 12 |  |  |  |  | R-454B | 2.6 | Residential & Commercial | USHP | Ducted CEE Tier 1
212974636 | Central HP <5.4 tons | TEMPSTAR | HRCU-A-CB (Split System: Heat Pump with Remote Outdoor Unit-Air-Source) | DLCURAH18ABK |  |  | EA*4X24L14A* | *96VTN0401410B* | 17300 | 15.5 | 8.5 | 18400 | 19400 | 105.4% | 2.32 | 0 | 10.5 |  |  |  |  | R-410A | 1.4417 | Residential & Commercial | USHP | Ducted CEE Tier 1
212974753 | Central HP <5.4 tons | TEMPSTAR | HRCU-A-CB (Split System: Heat Pump with Remote Outdoor Unit-Air-Source) | DLCURAH18ABK |  |  | EN(A,D)4X30L17** | *96VTN0401410B* | 17400 | 16 | 8.1 | 18000 | 18700 | 103.9% | 2.24 | 0 | 10.5 |  |  |  |  | R-410A | 1.45 | Residential & Commercial | USHP | Ducted CEE Tier 1
206765433 | Central HP <5.4 tons | AIRQUEST | HRCU-A-CB (Split System: Heat Pump with Remote Outdoor Unit-Air-Source) | HVH825GKA3* |  |  | EA*4X24L17A*+WALLCON | *96CTN0601714A* | 23200 | 16 | 8.1 | 22000 | 16900 | 76.82% | 1.88 | 11 | 10.5 |  |  |  |  | R-410A | 1.9333 | Residential & Commercial | USHP | Ducted CEE Tier 1
212517498 | Central HP <5.4 tons | YORK | HRCU-A-CB (Split System: Heat Pump with Remote Outdoor Unit-Air-Source) | HMH72B341 | ADP |  | CV365*9 | YP9C100C20MP13 | 33400 | 17 | 8.5 | 32400 | 23200 | 71.6% | 2.06 | 0 | 9.5 |  |  |  |  | R-410A | 2.7833 | Residential & Commercial | USHP
212517499 | Central HP <5.4 tons | YORK | HRCU-A-CB (Split System: Heat Pump with Remote Outdoor Unit-Air-Source) | HMH72B341 | ADP |  | CH367C9 | YP9C100C20MP13 | 33400 | 17 | 8.5 | 32400 | 23200 | 71.6% | 2.06 | 0 | 9.5 |  |  |  |  | R-410A | 2.7833 | Residential & Commercial | USHP
206765683 | Central HP <5.4 tons | AIRQUEST | HRCU-A-CB (Split System: Heat Pump with Remote Outdoor Unit-Air-Source) | HVH825GKA3* |  |  | EA*4X36L17A*+WALLCON | *97CMN0601714A* | 23400 | 16 | 8.1 | 21600 | 16800 | 77.78% | 1.92 | 11 | 10.5 |  |  |  |  | R-410A | 1.95 | Residential & Commercial | USHP | Ducted CEE Tier 1
206765890 | Central HP <5.4 tons | AIRQUEST | HRCU-A-CB (Split System: Heat Pump with Remote Outdoor Unit-Air-Source) | HVH825GKA3* |  |  | EA*4X37L17A*+WALLCON | *97CMN0601714A* | 24000 | 16 | 8.1 | 21600 | 16900 | 78.24% | 1.98 | 11 | 10.5 |  |  |  |  | R-410A | 2 | Residential & Commercial | USHP | Ducted CEE Tier 1
215932506 | Central HP <5.4 tons | HEIL | HRCU-A-CB (Split System: Heat Pump with Remote Outdoor Unit-Air-Source) | H5H3V36*K*AAA* |  |  | EA*5X48M21A*+WALLCON | *96CTN0601714B* | 33000 | 19.5 | 9.5 | 34000 | 26000 | 76.47% | 2.04 | 0 | 11 |  |  |  |  | R-454B | 2.75 | Residential & Commercial | USHP | Ducted CEE Tier 1
215932606 | Central HP <5.4 tons | HEIL | HRCU-A-CB (Split System: Heat Pump with Remote Outdoor Unit-Air-Source) | H5H3V36*K*AAA* |  |  | EA*5X60M24A*+WALLCON | *97CMN0802120B* | 34000 | 20 | 9.5 | 34200 | 26000 | 76.02% | 2.06 | 0 | 11.7 |  |  |  |  | R-454B | 2.8333 | Residential & Commercial | USHP | Ducted CEE Tier 1
216453217 | Central HP <5.4 tons | TRANE | HRCU-A-CB (Split System: Heat Pump with Remote Outdoor Unit-Air-Source) | 5TWV0X60A1 |  |  | 5PX*C007AS3 | S8V2C100M5PDB | 51500 | 18.2 | 9 | 54500 | 38500 | 70.64% | 2 | 0 | 10 |  |  |  |  | R-454B | 4.2917 | Residential & Commercial | USHP | Ducted CEE Tier 1
216453249 | Central HP <5.4 tons | TRANE | HRCU-A-CB (Split System: Heat Pump with Remote Outdoor Unit-Air-Source) | 5TWV0X60A1 |  |  | 5PX*DD10AS3 | S8V2C100M5PDB | 51500 | 18.2 | 9 | 53500 | 38000 | 71.03% | 2 | 0 | 10 |  |  |  |  | R-454B | 4.2917 | Residential & Commercial | USHP | Ducted CEE Tier 1
212362775 | Central HP <5.4 tons | GOETTL | HRCU-A-CB (Split System: Heat Pump with Remote Outdoor Unit-Air-Source) | GSZV903610A* |  |  | CA*F3743*6D*+TXV | G*VS960603BUA* | 33600 | 18.5 | 8.2 | 34000 | 24400 | 71.76% | 1.8 | 0 | 11.5 |  |  |  |  | R-410A | 2.8 | Residential & Commercial | USHP | Ducted CEE Tier 1
212362806 | Central HP <5.4 tons | GOETTL | HRCU-A-CB (Split System: Heat Pump with Remote Outdoor Unit-Air-Source) | GSZV903610A* |  |  | CHPF3743C6B*+MBVC1201**-1A*+TXV | 0 | 33400 | 18 | 8.2 | 34000 | 24400 | 71.76% | 1.8 | 0 | 11 |  |  |  |  | R-410A | 2.7833 | Residential & Commercial | USHP | Ducted CEE Tier 1
212362807 | Central HP <5.4 tons | GOETTL | HRCU-A-CB (Split System: Heat Pump with Remote Outdoor Unit-Air-Source) | GSZV903610A* |  |  | CHPF3743C6B*+MBVC1601**-1A*+TXV | 0 | 33400 | 18 | 8.2 | 34000 | 24400 | 71.76% | 1.8 | 0 | 11 |  |  |  |  | R-410A | 2.7833 | Residential & Commercial | USHP | Ducted CEE Tier 1
212362626 | Central HP <5.4 tons | GOETTL | HRCU-A-CB (Split System: Heat Pump with Remote Outdoor Unit-Air-Source) | ASZV903610A* |  |  | CSCF3642N6D*+TXV | A*VC960803BNB* | 33800 | 18.5 | 8.2 | 34000 | 24400 | 71.76% | 1.8 | 0 | 11.5 |  |  |  |  | R-410A | 2.8167 | Residential & Commercial | USHP | Ducted CEE Tier 1
216794432 | Central HP <5.4 tons | TRANE | HRCU-A-CB (Split System: Heat Pump with Remote Outdoor Unit-Air-Source) | 5TWV0X36A1 | ASPEN |  | D(A,C,E)48C3J+TDR | S9V2C080U5VSB+LRP | 32000 | 19.9 | 9 | 32200 | 30200 | 93.79% | 2.77 | 0 | 12 |  |  |  |  | R-454B | 2.6667 | Residential & Commercial | USHP | Ducted CEE Tier 1
214228975 | Central HP <5.4 tons | DAY & NIGHT | HRCU-A-CB (Split System: Heat Pump with Remote Outdoor Unit-Air-Source) | DLCURAH18ABK |  |  | EA*4X19L17A* | *80MSU0601716A* | 18100 | 16.5 | 8.5 | 18000 | 17700 | 98.33% | 2.14 | 0 | 11 |  |  |  |  | R-410A | 1.5083 | Residential & Commercial | USHP | Ducted CEE Tier 1
212979240 | Central HP <5.4 tons | BRYANT HEATING AND COOLING SYSTEMS | HRCU-A-CB (Split System: Heat Pump with Remote Outdoor Unit-Air-Source) | 38MURAQ24AB3* |  |  | CNPV*3621AL* | 8(0,1)*SB48070M17*** | 23600 | 17 | 8.5 | 26400 | 24200 | 91.67% | 2.02 | 0 | 10.5 |  |  |  |  | R-410A | 1.9667 | Residential & Commercial | USHP | Ducted CEE Tier 1
213281586 | Central HP <5.4 tons | YORK | HRCU-A-CB (Split System: Heat Pump with Remote Outdoor Unit-Air-Source) | HMH72B361 | ASPEN |  | D(A,C,E)48B44+TDR | Y81E120C16SMPS1 | 34000 | 17.5 | 8.1 | 36000 | 25400 | 70.56% | 2.65 | 0 | 8.5 |  |  |  |  | R-410A | 2.8333 | Residential & Commercial | USHP
214573643 | Central HP <5.4 tons | COMFORTMAKER | HRCU-A-CB (Split System: Heat Pump with Remote Outdoor Unit-Air-Source) | CVH837GKA2* |  |  | EA*4X36L21A*+WALLCON | *97CMN0602120B* | 31400 | 17 | 8.1 | 33200 | 24400 | 73.49% | 1.84 | 0 | 10.5 |  |  |  |  | R-410A | 2.6167 | Residential & Commercial | USHP | Ducted CEE Tier 1
214572873 | Central HP <5.4 tons | COMFORTMAKER | HRCU-A-CB (Split System: Heat Pump with Remote Outdoor Unit-Air-Source) | CVH837GKA** |  |  | EA*4X48L24A*+WALLCON | *97CMN0802120B* | 32400 | 17.5 | 8.5 | 32400 | 25000 | 77.16% | 1.98 | 0 | 11 |  |  |  |  | R-410A | 2.7 | Residential & Commercial | USHP | Ducted CEE Tier 1
214572923 | Central HP <5.4 tons | COMFORTMAKER | HRCU-A-CB (Split System: Heat Pump with Remote Outdoor Unit-Air-Source) | CVH837GKA** |  |  | EA*4X60L24A*+WALLCON | *97CMN0602120B* | 32600 | 17.5 | 8.5 | 31800 | 25000 | 78.62% | 1.96 | 0 | 11 |  |  |  |  | R-410A | 2.7167 | Residential & Commercial | USHP | Ducted CEE Tier 1
214573273 | Central HP <5.4 tons | COMFORTMAKER | HRCU-A-CB (Split System: Heat Pump with Remote Outdoor Unit-Air-Source) | CVH837GKA** |  |  | EHD4X60AAL+WALLCON | *95CSU1002122B* | 33000 | 18 | 8.5 | 32000 | 24800 | 77.5% | 2.02 | 0 | 11.5 |  |  |  |  | R-410A | 2.75 | Residential & Commercial | USHP | Ducted CEE Tier 1
214573573 | Central HP <5.4 tons | COMFORTMAKER | HRCU-A-CB (Split System: Heat Pump with Remote Outdoor Unit-Air-Source) | CVH837GKA** |  |  | EN(A,D,W)4X60L24**+WALLCON | *95CSU1002122B* | 32800 | 19 | 8.5 | 32200 | 24600 | 76.4% | 1.98 | 0 | 12 |  |  |  |  | R-410A | 2.7333 | Residential & Commercial | USHP | Ducted CEE Tier 1
214807379 | Central HP <5.4 tons | YORK | HRCU-A-CB (Split System: Heat Pump with Remote Outdoor Unit-Air-Source) | HH836E2S11 |  |  | CTU48C5XFS1+JMC17C2SN1+TXV | 0 | 34400 | 19 | 9 | 32000 | 25200 | 78.75% | 2 | 0 | 11.7 |  |  |  |  | R-454B | 2.8667 | Residential & Commercial | USHP | Ducted CEE Tier 1
211260263 | Central HP <5.4 tons | BRYANT HEATING AND COOLING SYSTEMS | HRCU-A-CB (Split System: Heat Pump with Remote Outdoor Unit-Air-Source) | 38MURAQ18AB3* |  |  | CAP**2417AL* | 926SA42060V17*** | 17700 | 16 | 8.5 | 18600 | 19100 | 102.7% | 2.3 | 0 | 10.5 |  |  |  |  | R-410A | 1.475 | Residential & Commercial | USHP | Ducted CEE Tier 1
211260429 | Central HP <5.4 tons | BRYANT HEATING AND COOLING SYSTEMS | HRCU-A-CB (Split System: Heat Pump with Remote Outdoor Unit-Air-Source) | 38MURAQ18AB3* |  |  | CAP**2417AL* | 82*TA48070V17*** | 17300 | 16 | 8.5 | 18100 | 19200 | 106.1% | 2.32 | 0 | 10.5 |  |  |  |  | R-410A | 1.4417 | Residential & Commercial | USHP | Ducted CEE Tier 1
211261045 | Central HP <5.4 tons | BRYANT HEATING AND COOLING SYSTEMS | HRCU-A-CB (Split System: Heat Pump with Remote Outdoor Unit-Air-Source) | 38MURAQ18AB3* |  |  | CAP**2517AL* | 912SD30040E14*** | 18400 | 15.5 | 8.5 | 18400 | 17500 | 95.11% | 2.12 | 0 | 10.5 |  |  |  |  | R-410A | 1.5333 | Residential & Commercial | USHP | Ducted CEE Tier 1
214392673 | Central HP <5.4 tons | RUUD | HRCU-A-CB (Split System: Heat Pump with Remote Outdoor Unit-Air-Source) | RD17AZ24AJ3N | ASPEN |  | D(A,C,E)36C24+TDR | U97MV0603A17DHS | 20800 | 18.8 | 8.1 | 22600 | 16900 | 74.78% | 2 | 0 | 9.7 |  |  |  |  | R-410A | 1.7333 | Residential & Commercial | USHP
213772627 | Central HP <5.4 tons | HEIL | HRCU-A-CB (Split System: Heat Pump with Remote Outdoor Unit-Air-Source) | HVH825GKA3* |  |  | EA*4X24L17A*+WALLCON | *80CTL0701412B* | 23400 | 16.5 | 8.1 | 22000 | 16800 | 76.36% | 1.88 | 0 | 10.5 |  |  |  |  | R-410A | 1.95 | Residential & Commercial | USHP | Ducted CEE Tier 1
213772727 | Central HP <5.4 tons | HEIL | HRCU-A-CB (Split System: Heat Pump with Remote Outdoor Unit-Air-Source) | HVH825GKA3* |  |  | EA*4X25L17A*+WALLCON | *80CTL0701412B* | 24400 | 16.5 | 8.1 | 21200 | 16600 | 78.3% | 2 | 0 | 11 |  |  |  |  | R-410A | 2.0333 | Residential & Commercial | USHP | Ducted CEE Tier 1
215675325 | Central HP <5.4 tons | HEIL | HRCU-A-CB (Split System: Heat Pump with Remote Outdoor Unit-Air-Source) | H5H0V48*K*AAA* |  |  | ESH5X60M12A*+WALLCON | *96CTN1002122B* | 45500 | 16.5 | 8.5 | 48000 | 33800 | 70.42% | 2.08 | 0 | 9.5 |  |  |  |  | R-454B | 3.7917 | Residential & Commercial | USHP
215675505 | Central HP <5.4 tons | HEIL | HRCU-A-CB (Split System: Heat Pump with Remote Outdoor Unit-Air-Source) | H5H0V48*K*AAA* |  |  | EVM5X49M21A*+WALLCON | *80CSU0802120A* | 48000 | 19 | 9 | 50000 | 36600 | 73.2% | 2.12 | 0 | 10 |  |  |  |  | R-454B | 4 | Residential & Commercial | USHP | Ducted CEE Tier 1
213773127 | Central HP <5.4 tons | HEIL | HRCU-A-CB (Split System: Heat Pump with Remote Outdoor Unit-Air-Source) | HVH825GKA3* |  |  | EA*4X36L21A*+WALLCON | *96CTN0601714B* | 23400 | 16.5 | 8.1 | 21600 | 16700 | 77.31% | 1.92 | 0 | 10.5 |  |  |  |  | R-410A | 1.95 | Residential & Commercial | USHP | Ducted CEE Tier 1
213773527 | Central HP <5.4 tons | HEIL | HRCU-A-CB (Split System: Heat Pump with Remote Outdoor Unit-Air-Source) | HVH825GKA3* |  |  | EA*4X42L24A*+WALLCON | *97CMN1002122B* | 23800 | 16.5 | 8.1 | 21400 | 16600 | 77.57% | 1.96 | 0 | 11 |  |  |  |  | R-410A | 1.9833 | Residential & Commercial | USHP | Ducted CEE Tier 1
213773597 | Central HP <5.4 tons | HEIL | HRCU-A-CB (Split System: Heat Pump with Remote Outdoor Unit-Air-Source) | HVH825GKA3* |  |  | EA*4X43L21A*+WALLCON | *80CTL0902120B* | 24400 | 17 | 8.1 | 21200 | 16600 | 78.3% | 2.02 | 0 | 11 |  |  |  |  | R-410A | 2.0333 | Residential & Commercial | USHP | Ducted CEE Tier 1
213773677 | Central HP <5.4 tons | HEIL | HRCU-A-CB (Split System: Heat Pump with Remote Outdoor Unit-Air-Source) | HVH825GKA3* |  |  | EA*4X43L21A*+WALLCON | *96CTN1002122B* | 24400 | 16.5 | 8.5 | 21200 | 16600 | 78.3% | 2.02 | 0 | 11 |  |  |  |  | R-410A | 2.0333 | Residential & Commercial | USHP | Ducted CEE Tier 1
216680848 | Central HP <5.4 tons | TEMPSTAR | HRCU-A-CB (Split System: Heat Pump with Remote Outdoor Unit-Air-Source) | DLCURAH18ABK |  |  | EA*4X24L17A* | *97VTN0801716A* | 17200 | 16 | 8.5 | 18100 | 19200 | 106.1% | 2.2 | 0 | 10.5 |  |  |  |  | R-410A | 1.4333 | Residential & Commercial | USHP | Ducted CEE Tier 1
206765503 | Central HP <5.4 tons | AIRQUEST | HRCU-A-CB (Split System: Heat Pump with Remote Outdoor Unit-Air-Source) | HVH825GKA3* |  |  | EA*4X25L17A*+WALLCON | *80CTL0701716A* | 24400 | 16.5 | 8.1 | 21200 | 16600 | 78.3% | 2.02 | 11 | 11 |  |  |  |  | R-410A | 2.0333 | Residential & Commercial | USHP | Ducted CEE Tier 1
213773667 | Central HP <5.4 tons | HEIL | HRCU-A-CB (Split System: Heat Pump with Remote Outdoor Unit-Air-Source) | HVH825GKA3* |  |  | EA*4X43L21A*+WALLCON | *96CTN0801714B* | 24400 | 16.5 | 8.1 | 21200 | 16600 | 78.3% | 2.02 | 0 | 11 |  |  |  |  | R-410A | 2.0333 | Residential & Commercial | USHP | Ducted CEE Tier 1
216679728 | Central HP <5.4 tons | COMFORTMAKER | HRCU-A-CB (Split System: Heat Pump with Remote Outdoor Unit-Air-Source) | DLCURAH18ABK |  |  | EA*4X30L17A* | *97VTN0601716A* | 17600 | 16 | 8.5 | 18100 | 18300 | 101.1% | 2.12 | 0 | 10.5 |  |  |  |  | R-410A | 1.4667 | Residential & Commercial | USHP | Ducted CEE Tier 1
212290953 | Central HP <5.4 tons | GOETTL | HRCU-A-CB (Split System: Heat Pump with Remote Outdoor Unit-Air-Source) | ASZS601810A* |  |  | CA*EA1818*4A* | A*VS960603BUA* | 16600 | 17.5 | 8.5 | 17400 | 13000 | 74.71% | 2.1 | 0 | 10.9 |  |  |  |  | R-410A | 1.3833 | Residential & Commercial | USHP | Ducted CEE Tier 1
212290968 | Central HP <5.4 tons | GOETTL | HRCU-A-CB (Split System: Heat Pump with Remote Outdoor Unit-Air-Source) | ASZS601810A* |  |  | CA*EA2422*4A* | A*VC960603BNB* | 16600 | 17.5 | 8.5 | 17400 | 13000 | 74.71% | 2.1 | 0 | 10.9 |  |  |  |  | R-410A | 1.3833 | Residential & Commercial | USHP | Ducted CEE Tier 1
214421490 | Central HP <5.4 tons | TRANE | HRCU-A-CB (Split System: Heat Pump with Remote Outdoor Unit-Air-Source) | 4TWV8X60A1 | ADP |  | V,T60H245P189+P0V0D000M50SC+RP | 0 | 53500 | 18 | 8.2 | 49500 | 38500 | 77.78% | 1.75 | 0 | 12 |  |  |  |  | R-410A | 4.4583 | Residential & Commercial | USHP | Ducted CEE Tier 1
206765460 | Central HP <5.4 tons | AIRQUEST | HRCU-A-CB (Split System: Heat Pump with Remote Outdoor Unit-Air-Source) | HVH825GKA3* |  |  | EA*4X24L17A*+WALLCON | *97CMN0801714A* | 23200 | 16 | 8.1 | 22000 | 16900 | 76.82% | 1.88 | 11 | 10.5 |  |  |  |  | R-410A | 1.9333 | Residential & Commercial | USHP | Ducted CEE Tier 1
206765593 | Central HP <5.4 tons | AIRQUEST | HRCU-A-CB (Split System: Heat Pump with Remote Outdoor Unit-Air-Source) | HVH825GKA3* |  |  | EA*4X30L17A*+WALLCON | *96CTN0601714A* | 23400 | 16 | 8.1 | 21600 | 16800 | 77.78% | 1.9 | 11 | 10.5 |  |  |  |  | R-410A | 1.95 | Residential & Commercial | USHP | Ducted CEE Tier 1
215940319 | Central HP <5.4 tons | COMFORTMAKER | HRCU-A-CB (Split System: Heat Pump with Remote Outdoor Unit-Air-Source) | C5H3V36*K*AAA* |  |  | EVM5X44M21A*+WALLCON | *97CTN1002122A* | 35600 | 22 | 8.5 | 38000 | 28600 | 75.26% | 2.02 | 0 | 12.5 |  |  |  |  | R-454B | 2.9667 | Residential & Commercial | USHP | Ducted CEE Tier 1
213773587 | Central HP <5.4 tons | HEIL | HRCU-A-CB (Split System: Heat Pump with Remote Outdoor Unit-Air-Source) | HVH825GKA3* |  |  | EA*4X43L21A*+WALLCON | *80CTL0901716B* | 24200 | 17 | 8.1 | 21000 | 16600 | 79.05% | 2.02 | 0 | 11 |  |  |  |  | R-410A | 2.0167 | Residential & Commercial | USHP | Ducted CEE Tier 1
215675615 | Central HP <5.4 tons | HEIL | HRCU-A-CB (Split System: Heat Pump with Remote Outdoor Unit-Air-Source) | H5H0V48*K*AAA* |  |  | EVM5X49M21A*+WALLCON | *97CMN0801714B* | 47500 | 18.5 | 9 | 50000 | 37400 | 74.8% | 1.98 | 0 | 10 |  |  |  |  | R-454B | 3.9583 | Residential & Commercial | USHP | Ducted CEE Tier 1
211259871 | Central HP <5.4 tons | BRYANT HEATING AND COOLING SYSTEMS | HRCU-A-CB (Split System: Heat Pump with Remote Outdoor Unit-Air-Source) | 38MURAQ18AB3* |  |  | CAP**1917AL* | 926TB42060V17*** | 18200 | 16 | 8.5 | 18200 | 17700 | 97.25% | 2.14 | 0 | 10.5 |  |  |  |  | R-410A | 1.5167 | Residential & Commercial | USHP | Ducted CEE Tier 1
211260623 | Central HP <5.4 tons | BRYANT HEATING AND COOLING SYSTEMS | HRCU-A-CB (Split System: Heat Pump with Remote Outdoor Unit-Air-Source) | 38MURAQ18AB3* |  |  | CAP**2417AL* | 8(0,1)*SA36070E14*** | 17600 | 16 | 8.5 | 18400 | 19100 | 103.8% | 2.3 | 0 | 10.5 |  |  |  |  | R-410A | 1.4667 | Residential & Commercial | USHP | Ducted CEE Tier 1
205751066 | Central HP <5.4 tons | AIRQUEST | HRCU-A-CB (Split System: Heat Pump with Remote Outdoor Unit-Air-Source) | HVH837GKA** |  |  | EA*4X37L21A*+WALLCON | *97CMN1002122A* | 33000 | 17.5 | 8.5 | 33000 | 25200 | 76.36% | 2 | 12 | 11.7 |  |  |  |  | R-410A | 2.75 | Residential & Commercial | USHP | Ducted CEE Tier 1
214571249 | Central HP <5.4 tons | BRYANT HEATING AND COOLING SYSTEMS | HRCU-A-CB (Split System: Heat Pump with Remote Outdoor Unit-Air-Source) | 288BNV025*0**C* |  |  | CNPV*4821AL*+UI | 987MC60080C21*** | 24200 | 17 | 8.1 | 21200 | 16600 | 78.3% | 2.02 | 0 | 11.5 |  |  |  |  | R-410A | 2.0167 | Residential & Commercial | USHP | Ducted CEE Tier 1
213613571 | Central HP <5.4 tons | BRYANT HEATING AND COOLING SYSTEMS | HRCU-A-CB (Split System: Heat Pump with Remote Outdoor Unit-Air-Source) | 38MURAQ18AB3* | ASPEN |  | L(E,G)M36A4 | 0 | 18000 | 15.2 | 9 | 19300 | 18300 | 94.82% | 2.2 | 0 | 10 |  |  |  |  | R-410A | 1.5 | Residential & Commercial | USHP | Ducted CEE Tier 1
213613575 | Central HP <5.4 tons | BRYANT HEATING AND COOLING SYSTEMS | HRCU-A-CB (Split System: Heat Pump with Remote Outdoor Unit-Air-Source) | 38MURAQ18AB3* | ASPEN |  | L(E,G)M36E4 | 0 | 18000 | 15.2 | 8.5 | 19300 | 18300 | 94.82% | 2.2 | 0 | 10 |  |  |  |  | R-410A | 1.5 | Residential & Commercial | USHP | Ducted CEE Tier 1
216761978 | Central HP <5.4 tons | BRYANT HEATING AND COOLING SYSTEMS | HRCU-A-CB (Split System: Heat Pump with Remote Outdoor Unit-Air-Source) | 38MURAQ24AB3* | ADP |  | H,PG9J936 | 927TA48080V17*** | 25400 | 18 | 10 | 24200 | 33200 | 137.2% | 2.54 | 0 | 11.5 |  |  |  |  | R-410A | 2.1167 | Residential & Commercial | USHP | Ducted CEE Tier 1
213773027 | Central HP <5.4 tons | HEIL | HRCU-A-CB (Split System: Heat Pump with Remote Outdoor Unit-Air-Source) | HVH825GKA3* |  |  | EA*4X36L17A*+WALLCON | *96CTN0801714B* | 23600 | 16.5 | 8.1 | 21600 | 16700 | 77.31% | 1.92 | 0 | 10.5 |  |  |  |  | R-410A | 1.9667 | Residential & Commercial | USHP | Ducted CEE Tier 1
214389735 | Central HP <5.4 tons | Liberty Heating & Air Conditioning | HRCU-A-CB (Split System: Heat Pump with Remote Outdoor Unit-Air-Source) | ASZS60241EA* |  |  | CA*EA3026*4A* | G*VS960805CUA* | 23000 | 17 | 8.6 | 23000 | 16100 | 70% | 2 | 0 | 10 |  |  |  |  | R-410A | 1.9167 | Residential & Commercial | USHP | Ducted CEE Tier 1
216978077 | Central HP <5.4 tons | LENNOX | HRCU-A-CB (Split System: Heat Pump with Remote Outdoor Unit-Air-Source) | EL18KSLV-036-230A** | ADP |  | LD24/35Z*+TXV | SL297UH060NV36B* | 34400 | 17 | 8.5 | 34000 | 28000 | 82.35% | 1.85 | 0 | 11 |  |  |  |  | R-454B | 2.8667 | Residential & Commercial | USHP | Ducted CEE Tier 1
213773777 | Central HP <5.4 tons | HEIL | HRCU-A-CB (Split System: Heat Pump with Remote Outdoor Unit-Air-Source) | HVH825GKA3* |  |  | EA*4X48L21A*+WALLCON | *96CTN0601714B* | 24000 | 16.5 | 8.1 | 21000 | 16600 | 79.05% | 2 | 0 | 10.5 |  |  |  |  | R-410A | 2 | Residential & Commercial | USHP | Ducted CEE Tier 1
213773427 | Central HP <5.4 tons | HEIL | HRCU-A-CB (Split System: Heat Pump with Remote Outdoor Unit-Air-Source) | HVH825GKA3* |  |  | EA*4X42L21A*+WALLCON | *95CSU0601716B* | 23600 | 16.5 | 8.1 | 21400 | 16700 | 78.04% | 1.94 | 0 | 10.5 |  |  |  |  | R-410A | 1.9667 | Residential & Commercial | USHP | Ducted CEE Tier 1
213772987 | Central HP <5.4 tons | HEIL | HRCU-A-CB (Split System: Heat Pump with Remote Outdoor Unit-Air-Source) | HVH825GKA3* |  |  | EA*4X36L17A*+WALLCON | *97CMN0601714B* | 23400 | 16 | 8.1 | 21600 | 16700 | 77.31% | 1.92 | 0 | 10.5 |  |  |  |  | R-410A | 1.95 | Residential & Commercial | USHP | Ducted CEE Tier 1
213773387 | Central HP <5.4 tons | HEIL | HRCU-A-CB (Split System: Heat Pump with Remote Outdoor Unit-Air-Source) | HVH825GKA3* |  |  | EA*4X42L21A*+WALLCON | *80CTL0701716B* | 23800 | 16.5 | 8.1 | 21400 | 16600 | 77.57% | 1.94 | 0 | 10.5 |  |  |  |  | R-410A | 1.9833 | Residential & Commercial | USHP | Ducted CEE Tier 1
213773537 | Central HP <5.4 tons | HEIL | HRCU-A-CB (Split System: Heat Pump with Remote Outdoor Unit-Air-Source) | HVH825GKA3* |  |  | EA*4X42L24A*+WALLCON | *97CMN1202422B* | 23800 | 16.5 | 8.1 | 21400 | 16600 | 77.57% | 1.96 | 0 | 10.5 |  |  |  |  | R-410A | 1.9833 | Residential & Commercial | USHP | Ducted CEE Tier 1
213773637 | Central HP <5.4 tons | HEIL | HRCU-A-CB (Split System: Heat Pump with Remote Outdoor Unit-Air-Source) | HVH825GKA3* |  |  | EA*4X43L21A*+WALLCON | *97CMN0801714B* | 24400 | 16.5 | 8.1 | 21200 | 16600 | 78.3% | 2.02 | 0 | 11 |  |  |  |  | R-410A | 2.0333 | Residential & Commercial | USHP | Ducted CEE Tier 1
215668604 | Central HP <5.4 tons | HEIL | HRCU-A-CB (Split System: Heat Pump with Remote Outdoor Unit-Air-Source) | H5H0V36*K*AAA* |  |  | EA*5X37M17A*+WALLCON | *96CTN0401410B* | 32600 | 16 | 8.5 | 36200 | 25600 | 70.72% | 1.76 | 0 | 9.5 |  |  |  |  | R-454B | 2.7167 | Residential & Commercial | USHP
215668788 | Central HP <5.4 tons | HEIL | HRCU-A-CB (Split System: Heat Pump with Remote Outdoor Unit-Air-Source) | H5H0V36*K*AAA* |  |  | EA*5X42M21A*+WALLCON | *80CSU0401712A* | 33000 | 17.5 | 9 | 35800 | 25600 | 71.51% | 1.86 | 0 | 9.5 |  |  |  |  | R-454B | 2.75 | Residential & Commercial | USHP
207573703 | Central HP <5.4 tons | DAY & NIGHT | HRCU-A-CB (Split System: Heat Pump with Remote Outdoor Unit-Air-Source) | CVH848GKA2* | ADP |  | FG86960 | *80CTL0902120A* | 45500 | 17 | 8.5 | 43500 | 34400 | 79.08% | 2 | 10.5 | 10 |  |  |  |  | R-410A | 3.7917 | Residential & Commercial | USHP | Ducted CEE Tier 1
207573712 | Central HP <5.4 tons | DAY & NIGHT | HRCU-A-CB (Split System: Heat Pump with Remote Outdoor Unit-Air-Source) | CVH848GKA2* | ADP |  | FG86960 | *80CTL1102120A* | 46000 | 17 | 8.1 | 44000 | 31600 | 71.82% | 2.26 | 10.5 | 10 |  |  |  |  | R-410A | 3.8333 | Residential & Commercial | USHP | Ducted CEE Tier 1
207573728 | Central HP <5.4 tons | DAY & NIGHT | HRCU-A-CB (Split System: Heat Pump with Remote Outdoor Unit-Air-Source) | CVH848GKA2* | ADP |  | FG36960 | *95CSU1002122A* | 45000 | 17 | 8.5 | 45000 | 32400 | 72% | 2.28 | 10.5 | 10 |  |  |  |  | R-410A | 3.75 | Residential & Commercial | USHP | Ducted CEE Tier 1
207573748 | Central HP <5.4 tons | DAY & NIGHT | HRCU-A-CB (Split System: Heat Pump with Remote Outdoor Unit-Air-Source) | CVH848GKA2* | ADP |  | FG84948 | *96CTN1002122A* | 45500 | 17 | 8.5 | 43500 | 34400 | 79.08% | 2 | 10.5 | 10 |  |  |  |  | R-410A | 3.7917 | Residential & Commercial | USHP | Ducted CEE Tier 1
207573771 | Central HP <5.4 tons | DAY & NIGHT | HRCU-A-CB (Split System: Heat Pump with Remote Outdoor Unit-Air-Source) | CVH848GKA2* | ADP |  | PL48H210P299 | *97CMN1002122A* | 44500 | 17 | 8.5 | 44500 | 34600 | 77.75% | 2 | 10.5 | 10 |  |  |  |  | R-410A | 3.7083 | Residential & Commercial | USHP | Ducted CEE Tier 1
207573778 | Central HP <5.4 tons | DAY & NIGHT | HRCU-A-CB (Split System: Heat Pump with Remote Outdoor Unit-Air-Source) | CVH848GKA2* | ADP |  | FG84960 | *97CMN1002122A* | 45500 | 17 | 8.5 | 43500 | 34400 | 79.08% | 2 | 10.5 | 10 |  |  |  |  | R-410A | 3.7917 | Residential & Commercial | USHP | Ducted CEE Tier 1
213772617 | Central HP <5.4 tons | HEIL | HRCU-A-CB (Split System: Heat Pump with Remote Outdoor Unit-Air-Source) | HVH825GKA3* |  |  | EA*4X24L17A*+WALLCON | *80CTL0451712B* | 23200 | 16 | 8.1 | 22000 | 16900 | 76.82% | 1.88 | 0 | 10 |  |  |  |  | R-410A | 1.9333 | Residential & Commercial | USHP | Ducted CEE Tier 1
213772667 | Central HP <5.4 tons | HEIL | HRCU-A-CB (Split System: Heat Pump with Remote Outdoor Unit-Air-Source) | HVH825GKA3* |  |  | EA*4X24L17A*+WALLCON | *97CMN0601714B* | 23000 | 16 | 8.1 | 22000 | 16900 | 76.82% | 1.88 | 0 | 10 |  |  |  |  | R-410A | 1.9167 | Residential & Commercial | USHP | Ducted CEE Tier 1
213773217 | Central HP <5.4 tons | HEIL | HRCU-A-CB (Split System: Heat Pump with Remote Outdoor Unit-Air-Source) | HVH825GKA3* |  |  | EA*4X37L17A*+WALLCON | *97CMN0801714B* | 24200 | 16 | 8.1 | 21400 | 16700 | 78.04% | 1.98 | 0 | 10.5 |  |  |  |  | R-410A | 2.0167 | Residential & Commercial | USHP | Ducted CEE Tier 1
215674579 | Central HP <5.4 tons | HEIL | HRCU-A-CB (Split System: Heat Pump with Remote Outdoor Unit-Air-Source) | H5H0V48*K*AAA* |  |  | EA*5X61M24A*+WALLCON | *97CMN0802120B* | 46000 | 18 | 9 | 48000 | 33800 | 70.42% | 2.08 | 0 | 10 |  |  |  |  | R-454B | 3.8333 | Residential & Commercial | USHP | Ducted CEE Tier 1
207573539 | Central HP <5.4 tons | DAY & NIGHT | HRCU-A-CB (Split System: Heat Pump with Remote Outdoor Unit-Air-Source) | CVH837GKA2* | ADP |  | PL36H210P299 | *80CSU0401712A* | 32400 | 18 | 8.1 | 30400 | 27200 | 89.47% | 2.22 | 12 | 11 |  |  |  |  | R-410A | 2.7 | Residential & Commercial | USHP | Ducted CEE Tier 1
216504988 | Central HP <5.4 tons | YORK | HRCU-A-CB (Split System: Heat Pump with Remote Outdoor Unit-Air-Source) | HMH72B361 | ASPEN |  | D(A,C,E)36A36+TDR | Y91E060B12SMPS1 | 32200 | 16 | 8.1 | 36000 | 26400 | 73.33% | 2.69 | 0 | 8.3 |  |  |  |  | R-410A | 2.6833 | Residential & Commercial | USHP
214571133 | Central HP <5.4 tons | COMFORTMAKER | HRCU-A-CB (Split System: Heat Pump with Remote Outdoor Unit-Air-Source) | CVH825GKA3* |  |  | EN(A,D)4X36L21**+WALLCON | *97CMN0802120B* | 23400 | 16.5 | 8.1 | 21600 | 16700 | 77.31% | 1.92 | 0 | 11 |  |  |  |  | R-410A | 1.95 | Residential & Commercial | USHP | Ducted CEE Tier 1
216738927 | Central HP <5.4 tons | COMFORTMAKER | HRCU-A-CB (Split System: Heat Pump with Remote Outdoor Unit-Air-Source) | D5CUHAH24AAK |  |  | ESH5X36M12A* | *97VTN1002120A* | 22600 | 16 | 8.1 | 20800 | 18400 | 88.46% | 1.85 | 0 | 11 |  |  |  |  | R-454B | 1.8833 | Residential & Commercial | USHP | Ducted CEE Tier 1
215683597 | Central HP <5.4 tons | CARRIER | HRCU-A-CB (Split System: Heat Pump with Remote Outdoor Unit-Air-Source) | 27VNA024A*030* |  |  | CAA**2517AM*+UI | 58CU*A040C17**12 | 24000 | 17.5 | 9 | 23400 | 16400 | 70.09% | 2.02 | 0 | 10.5 |  |  |  |  | R-454B | 2 | Residential & Commercial | USHP | Ducted CEE Tier 1
215674496 | Central HP <5.4 tons | HEIL | HRCU-A-CB (Split System: Heat Pump with Remote Outdoor Unit-Air-Source) | H5H0V48*K*AAA* |  |  | EA*5X61M24A*+WALLCON | *80CTL1102120B* | 46000 | 18.5 | 9 | 47500 | 33600 | 70.74% | 2.08 | 0 | 10 |  |  |  |  | R-454B | 3.8333 | Residential & Commercial | USHP | Ducted CEE Tier 1
213367339 | Central HP <5.4 tons | CARRIER | HRCU-A-CB (Split System: Heat Pump with Remote Outdoor Unit-Air-Source) | 38MURAQ18AB3* | ADP |  | H,PG9J936 | 59TP6C060V17**16 | 17400 | 16 | 8.5 | 16800 | 19100 | 113.7% | 2.34 | 0 | 10.5 |  |  |  |  | R-410A | 1.45 | Residential & Commercial | USHP | Ducted CEE Tier 1
213367341 | Central HP <5.4 tons | CARRIER | HRCU-A-CB (Split System: Heat Pump with Remote Outdoor Unit-Air-Source) | 38MURAQ18AB3* | ADP |  | H,PG9J936 | 59TP6C080V17**16 | 17700 | 16 | 8.5 | 17100 | 18700 | 109.4% | 2.3 | 0 | 11 |  |  |  |  | R-410A | 1.475 | Residential & Commercial | USHP | Ducted CEE Tier 1
214568839 | Central HP <5.4 tons | CARRIER | HRCU-A-CB (Split System: Heat Pump with Remote Outdoor Unit-Air-Source) | 25VNA837A*031* | ADP |  | H,PE9J936 | 59TN6B100C21**22 | 32000 | 17 | 8.5 | 31000 | 24400 | 78.71% | 2 | 0 | 11.5 |  |  |  |  | R-410A | 2.6667 | Residential & Commercial | USHP | Ducted CEE Tier 1
207820956 | Central HP <5.4 tons | TRANE | HRCU-A-CB (Split System: Heat Pump with Remote Outdoor Unit-Air-Source) | 4TWV8X60A1 |  |  | TEM6B0C60H51+TDR+RP | 0 | 54000 | 18 | 8.5 | 52500 | 38000 | 72.38% | 1.8 | 12.5 | 12 |  |  |  |  | R-410A | 4.5 | Residential & Commercial | USHP | Ducted CEE Tier 1
215683661 | Central HP <5.4 tons | CARRIER | HRCU-A-CB (Split System: Heat Pump with Remote Outdoor Unit-Air-Source) | 27VNA024A*030* |  |  | CAA**3617AM*+UI | 59TN6C060C17**14 | 23000 | 17 | 9 | 23800 | 16700 | 70.17% | 1.96 | 0 | 10 |  |  |  |  | R-454B | 1.9167 | Residential & Commercial | USHP | Ducted CEE Tier 1
215683681 | Central HP <5.4 tons | CARRIER | HRCU-A-CB (Split System: Heat Pump with Remote Outdoor Unit-Air-Source) | 27VNA024A*030* |  |  | CAA**3717AM*+UI | 59TN6C040C14**10 | 23400 | 16 | 9 | 24000 | 16900 | 70.42% | 1.98 | 0 | 9.5 |  |  |  |  | R-454B | 1.95 | Residential & Commercial | USHP
215675155 | Central HP <5.4 tons | HEIL | HRCU-A-CB (Split System: Heat Pump with Remote Outdoor Unit-Air-Source) | H5H0V48*K*AAA* |  |  | ESH5X60M12A*+WALLCON | *80CTL0451712B* | 45000 | 15.5 | 8.5 | 48500 | 34600 | 71.34% | 1.94 | 0 | 9 |  |  |  |  | R-454B | 3.75 | Residential & Commercial | USHP
215675275 | Central HP <5.4 tons | HEIL | HRCU-A-CB (Split System: Heat Pump with Remote Outdoor Unit-Air-Source) | H5H0V48*K*AAA* |  |  | ESH5X60M12A*+WALLCON | *97CMN0801714B* | 45000 | 16 | 8.5 | 48500 | 34200 | 70.52% | 1.94 | 0 | 9 |  |  |  |  | R-454B | 3.75 | Residential & Commercial | USHP
214628967 | Central HP <5.4 tons | CARRIER | HRCU-A-CB (Split System: Heat Pump with Remote Outdoor Unit-Air-Source) | 38MURAQ36AB3* | ADP |  | PL36H175P149 | 58S(B,C)*B045M14**12 | 34800 | 15.2 | 8.5 | 36800 | 34800 | 94.57% | 2 | 0 | 9.5 |  |  |  |  | R-410A | 2.9 | Residential & Commercial | USHP
214629000 | Central HP <5.4 tons | CARRIER | HRCU-A-CB (Split System: Heat Pump with Remote Outdoor Unit-Air-Source) | 38MURAQ36AB3* | ADP |  | PL36H***P449 | 58S(B,C)*B070M14**12 | 35000 | 16 | 8.1 | 36800 | 34600 | 94.02% | 1.94 | 0 | 9.5 |  |  |  |  | R-410A | 2.9167 | Residential & Commercial | USHP
214629102 | Central HP <5.4 tons | CARRIER | HRCU-A-CB (Split System: Heat Pump with Remote Outdoor Unit-Air-Source) | 38MURAQ36AB3* | ADP |  | PL36H210P749 | 58S(B,C)*B090M17**14 | 35400 | 16 | 8.1 | 36800 | 34600 | 94.02% | 1.88 | 0 | 10 |  |  |  |  | R-410A | 2.95 | Residential & Commercial | USHP | Ducted CEE Tier 1
214629117 | Central HP <5.4 tons | CARRIER | HRCU-A-CB (Split System: Heat Pump with Remote Outdoor Unit-Air-Source) | 38MURAQ36AB3* | ADP |  | PL36H210P299 | 58S(B,C)*B090M21**20 | 36000 | 16 | 8.1 | 36800 | 34600 | 94.02% | 2 | 0 | 10.5 |  |  |  |  | R-410A | 3 | Residential & Commercial | USHP | Ducted CEE Tier 1
214629151 | Central HP <5.4 tons | CARRIER | HRCU-A-CB (Split System: Heat Pump with Remote Outdoor Unit-Air-Source) | 38MURAQ36AB3* | ADP |  | V,C36H***P219 | 58TP*B045V14**12 | 34600 | 16 | 8.1 | 36800 | 34600 | 94.02% | 1.94 | 0 | 9.5 |  |  |  |  | R-410A | 2.8833 | Residential & Commercial | USHP
215683881 | Central HP <5.4 tons | CARRIER | HRCU-A-CB (Split System: Heat Pump with Remote Outdoor Unit-Air-Source) | 27VNA036A*030* |  |  | CAA**3717AM*+UI | 59MN7C060C17**14 | 33600 | 17 | 9 | 36000 | 25800 | 71.67% | 1.86 | 0 | 9.5 |  |  |  |  | R-454B | 2.8 | Residential & Commercial | USHP
215683711 | Central HP <5.4 tons | CARRIER | HRCU-A-CB (Split System: Heat Pump with Remote Outdoor Unit-Air-Source) | 27VNA024A*030* |  |  | CAA**3721AM*+UI | 59MN7C100C21**22 | 24000 | 17.5 | 9 | 23200 | 16300 | 70.26% | 2.02 | 0 | 10.5 |  |  |  |  | R-454B | 2 | Residential & Commercial | USHP | Ducted CEE Tier 1
215684031 | Central HP <5.4 tons | CARRIER | HRCU-A-CB (Split System: Heat Pump with Remote Outdoor Unit-Air-Source) | 27VNA036A*030* |  |  | CSAH*3612AM*+UI | 59CU5B080C21**20 | 33600 | 16 | 8.5 | 35800 | 25400 | 70.95% | 1.76 | 0 | 9.5 |  |  |  |  | R-454B | 2.8 | Residential & Commercial | USHP
215684097 | Central HP <5.4 tons | CARRIER | HRCU-A-CB (Split System: Heat Pump with Remote Outdoor Unit-Air-Source) | 27VNA036A*030* |  |  | CSAH*4212AM*+UI | 59TN6C080C17**14 | 33800 | 16.5 | 8.5 | 35600 | 25400 | 71.35% | 1.78 | 0 | 9.5 |  |  |  |  | R-454B | 2.8167 | Residential & Commercial | USHP
212362564 | Central HP <5.4 tons | GOETTL | HRCU-A-CB (Split System: Heat Pump with Remote Outdoor Unit-Air-Source) | ASZV903610A* |  |  | CA*F3743*6D*+TXV | A*VC960403BNB* | 33600 | 18.5 | 8.2 | 34000 | 24400 | 71.76% | 1.8 | 0 | 11.5 |  |  |  |  | R-410A | 2.8 | Residential & Commercial | USHP | Ducted CEE Tier 1
212362616 | Central HP <5.4 tons | GOETTL | HRCU-A-CB (Split System: Heat Pump with Remote Outdoor Unit-Air-Source) | ASZV903610A* |  |  | CSCF3642N6D*+MBVC1601**-1A*+TXV | 0 | 33800 | 18.5 | 8.2 | 34000 | 24400 | 71.76% | 1.8 | 0 | 11.5 |  |  |  |  | R-410A | 2.8167 | Residential & Commercial | USHP | Ducted CEE Tier 1
206133327 | Central HP <5.4 tons | AIRQUEST | HRCU-A-CB (Split System: Heat Pump with Remote Outdoor Unit-Air-Source) | HVH825GKA2* |  |  | EA*4X25L17A*+WALLCON | *80CSU0601716A* | 24400 | 16.5 | 8.1 | 21200 | 16700 | 78.77% | 2.02 | 11.5 | 11 |  |  |  |  | R-410A | 2.0333 | Residential & Commercial | USHP | Ducted CEE Tier 1
206133427 | Central HP <5.4 tons | AIRQUEST | HRCU-A-CB (Split System: Heat Pump with Remote Outdoor Unit-Air-Source) | HVH825GKA2* |  |  | EA*4X37L17A*+WALLCON | *80CSU0601716A* | 24200 | 16.5 | 8.1 | 21400 | 16700 | 78.04% | 2 | 11.5 | 10.5 |  |  |  |  | R-410A | 2.0167 | Residential & Commercial | USHP | Ducted CEE Tier 1
211261426 | Central HP <5.4 tons | BRYANT HEATING AND COOLING SYSTEMS | HRCU-A-CB (Split System: Heat Pump with Remote Outdoor Unit-Air-Source) | 38MURAQ18AB3* |  |  | CAP**3014AL* | 8(0,1)*SA36045E14*** | 18200 | 16.5 | 8.5 | 18600 | 18400 | 98.92% | 2.22 | 0 | 10.5 |  |  |  |  | R-410A | 1.5167 | Residential & Commercial | USHP | Ducted CEE Tier 1
215668588 | Central HP <5.4 tons | HEIL | HRCU-A-CB (Split System: Heat Pump with Remote Outdoor Unit-Air-Source) | H5H0V36*K*AAA* |  |  | EA*5X37M17A*+WALLCON | *97CMN0601714B* | 33600 | 17 | 9 | 36000 | 25800 | 71.67% | 1.86 | 0 | 9.5 |  |  |  |  | R-454B | 2.8 | Residential & Commercial | USHP
215674203 | Central HP <5.4 tons | TEMPSTAR | HRCU-A-CB (Split System: Heat Pump with Remote Outdoor Unit-Air-Source) | T5H0V48*K*AAA* |  |  | EA*5X60M24A*+WALLCON | *80CTL1102120B* | 45000 | 18 | 9 | 47500 | 33400 | 70.32% | 2.08 | 0 | 10 |  |  |  |  | R-454B | 3.75 | Residential & Commercial | USHP | Ducted CEE Tier 1
215674253 | Central HP <5.4 tons | TEMPSTAR | HRCU-A-CB (Split System: Heat Pump with Remote Outdoor Unit-Air-Source) | T5H0V48*K*AAA* |  |  | EA*5X60M24A*+WALLCON | *97CMN0802120B* | 45000 | 18 | 9 | 47500 | 33600 | 70.74% | 2.06 | 0 | 10 |  |  |  |  | R-454B | 3.75 | Residential & Commercial | USHP | Ducted CEE Tier 1
214394774 | Central HP <5.4 tons | RUUD | HRCU-A-CB (Split System: Heat Pump with Remote Outdoor Unit-Air-Source) | RD17AZ60AJ3N | ASPEN |  | D(A,C,E)60D44+TDR | U802VA125524Z | 52000 | 17.9 | 8.1 | 53500 | 49000 | 91.59% | 1.75 | 0 | 9.8 |  |  |  |  | R-410A | 4.3333 | Residential & Commercial | USHP
212632744 | Central HP <5.4 tons | LENNOX | HRCU-A-CB (Split System: Heat Pump with Remote Outdoor Unit-Air-Source) | SL25XPV-036-230A** | ADP |  | LD31/36Y9 | SL280DF090V60C* | 33400 | 20 | 8.7 | 34400 | 28800 | 83.72% | 1.76 | 0 | 13 |  |  |  |  | R-410A | 2.7833 | Residential & Commercial | USHP | Ducted CEE Tier 1
212632751 | Central HP <5.4 tons | LENNOX | HRCU-A-CB (Split System: Heat Pump with Remote Outdoor Unit-Air-Source) | SL25XPV-036-230A** | ADP |  | LD30/36Z9 | SLP99DF070XV36B* | 33400 | 21 | 8.7 | 34400 | 29400 | 85.47% | 1.76 | 0 | 12.5 |  |  |  |  | R-410A | 2.7833 | Residential & Commercial | USHP | Ducted CEE Tier 1
212632708 | Central HP <5.4 tons | LENNOX | HRCU-A-CB (Split System: Heat Pump with Remote Outdoor Unit-Air-Source) | SL25XPV-036-230A** | ADP |  | LD31/36Y9 | EL296DF070XV48B* | 33200 | 20 | 8.6 | 34400 | 29600 | 86.05% | 1.76 | 0 | 12.5 |  |  |  |  | R-410A | 2.7667 | Residential & Commercial | USHP | Ducted CEE Tier 1
211260909 | Central HP <5.4 tons | BRYANT HEATING AND COOLING SYSTEMS | HRCU-A-CB (Split System: Heat Pump with Remote Outdoor Unit-Air-Source) | 38MURAQ18AB3* |  |  | CAP**2517AL* | 915SB36060E14*** | 18400 | 16.5 | 8.5 | 18200 | 17500 | 96.15% | 2.12 | 0 | 11 |  |  |  |  | R-410A | 1.5333 | Residential & Commercial | USHP | Ducted CEE Tier 1
214573999 | Central HP <5.4 tons | BRYANT HEATING AND COOLING SYSTEMS | HRCU-A-CB (Split System: Heat Pump with Remote Outdoor Unit-Air-Source) | 288BNV037*0**B* |  |  | CAP**4824AL*+UI | 987MC60060C21*** | 32200 | 17 | 8.5 | 32600 | 25200 | 77.3% | 1.96 | 0 | 11 |  |  |  |  | R-410A | 2.6833 | Residential & Commercial | USHP | Ducted CEE Tier 1
212362773 | Central HP <5.4 tons | GOETTL | HRCU-A-CB (Split System: Heat Pump with Remote Outdoor Unit-Air-Source) | GSZV903610A* |  |  | CA*F3743*6D*+TXV | G*VC801005C*A* | 33600 | 19 | 8.2 | 34000 | 24400 | 71.76% | 1.8 | 0 | 12 |  |  |  |  | R-410A | 2.8 | Residential & Commercial | USHP | Ducted CEE Tier 1
211260387 | Central HP <5.4 tons | BRYANT HEATING AND COOLING SYSTEMS | HRCU-A-CB (Split System: Heat Pump with Remote Outdoor Unit-Air-Source) | 38MURAQ18AB3* |  |  | CAP**2417AL* | 82*TA36045V14*** | 17600 | 16.5 | 8.5 | 18500 | 19100 | 103.2% | 2.3 | 0 | 10.5 |  |  |  |  | R-410A | 1.4667 | Residential & Commercial | USHP | Ducted CEE Tier 1
211260403 | Central HP <5.4 tons | BRYANT HEATING AND COOLING SYSTEMS | HRCU-A-CB (Split System: Heat Pump with Remote Outdoor Unit-Air-Source) | 38MURAQ18AB3* |  |  | CAP**2417AL* | 926TB36040V17*** | 17700 | 15.5 | 8.5 | 18700 | 19100 | 102.1% | 2.28 | 0 | 10.5 |  |  |  |  | R-410A | 1.475 | Residential & Commercial | USHP | Ducted CEE Tier 1
211260120 | Central HP <5.4 tons | BRYANT HEATING AND COOLING SYSTEMS | HRCU-A-CB (Split System: Heat Pump with Remote Outdoor Unit-Air-Source) | 38MURAQ18AB3* |  |  | CAP**2414AL* | 82*TA36070V14*** | 17700 | 16 | 8.5 | 18500 | 19100 | 103.2% | 2.3 | 0 | 10.5 |  |  |  |  | R-410A | 1.475 | Residential & Commercial | USHP | Ducted CEE Tier 1
213613570 | Central HP <5.4 tons | BRYANT HEATING AND COOLING SYSTEMS | HRCU-A-CB (Split System: Heat Pump with Remote Outdoor Unit-Air-Source) | 38MURAQ18AB3* | ASPEN |  | L(E,G)M24K4 | 0 | 18000 | 15.2 | 9 | 19300 | 18300 | 94.82% | 2.2 | 0 | 10 |  |  |  |  | R-410A | 1.5 | Residential & Commercial | USHP | Ducted CEE Tier 1
212632731 | Central HP <5.4 tons | LENNOX | HRCU-A-CB (Split System: Heat Pump with Remote Outdoor Unit-Air-Source) | SL25XPV-036-230A** | ADP |  | LD31/36Z9 | SL280DF080NV60C* | 33400 | 20 | 8.6 | 34400 | 28800 | 83.72% | 1.76 | 0 | 13 |  |  |  |  | R-410A | 2.7833 | Residential & Commercial | USHP | Ducted CEE Tier 1
212632749 | Central HP <5.4 tons | LENNOX | HRCU-A-CB (Split System: Heat Pump with Remote Outdoor Unit-Air-Source) | SL25XPV-036-230A** | ADP |  | LD31/36Z9 | SL280DF110V60C* | 33600 | 20 | 8.7 | 34400 | 28800 | 83.72% | 1.76 | 0 | 13 |  |  |  |  | R-410A | 2.8 | Residential & Commercial | USHP | Ducted CEE Tier 1
216453201 | Central HP <5.4 tons | TRANE | HRCU-A-CB (Split System: Heat Pump with Remote Outdoor Unit-Air-Source) | 5TWV0X48A1 |  |  | 5TXCD008AS3 | S8V2D120M5PCB | 45000 | 20.2 | 10 | 47500 | 34000 | 71.58% | 2.1 | 0 | 12 |  |  |  |  | R-454B | 3.75 | Residential & Commercial | USHP | Ducted CEE Tier 1
214629187 | Central HP <5.4 tons | CARRIER | HRCU-A-CB (Split System: Heat Pump with Remote Outdoor Unit-Air-Source) | 38MURAQ36AB3* | ADP |  | C36A***L159 | 58TP*B110V21**22 | 35800 | 16 | 8.1 | 36800 | 34800 | 94.57% | 1.9 | 0 | 10 |  |  |  |  | R-410A | 2.9833 | Residential & Commercial | USHP | Ducted CEE Tier 1
216551803 | Central HP <5.4 tons | FRIEDRICH | HRCU-A-CB (Split System: Heat Pump with Remote Outdoor Unit-Air-Source) | FRP19AY48AJVC |  |  | TCFY4821SEAAM | FR802V1005A21UH | 45500 | 19 | 10 | 45500 | 41500 | 91.21% | 2.1 | 0 | 12 |  |  |  |  | R-454B | 3.7917 | Residential & Commercial | USHP | Ducted CEE Tier 1
211260519 | Central HP <5.4 tons | BRYANT HEATING AND COOLING SYSTEMS | HRCU-A-CB (Split System: Heat Pump with Remote Outdoor Unit-Air-Source) | 38MURAQ18AB3* |  |  | CAP**2417AL* | 926TB42060V17*** | 17600 | 15.5 | 8.5 | 18600 | 19100 | 102.7% | 2.3 | 0 | 10.5 |  |  |  |  | R-410A | 1.4667 | Residential & Commercial | USHP | Ducted CEE Tier 1
211260637 | Central HP <5.4 tons | BRYANT HEATING AND COOLING SYSTEMS | HRCU-A-CB (Split System: Heat Pump with Remote Outdoor Unit-Air-Source) | 38MURAQ18AB3* |  |  | CAP**2417AL* | 83*SA48060E17*** | 18500 | 16 | 9 | 19400 | 18600 | 95.88% | 2.26 | 0 | 10.5 |  |  |  |  | R-410A | 1.5417 | Residential & Commercial | USHP | Ducted CEE Tier 1
211260937 | Central HP <5.4 tons | BRYANT HEATING AND COOLING SYSTEMS | HRCU-A-CB (Split System: Heat Pump with Remote Outdoor Unit-Air-Source) | 38MURAQ18AB3* |  |  | CAP**2517AL* | 926TB36060V14*** | 18500 | 16 | 8.5 | 18300 | 17400 | 95.08% | 2.12 | 0 | 11 |  |  |  |  | R-410A | 1.5417 | Residential & Commercial | USHP | Ducted CEE Tier 1
211261057 | Central HP <5.4 tons | BRYANT HEATING AND COOLING SYSTEMS | HRCU-A-CB (Split System: Heat Pump with Remote Outdoor Unit-Air-Source) | 38MURAQ18AB3* |  |  | CAP**2517AL* | 912SD36040E17*** | 18400 | 15.5 | 8.5 | 18300 | 17500 | 95.63% | 2.12 | 0 | 10.5 |  |  |  |  | R-410A | 1.5333 | Residential & Commercial | USHP | Ducted CEE Tier 1
216819136 | Central HP <5.4 tons | FRIEDRICH | HRCU-A-CB (Split System: Heat Pump with Remote Outdoor Unit-Air-Source) | RD18AY24AJVC |  |  | RCFY2417MTANM | FR98MV0603A17UP | 21000 | 18 | 8.1 | 21000 | 17000 | 80.95% | 1.9 | 0 | 10 |  |  |  |  | R-454B | 1.75 | Residential & Commercial | USHP | Ducted CEE Tier 1
211261241 | Central HP <5.4 tons | BRYANT HEATING AND COOLING SYSTEMS | HRCU-A-CB (Split System: Heat Pump with Remote Outdoor Unit-Air-Source) | 38MURAQ18AB3* |  |  | CAP**3014AL* | 82*SA36045V14*** | 17800 | 16 | 8.5 | 18400 | 18500 | 100.5% | 2.22 | 0 | 10.5 |  |  |  |  | R-410A | 1.4833 | Residential & Commercial | USHP | Ducted CEE Tier 1
216551796 | Central HP <5.4 tons | FRIEDRICH | HRCU-A-CB (Split System: Heat Pump with Remote Outdoor Unit-Air-Source) | FRP19AY48AJVC |  |  | TCFY4821SEAAM | FR802V0754A17UH | 45500 | 19 | 10 | 45500 | 42000 | 92.31% | 2.1 | 0 | 12 |  |  |  |  | R-454B | 3.7917 | Residential & Commercial | USHP | Ducted CEE Tier 1
216551811 | Central HP <5.4 tons | FRIEDRICH | HRCU-A-CB (Split System: Heat Pump with Remote Outdoor Unit-Air-Source) | FRP19AY48AJVC |  |  | TCFY4821SEAAM | FR962V0705A21M4 | 45500 | 18 | 10 | 45500 | 42000 | 92.31% | 2.1 | 0 | 12 |  |  |  |  | R-454B | 3.7917 | Residential & Commercial | USHP | Ducted CEE Tier 1
214392620 | Central HP <5.4 tons | RUUD | HRCU-A-CB (Split System: Heat Pump with Remote Outdoor Unit-Air-Source) | RD17AZ24AJ3N | ASPEN |  | D(A,C,E)30C24+TDR | U802VA050317M | 20400 | 18.6 | 8.1 | 22600 | 16900 | 74.78% | 2 | 0 | 9 |  |  |  |  | R-410A | 1.7 | Residential & Commercial | USHP
215932706 | Central HP <5.4 tons | HEIL | HRCU-A-CB (Split System: Heat Pump with Remote Outdoor Unit-Air-Source) | H5H3V36*K*AAA* |  |  | EA*5X61M21A*+WALLCON | *80CTL0702120B* | 34400 | 20.5 | 9 | 34400 | 26200 | 76.16% | 1.96 | 0 | 11.7 |  |  |  |  | R-454B | 2.8667 | Residential & Commercial | USHP | Ducted CEE Tier 1
215932756 | Central HP <5.4 tons | HEIL | HRCU-A-CB (Split System: Heat Pump with Remote Outdoor Unit-Air-Source) | H5H3V36*K*AAA* |  |  | EA*5X61M21A*+WALLCON | *95CSU0802120B* | 34400 | 20 | 9 | 34400 | 26200 | 76.16% | 1.96 | 0 | 11.7 |  |  |  |  | R-454B | 2.8667 | Residential & Commercial | USHP | Ducted CEE Tier 1
215932826 | Central HP <5.4 tons | HEIL | HRCU-A-CB (Split System: Heat Pump with Remote Outdoor Unit-Air-Source) | H5H3V36*K*AAA* |  |  | EA*5X61M21A*+WALLCON | *96CTN0801714B* | 34200 | 20 | 9 | 34600 | 26400 | 76.3% | 1.94 | 0 | 11.5 |  |  |  |  | R-454B | 2.85 | Residential & Commercial | USHP | Ducted CEE Tier 1
215933476 | Central HP <5.4 tons | HEIL | HRCU-A-CB (Split System: Heat Pump with Remote Outdoor Unit-Air-Source) | H5H3V36*K*AAA* |  |  | ESH5X42M12A*+WALLCON | *96CTN0801714B* | 33400 | 19 | 9 | 35000 | 26800 | 76.57% | 1.9 | 0 | 11 |  |  |  |  | R-454B | 2.7833 | Residential & Commercial | USHP | Ducted CEE Tier 1
215295609 | Central HP <5.4 tons | AIRQUEST | HRCU-A-CB (Split System: Heat Pump with Remote Outdoor Unit-Air-Source) | DLCURAH36ABK | ADP |  | HG9J936 | *96VTN1002120B* | 35400 | 16 | 8.1 | 36800 | 34600 | 94.02% | 1.88 | 0 | 10 |  |  |  |  | R-410A | 2.95 | Residential & Commercial | USHP | Ducted CEE Tier 1
215295668 | Central HP <5.4 tons | AIRQUEST | HRCU-A-CB (Split System: Heat Pump with Remote Outdoor Unit-Air-Source) | DLCURAH36ABK | ADP |  | HE33936 | *96VTN1002122B* | 35200 | 16 | 8.1 | 36800 | 34600 | 94.02% | 1.88 | 0 | 10 |  |  |  |  | R-410A | 2.9333 | Residential & Commercial | USHP | Ducted CEE Tier 1
215295682 | Central HP <5.4 tons | AIRQUEST | HRCU-A-CB (Split System: Heat Pump with Remote Outdoor Unit-Air-Source) | DLCURAH36ABK | ADP |  | HG48936 | *96VTN1002122B* | 36000 | 17 | 8.1 | 36800 | 34400 | 93.48% | 2 | 0 | 10.5 |  |  |  |  | R-410A | 3 | Residential & Commercial | USHP | Ducted CEE Tier 1
215295709 | Central HP <5.4 tons | AIRQUEST | HRCU-A-CB (Split System: Heat Pump with Remote Outdoor Unit-Air-Source) | DLCURAH36ABK | ADP |  | HG33936 | *96VTN1202422A* | 35400 | 16 | 8.1 | 36800 | 34600 | 94.02% | 1.88 | 0 | 10 |  |  |  |  | R-410A | 2.95 | Residential & Commercial | USHP | Ducted CEE Tier 1
213773787 | Central HP <5.4 tons | HEIL | HRCU-A-CB (Split System: Heat Pump with Remote Outdoor Unit-Air-Source) | HVH825GKA3* |  |  | EA*4X48L21A*+WALLCON | *96CTN0801714B* | 24000 | 16.5 | 8.1 | 21000 | 16600 | 79.05% | 2 | 0 | 11 |  |  |  |  | R-410A | 2 | Residential & Commercial | USHP | Ducted CEE Tier 1
214649696 | Central HP <5.4 tons | MIDEA | HRCU-A-CB (Split System: Heat Pump with Remote Outdoor Unit-Air-Source) | MOVB-60HDN1-M18M | ASPEN |  | D(A,C,E)48D44+TDR | MGH96M060B3A | 34000 | 16.5 | 8.5 | 34600 | 26000 | 75.14% | 2.41 | 0 | 11.7 |  |  |  |  | R-410A | 2.8333 | Residential & Commercial | USHP | Ducted CEE Tier 1
214572919 | Central HP <5.4 tons | BRYANT HEATING AND COOLING SYSTEMS | HRCU-A-CB (Split System: Heat Pump with Remote Outdoor Unit-Air-Source) | 288BNV037*0**A* |  |  | CAP**6024AL*+UI | 987MC60060C21*** | 32600 | 17.5 | 8.5 | 31800 | 25000 | 78.62% | 1.96 | 0 | 11 |  |  |  |  | R-410A | 2.7167 | Residential & Commercial | USHP | Ducted CEE Tier 1
213773327 | Central HP <5.4 tons | HEIL | HRCU-A-CB (Split System: Heat Pump with Remote Outdoor Unit-Air-Source) | HVH825GKA3* |  |  | EA*4X37L21A*+WALLCON | *97CMN0801714B* | 24400 | 16.5 | 8.1 | 21200 | 16600 | 78.3% | 2.02 | 0 | 11 |  |  |  |  | R-410A | 2.0333 | Residential & Commercial | USHP | Ducted CEE Tier 1
214649704 | Central HP <5.4 tons | MIDEA | HRCU-A-CB (Split System: Heat Pump with Remote Outdoor Unit-Air-Source) | MOVB-60HDN1-M18M | ASPEN |  | D(A,C,E)48C34+TDR | MGH96M080C4A | 33200 | 16.5 | 8.5 | 34600 | 26000 | 75.14% | 2.41 | 0 | 11.7 |  |  |  |  | R-410A | 2.7667 | Residential & Commercial | USHP | Ducted CEE Tier 1
215668580 | Central HP <5.4 tons | HEIL | HRCU-A-CB (Split System: Heat Pump with Remote Outdoor Unit-Air-Source) | H5H0V36*K*AAA* |  |  | EA*5X37M17A*+WALLCON | *95CSU0601716B* | 33800 | 17 | 9 | 35800 | 25600 | 71.51% | 1.86 | 0 | 9.5 |  |  |  |  | R-454B | 2.8167 | Residential & Commercial | USHP
212632762 | Central HP <5.4 tons | LENNOX | HRCU-A-CB (Split System: Heat Pump with Remote Outdoor Unit-Air-Source) | SL25XPV-036-230A** | ADP |  | LD31/36Y9 | SLP99DF090XV48C* | 33400 | 21 | 8.7 | 34400 | 29400 | 85.47% | 1.76 | 0 | 12.5 |  |  |  |  | R-410A | 2.7833 | Residential & Commercial | USHP | Ducted CEE Tier 1
216677594 | Central HP <5.4 tons | AIRQUEST | HRCU-A-CB (Split System: Heat Pump with Remote Outdoor Unit-Air-Source) | D5CURAH24AAK |  |  | EA*5X37M17A* | *96VSN0801716B* | 24400 | 15.5 | 8.5 | 23600 | 19300 | 81.78% | 1.94 | 0 | 10 |  |  |  |  | R-454B | 2.0333 | Residential & Commercial | USHP | Ducted CEE Tier 1
212973881 | Central HP <5.4 tons | TEMPSTAR | HRCU-A-CB (Split System: Heat Pump with Remote Outdoor Unit-Air-Source) | DLCURAH24ABK |  |  | EA*4X37L17A* | *96VSN0801716B* | 24200 | 17 | 8.5 | 25800 | 21200 | 82.17% | 1.78 | 0 | 10 |  |  |  |  | R-410A | 2.0167 | Residential & Commercial | USHP | Ducted CEE Tier 1
212974970 | Central HP <5.4 tons | DAY & NIGHT | HRCU-A-CB (Split System: Heat Pump with Remote Outdoor Unit-Air-Source) | DLCURAH24ABK |  |  | EA*4X30L17A* | *96VTN0401410B* | 23400 | 16 | 8.5 | 26400 | 24800 | 93.94% | 2.06 | 0 | 10 |  |  |  |  | R-410A | 1.95 | Residential & Commercial | USHP | Ducted CEE Tier 1
212975121 | Central HP <5.4 tons | TEMPSTAR | HRCU-A-CB (Split System: Heat Pump with Remote Outdoor Unit-Air-Source) | DLCURAH18ABK |  |  | EN(A,D)4X24L17** | *96VTN0401712B* | 17500 | 15.5 | 8.5 | 18600 | 18600 | 100% | 2.22 | 0 | 10.5 |  |  |  |  | R-410A | 1.4583 | Residential & Commercial | USHP | Ducted CEE Tier 1
212973381 | Central HP <5.4 tons | TEMPSTAR | HRCU-A-CB (Split System: Heat Pump with Remote Outdoor Unit-Air-Source) | DLCURAH18ABK |  |  | EN(A,D)4X24L17** | *96VSN0601412B* | 17500 | 16 | 8.5 | 18500 | 18700 | 101.1% | 2.24 | 0 | 10.5 |  |  |  |  | R-410A | 1.4583 | Residential & Commercial | USHP | Ducted CEE Tier 1
215674620 | Central HP <5.4 tons | HEIL | HRCU-A-CB (Split System: Heat Pump with Remote Outdoor Unit-Air-Source) | H5H0V48*K*AAA* |  |  | EA*5X61M24A*+WALLCON | *97CMN1202422B* | 46000 | 18 | 9 | 48000 | 33800 | 70.42% | 2.08 | 0 | 10 |  |  |  |  | R-454B | 3.8333 | Residential & Commercial | USHP | Ducted CEE Tier 1
215295736 | Central HP <5.4 tons | AIRQUEST | HRCU-A-CB (Split System: Heat Pump with Remote Outdoor Unit-Air-Source) | DLCURAH36ABK | ADP |  | H,GG81936 | *96VTN1202422A* | 36000 | 16 | 8.5 | 36800 | 34200 | 92.93% | 2.06 | 0 | 10 |  |  |  |  | R-410A | 3 | Residential & Commercial | USHP | Ducted CEE Tier 1
215295753 | Central HP <5.4 tons | AIRQUEST | HRCU-A-CB (Split System: Heat Pump with Remote Outdoor Unit-Air-Source) | DLCURAH36ABK | ADP |  | HE34936 | *96VTN1202422B* | 34600 | 16 | 8.5 | 36200 | 34200 | 94.48% | 2.02 | 0 | 9.5 |  |  |  |  | R-410A | 2.8833 | Residential & Commercial | USHP
214394639 | Central HP <5.4 tons | RUUD | HRCU-A-CB (Split System: Heat Pump with Remote Outdoor Unit-Air-Source) | RD17AZ60AJ3N | ASPEN |  | D(A,C,E)60D34+TDR | R801V0755A21UHN | 52000 | 17.8 | 8.1 | 54000 | 49500 | 91.67% | 1.75 | 0 | 9.8 |  |  |  |  | R-410A | 4.3333 | Residential & Commercial | USHP
214394648 | Central HP <5.4 tons | RUUD | HRCU-A-CB (Split System: Heat Pump with Remote Outdoor Unit-Air-Source) | RD17AZ60AJ3N | ASPEN |  | D(A,C,E)60D44+TDR | R801V1005A21DZ | 52000 | 17.9 | 8.1 | 53500 | 49000 | 91.59% | 1.75 | 0 | 9.8 |  |  |  |  | R-410A | 4.3333 | Residential & Commercial | USHP
214394671 | Central HP <5.4 tons | RUUD | HRCU-A-CB (Split System: Heat Pump with Remote Outdoor Unit-Air-Source) | RD17AZ60AJ3N | ASPEN |  | D(A,C,E)60D34+TDR | R801V1505A24UH | 52000 | 17.8 | 8.1 | 53500 | 49000 | 91.59% | 1.75 | 0 | 9.8 |  |  |  |  | R-410A | 4.3333 | Residential & Commercial | USHP
214394680 | Central HP <5.4 tons | RUUD | HRCU-A-CB (Split System: Heat Pump with Remote Outdoor Unit-Air-Source) | RD17AZ60AJ3N | ASPEN |  | D(A,C,E)60D44+TDR | R802V0755A21UHN | 52000 | 17.9 | 8.1 | 54000 | 49500 | 91.67% | 1.75 | 0 | 9.8 |  |  |  |  | R-410A | 4.3333 | Residential & Commercial | USHP
214649703 | Central HP <5.4 tons | MIDEA | HRCU-A-CB (Split System: Heat Pump with Remote Outdoor Unit-Air-Source) | MOVB-60HDN1-M18M | ASPEN |  | D(A,C,E)36D44+TDR | MGH96M080C4A | 33600 | 16.5 | 8.5 | 34600 | 26000 | 75.14% | 2.41 | 0 | 11.7 |  |  |  |  | R-410A | 2.8 | Residential & Commercial | USHP | Ducted CEE Tier 1
214573673 | Central HP <5.4 tons | COMFORTMAKER | HRCU-A-CB (Split System: Heat Pump with Remote Outdoor Unit-Air-Source) | CVH837GKA2* |  |  | EA*4X37L21A*+WALLCON | *80CTL0702120B* | 32800 | 17.5 | 8.5 | 32800 | 25200 | 76.83% | 2 | 0 | 11 |  |  |  |  | R-410A | 2.7333 | Residential & Commercial | USHP | Ducted CEE Tier 1
214573743 | Central HP <5.4 tons | COMFORTMAKER | HRCU-A-CB (Split System: Heat Pump with Remote Outdoor Unit-Air-Source) | CVH837GKA2* |  |  | EA*4X42L21A*+WALLCON | *95CSU0802120B* | 31800 | 17 | 8.5 | 33000 | 24400 | 73.94% | 1.9 | 0 | 11 |  |  |  |  | R-410A | 2.65 | Residential & Commercial | USHP | Ducted CEE Tier 1
215668596 | Central HP <5.4 tons | HEIL | HRCU-A-CB (Split System: Heat Pump with Remote Outdoor Unit-Air-Source) | H5H0V36*K*AAA* |  |  | EA*5X37M17A*+WALLCON | *97CMN0801714B* | 33800 | 17.5 | 9 | 35800 | 25600 | 71.51% | 1.86 | 0 | 9.5 |  |  |  |  | R-454B | 2.8167 | Residential & Commercial | USHP
216984603 | Central HP <5.4 tons | BRYANT HEATING AND COOLING SYSTEMS | HRCU-A-CB (Split System: Heat Pump with Remote Outdoor Unit-Air-Source) | 293VAN036**AA* | ADP |  | PL36H210P74*+TXV | 987TA42060C17*** | 32400 | 19 | 9 | 34000 | 27000 | 79.41% | 1.88 | 0 | 10.5 |  |  |  |  | R-454B | 2.7 | Residential & Commercial | USHP | Ducted CEE Tier 1
213367405 | Central HP <5.4 tons | CARRIER | HRCU-A-CB (Split System: Heat Pump with Remote Outdoor Unit-Air-Source) | 38MURAQ36AB3* | ADP |  | H,PG9J936 | 59TP6C080V21**20 | 35600 | 16 | 8.1 | 36800 | 34800 | 94.57% | 1.9 | 0 | 10 |  |  |  |  | R-410A | 2.9667 | Residential & Commercial | USHP | Ducted CEE Tier 1
206771588 | Central HP <5.4 tons | AIRQUEST | HRCU-A-CB (Split System: Heat Pump with Remote Outdoor Unit-Air-Source) | HVH837GKA2* |  |  | EA*4X42L24A*+WALLCON | *96CTN1002122A* | 31800 | 17.5 | 8.1 | 33000 | 24400 | 73.94% | 1.9 | 12 | 11.5 |  |  |  |  | R-410A | 2.65 | Residential & Commercial | USHP | Ducted CEE Tier 1
213355418 | Central HP <5.4 tons | CHAMPION HEATING AND COOLING | HRCU-A-CB (Split System: Heat Pump with Remote Outdoor Unit-Air-Source) | HMH72B341 | ASPEN |  | L(E,G)M36F6 | 0 | 33000 | 17 | 8.1 | 31800 | 27000 | 84.91% | 2.73 | 0 | 9.5 |  |  |  |  | R-410A | 2.75 | Residential & Commercial | USHP
214649709 | Central HP <5.4 tons | MIDEA | HRCU-A-CB (Split System: Heat Pump with Remote Outdoor Unit-Air-Source) | MOVB-60HDN1-M18M | ASPEN |  | D(A,C,E)48C34+TDR | MGH96M100C5A | 33600 | 16.5 | 8.5 | 34600 | 26000 | 75.14% | 2.41 | 0 | 11.7 |  |  |  |  | R-410A | 2.8 | Residential & Commercial | USHP | Ducted CEE Tier 1
214649710 | Central HP <5.4 tons | MIDEA | HRCU-A-CB (Split System: Heat Pump with Remote Outdoor Unit-Air-Source) | MOVB-60HDN1-M18M | ASPEN |  | D(A,C,E)48D44+TDR | MGH96M100C5A | 34600 | 16.5 | 8.5 | 34600 | 26000 | 75.14% | 2.41 | 0 | 11.7 |  |  |  |  | R-410A | 2.8833 | Residential & Commercial | USHP | Ducted CEE Tier 1
214629301 | Central HP <5.4 tons | CARRIER | HRCU-A-CB (Split System: Heat Pump with Remote Outdoor Unit-Air-Source) | 38MURAQ36AB3* | ADP |  | A36VCA+TXV | 59SU5B060M17**16 | 35000 | 16 | 8.1 | 36800 | 34600 | 94.02% | 1.86 | 0 | 9.5 |  |  |  |  | R-410A | 2.9167 | Residential & Commercial | USHP
213772677 | Central HP <5.4 tons | HEIL | HRCU-A-CB (Split System: Heat Pump with Remote Outdoor Unit-Air-Source) | HVH825GKA3* |  |  | EA*4X24L17A*+WALLCON | *97CMN0801714B* | 23200 | 16 | 8.1 | 22000 | 16800 | 76.36% | 1.88 | 0 | 10.5 |  |  |  |  | R-410A | 1.9333 | Residential & Commercial | USHP | Ducted CEE Tier 1
213772927 | Central HP <5.4 tons | HEIL | HRCU-A-CB (Split System: Heat Pump with Remote Outdoor Unit-Air-Source) | HVH825GKA3* |  |  | EA*4X30L17A*+WALLCON | *96CTN0801714B* | 23400 | 16.5 | 8.1 | 21600 | 16700 | 77.31% | 1.9 | 0 | 10.5 |  |  |  |  | R-410A | 1.95 | Residential & Commercial | USHP | Ducted CEE Tier 1
215668628 | Central HP <5.4 tons | HEIL | HRCU-A-CB (Split System: Heat Pump with Remote Outdoor Unit-Air-Source) | H5H0V36*K*AAA* |  |  | EA*5X37M21A*+WALLCON | *80CSU0401712A* | 34400 | 18 | 9 | 35200 | 25200 | 71.59% | 1.88 | 0 | 10 |  |  |  |  | R-454B | 2.8667 | Residential & Commercial | USHP | Ducted CEE Tier 1
211261179 | Central HP <5.4 tons | BRYANT HEATING AND COOLING SYSTEMS | HRCU-A-CB (Split System: Heat Pump with Remote Outdoor Unit-Air-Source) | 38MURAQ18AB3* |  |  | CAP**2517AL* | OVMAAB036098 | 18800 | 16 | 8.5 | 18700 | 17300 | 92.51% | 2.12 | 0 | 11 |  |  |  |  | R-410A | 1.5667 | Residential & Commercial | USHP | Ducted CEE Tier 1
211261296 | Central HP <5.4 tons | BRYANT HEATING AND COOLING SYSTEMS | HRCU-A-CB (Split System: Heat Pump with Remote Outdoor Unit-Air-Source) | 38MURAQ18AB3* |  |  | CAP**3014AL* | 82*TA36045V14*** | 17800 | 16.5 | 8.5 | 18200 | 18500 | 101.6% | 2.22 | 0 | 10.5 |  |  |  |  | R-410A | 1.4833 | Residential & Commercial | USHP | Ducted CEE Tier 1
214649702 | Central HP <5.4 tons | MIDEA | HRCU-A-CB (Split System: Heat Pump with Remote Outdoor Unit-Air-Source) | MOVB-60HDN1-M18M | ASPEN |  | D(A,C,E)36C34+TDR | MGH96M080C4A | 32600 | 16.5 | 8.3 | 34400 | 26200 | 76.16% | 2.39 | 0 | 11 |  |  |  |  | R-410A | 2.7167 | Residential & Commercial | USHP | Ducted CEE Tier 1
212362567 | Central HP <5.4 tons | GOETTL | HRCU-A-CB (Split System: Heat Pump with Remote Outdoor Unit-Air-Source) | ASZV903610A* |  |  | CA*F3743*6D*+TXV | A*VC960803BNB* | 33600 | 18.5 | 8.2 | 34000 | 24400 | 71.76% | 1.8 | 0 | 11.5 |  |  |  |  | R-410A | 2.8 | Residential & Commercial | USHP | Ducted CEE Tier 1
212362615 | Central HP <5.4 tons | GOETTL | HRCU-A-CB (Split System: Heat Pump with Remote Outdoor Unit-Air-Source) | ASZV903610A* |  |  | CSCF3642N6D*+MBVC1201**-1A*+TXV | 0 | 33800 | 18.5 | 8.2 | 34000 | 24400 | 71.76% | 1.8 | 0 | 11.5 |  |  |  |  | R-410A | 2.8167 | Residential & Commercial | USHP | Ducted CEE Tier 1
214608689 | Central HP <5.4 tons | COLEMAN | HRCU-A-CB (Split System: Heat Pump with Remote Outdoor Unit-Air-Source) | HMH72B341 | ASPEN |  | CM36B34+TDR | CP9C080B12MP13 | 31800 | 17.5 | 8.5 | 33400 | 23400 | 70.06% | 2.04 | 0 | 9.9 |  |  |  |  | R-410A | 2.65 | Residential & Commercial | USHP
216977230 | Central HP <5.4 tons | LENNOX | HRCU-A-CB (Split System: Heat Pump with Remote Outdoor Unit-Air-Source) | EL18KSLV-036-230A** | ADP |  | LH29/36F*+TXV | SL297UH080NV48C* | 34800 | 17 | 9 | 34200 | 28000 | 81.87% | 1.9 | 0 | 11 |  |  |  |  | R-454B | 2.9 | Residential & Commercial | USHP | Ducted CEE Tier 1
206765493 | Central HP <5.4 tons | AIRQUEST | HRCU-A-CB (Split System: Heat Pump with Remote Outdoor Unit-Air-Source) | HVH825GKA3* |  |  | EA*4X25L17A*+WALLCON | *80CTL0451712A* | 24200 | 16.5 | 8.1 | 21400 | 16800 | 78.5% | 2 | 11 | 11 |  |  |  |  | R-410A | 2.0167 | Residential & Commercial | USHP | Ducted CEE Tier 1
214595149 | Central HP <5.4 tons | BRYANT HEATING AND COOLING SYSTEMS | HRCU-A-CB (Split System: Heat Pump with Remote Outdoor Unit-Air-Source) | 38MURAQ24AB3* | ASPEN |  | A(E,F)M254+TDR | 0 | 22200 | 15.2 | 8.5 | 26200 | 23400 | 89.31% | 1.92 | 0 | 9.8 |  |  |  |  | R-410A | 1.85 | Residential & Commercial | USHP
214649698 | Central HP <5.4 tons | MIDEA | HRCU-A-CB (Split System: Heat Pump with Remote Outdoor Unit-Air-Source) | MOVB-60HDN1-M18M | ASPEN |  | D(A,C,E)36D44+TDR | MGH96M080B3A | 33400 | 16.5 | 8.5 | 34400 | 25800 | 75% | 2.3 | 0 | 11.7 |  |  |  |  | R-410A | 2.7833 | Residential & Commercial | USHP | Ducted CEE Tier 1
214649700 | Central HP <5.4 tons | MIDEA | HRCU-A-CB (Split System: Heat Pump with Remote Outdoor Unit-Air-Source) | MOVB-60HDN1-M18M | ASPEN |  | D(A,C,E)48D44+TDR | MGH96M080B3A | 33800 | 16.5 | 8.5 | 34400 | 25800 | 75% | 2.3 | 0 | 11.7 |  |  |  |  | R-410A | 2.8167 | Residential & Commercial | USHP | Ducted CEE Tier 1
214649699 | Central HP <5.4 tons | MIDEA | HRCU-A-CB (Split System: Heat Pump with Remote Outdoor Unit-Air-Source) | MOVB-60HDN1-M18M | ASPEN |  | D(A,C,E)48C34+TDR | MGH96M080B3A | 33000 | 16.5 | 8.5 | 34400 | 25800 | 75% | 2.3 | 0 | 11.7 |  |  |  |  | R-410A | 2.75 | Residential & Commercial | USHP | Ducted CEE Tier 1
206765845 | Central HP <5.4 tons | AIRQUEST | HRCU-A-CB (Split System: Heat Pump with Remote Outdoor Unit-Air-Source) | HVH825GKA3* |  |  | EA*4X36L21A*+WALLCON | *97CMN0602120A* | 23600 | 16 | 8.1 | 21600 | 16700 | 77.31% | 1.92 | 11 | 10.5 |  |  |  |  | R-410A | 1.9667 | Residential & Commercial | USHP | Ducted CEE Tier 1
206765863 | Central HP <5.4 tons | AIRQUEST | HRCU-A-CB (Split System: Heat Pump with Remote Outdoor Unit-Air-Source) | HVH825GKA3* |  |  | EA*4X37L17A*+WALLCON | *80CTL0701716A* | 24200 | 16.5 | 8.1 | 21400 | 16700 | 78.04% | 2 | 11 | 11 |  |  |  |  | R-410A | 2.0167 | Residential & Commercial | USHP | Ducted CEE Tier 1
206766864 | Central HP <5.4 tons | AIRQUEST | HRCU-A-CB (Split System: Heat Pump with Remote Outdoor Unit-Air-Source) | HVH825GKA3* |  |  | EHD4X30AAL+WALLCON | *80CTL0701412A* | 23800 | 16 | 8.1 | 21800 | 16700 | 76.61% | 1.98 | 11 | 10.5 |  |  |  |  | R-410A | 1.9833 | Residential & Commercial | USHP | Ducted CEE Tier 1
216677994 | Central HP <5.4 tons | AIRQUEST | HRCU-A-CB (Split System: Heat Pump with Remote Outdoor Unit-Air-Source) | D5CURAH24AAK |  |  | EA*5X36M17A* | *96VTN0601412B* | 23600 | 15.2 | 8.5 | 24000 | 19400 | 80.83% | 1.9 | 0 | 9.8 |  |  |  |  | R-454B | 1.9667 | Residential & Commercial | USHP
216678273 | Central HP <5.4 tons | AIRQUEST | HRCU-A-CB (Split System: Heat Pump with Remote Outdoor Unit-Air-Source) | D5CURAH24AAK |  |  | EA*5X37M21A* | *97VTN0601716A* | 24400 | 15.5 | 8.5 | 23000 | 19000 | 82.61% | 1.96 | 0 | 10 |  |  |  |  | R-454B | 2.0333 | Residential & Commercial | USHP | Ducted CEE Tier 1
211261606 | Central HP <5.4 tons | BRYANT HEATING AND COOLING SYSTEMS | HRCU-A-CB (Split System: Heat Pump with Remote Outdoor Unit-Air-Source) | 38MURAQ18AB3* |  |  | CAP**3017AL* | 926SA36060V14*** | 18000 | 16 | 8.5 | 18600 | 18500 | 99.46% | 2.22 | 0 | 10.5 |  |  |  |  | R-410A | 1.5 | Residential & Commercial | USHP | Ducted CEE Tier 1
211261825 | Central HP <5.4 tons | BRYANT HEATING AND COOLING SYSTEMS | HRCU-A-CB (Split System: Heat Pump with Remote Outdoor Unit-Air-Source) | 38MURAQ18AB3* |  |  | CAP**3017AL* | 82*TA48070V17*** | 17500 | 16.5 | 8.5 | 17900 | 18600 | 103.9% | 2.24 | 0 | 10.5 |  |  |  |  | R-410A | 1.4583 | Residential & Commercial | USHP | Ducted CEE Tier 1
215668804 | Central HP <5.4 tons | HEIL | HRCU-A-CB (Split System: Heat Pump with Remote Outdoor Unit-Air-Source) | H5H0V36*K*AAA* |  |  | EA*5X42M21A*+WALLCON | *80CSU1002120A* | 33000 | 17.5 | 8.5 | 35800 | 25600 | 71.51% | 1.86 | 0 | 9.5 |  |  |  |  | R-454B | 2.75 | Residential & Commercial | USHP
215669231 | Central HP <5.4 tons | TEMPSTAR | HRCU-A-CB (Split System: Heat Pump with Remote Outdoor Unit-Air-Source) | T5H0V36*K*AAA* |  |  | EA*5X48M21A*+WALLCON | *97CMN0602120B* | 33600 | 17.5 | 9 | 35200 | 25200 | 71.59% | 1.9 | 0 | 9.5 |  |  |  |  | R-454B | 2.8 | Residential & Commercial | USHP
215683573 | Central HP <5.4 tons | CARRIER | HRCU-A-CB (Split System: Heat Pump with Remote Outdoor Unit-Air-Source) | 27VNA024A*030* |  |  | CAA**2414AM*+UI | 58TN*B070C14**12 | 22800 | 17 | 9 | 24000 | 16900 | 70.42% | 1.94 | 0 | 10 |  |  |  |  | R-454B | 1.9 | Residential & Commercial | USHP | Ducted CEE Tier 1
212614364 | Central HP <5.4 tons | DAY & NIGHT | HRCU-A-CB (Split System: Heat Pump with Remote Outdoor Unit-Air-Source) | DLCURAH30ABK | ADP |  | F,PE*E33936 | 0 | 29800 | 15.2 | 8.3 | 33400 | 27000 | 80.84% | 1.78 | 0 | 8.5 |  |  |  |  | R-410A | 2.4833 | Residential & Commercial | USHP
214807390 | Central HP <5.4 tons | YORK | HRCU-A-CB (Split System: Heat Pump with Remote Outdoor Unit-Air-Source) | HH860E2S11 |  |  | CTU60D5XHS1+JMC20D2SN1+TXV | 0 | 53000 | 19 | 8.5 | 53000 | 38000 | 71.7% | 2 | 0 | 12 |  |  |  |  | R-454B | 4.4167 | Residential & Commercial | USHP | Ducted CEE Tier 1
214649707 | Central HP <5.4 tons | MIDEA | HRCU-A-CB (Split System: Heat Pump with Remote Outdoor Unit-Air-Source) | MOVB-60HDN1-M18M | ASPEN |  | D(A,C,E)36C34+TDR | MGH96M100C5A | 33000 | 16.5 | 8.3 | 34400 | 26200 | 76.16% | 2.38 | 0 | 11 |  |  |  |  | R-410A | 2.75 | Residential & Commercial | USHP | Ducted CEE Tier 1
214649708 | Central HP <5.4 tons | MIDEA | HRCU-A-CB (Split System: Heat Pump with Remote Outdoor Unit-Air-Source) | MOVB-60HDN1-M18M | ASPEN |  | D(A,C,E)36D44+TDR | MGH96M100C5A | 34000 | 16.5 | 8.5 | 34600 | 26000 | 75.14% | 2.41 | 0 | 11.7 |  |  |  |  | R-410A | 2.8333 | Residential & Commercial | USHP | Ducted CEE Tier 1
212975084 | Central HP <5.4 tons | DAY & NIGHT | HRCU-A-CB (Split System: Heat Pump with Remote Outdoor Unit-Air-Source) | DLCURAH18ABK |  |  | EA*4X24L17A* | *96VTN0401712B* | 17200 | 16 | 8.5 | 18200 | 19400 | 106.6% | 2.34 | 0 | 10.5 |  |  |  |  | R-410A | 1.4333 | Residential & Commercial | USHP | Ducted CEE Tier 1
213773377 | Central HP <5.4 tons | HEIL | HRCU-A-CB (Split System: Heat Pump with Remote Outdoor Unit-Air-Source) | HVH825GKA3* |  |  | EA*4X42L21A*+WALLCON | *80CTL0451712B* | 23600 | 16.5 | 8.1 | 21600 | 16700 | 77.31% | 1.94 | 0 | 10.5 |  |  |  |  | R-410A | 1.9667 | Residential & Commercial | USHP | Ducted CEE Tier 1
212632889 | Central HP <5.4 tons | LENNOX | HRCU-A-CB (Split System: Heat Pump with Remote Outdoor Unit-Air-Source) | SL25XPV-048-230A** | ADP |  | LD41/59Y9 | EL296DF090XV60C* | 45500 | 20 | 9.1 | 42000 | 35000 | 83.33% | 1.84 | 0 | 12 |  |  |  |  | R-410A | 3.7917 | Residential & Commercial | USHP | Ducted CEE Tier 1
215683649 | Central HP <5.4 tons | CARRIER | HRCU-A-CB (Split System: Heat Pump with Remote Outdoor Unit-Air-Source) | 27VNA024A*030* |  |  | CAA**3617AM*+UI | 58TN*B070C14**12 | 23200 | 17 | 9 | 23600 | 16600 | 70.34% | 1.98 | 0 | 10 |  |  |  |  | R-454B | 1.9333 | Residential & Commercial | USHP | Ducted CEE Tier 1
215683717 | Central HP <5.4 tons | CARRIER | HRCU-A-CB (Split System: Heat Pump with Remote Outdoor Unit-Air-Source) | 27VNA024A*030* |  |  | CAA**3721AM*+UI | 59TN6C100C21**22 | 24000 | 17.5 | 9 | 23200 | 16300 | 70.26% | 2.02 | 0 | 10.5 |  |  |  |  | R-454B | 2 | Residential & Commercial | USHP | Ducted CEE Tier 1
216820407 | Central HP <5.4 tons | FRIEDRICH | HRCU-A-CB (Split System: Heat Pump with Remote Outdoor Unit-Air-Source) | RD18AY60AJVC |  |  | RCFY6024STANM | FR951V0855A21M4 | 50500 | 16 | 8.1 | 50500 | 38500 | 76.24% | 2 | 0 | 10 |  |  |  |  | R-454B | 4.2083 | Residential & Commercial | USHP | Ducted CEE Tier 1
216820440 | Central HP <5.4 tons | FRIEDRICH | HRCU-A-CB (Split System: Heat Pump with Remote Outdoor Unit-Air-Source) | RD18AY60AJVC |  |  | RCFY6024STANM | FR97MV0855A21DH | 51000 | 17 | 10 | 51000 | 38000 | 74.51% | 2 | 0 | 10 |  |  |  |  | R-454B | 4.25 | Residential & Commercial | USHP | Ducted CEE Tier 1
216820539 | Central HP <5.4 tons | FRIEDRICH | HRCU-A-CB (Split System: Heat Pump with Remote Outdoor Unit-Air-Source) | RD18AY60AJVC |  |  | RCFY6021STAAM | FR801V1005A21UHS | 49000 | 17 | 8.1 | 49000 | 39000 | 79.59% | 2 | 0 | 10 |  |  |  |  | R-454B | 4.0833 | Residential & Commercial | USHP | Ducted CEE Tier 1
216820625 | Central HP <5.4 tons | FRIEDRICH | HRCU-A-CB (Split System: Heat Pump with Remote Outdoor Unit-Air-Source) | RD18AY60AJVC |  |  | RCFY6021STAAM | FR951V0855A21M4 | 48500 | 16 | 8.1 | 48500 | 39500 | 81.44% | 2 | 0 | 10 |  |  |  |  | R-454B | 4.0417 | Residential & Commercial | USHP | Ducted CEE Tier 1
216820174 | Central HP <5.4 tons | FRIEDRICH | HRCU-A-CB (Split System: Heat Pump with Remote Outdoor Unit-Air-Source) | RD18AY48AJVC |  |  | RCFY4824STANM | FR802V1255A24UH | 41500 | 18 | 8.1 | 41500 | 37400 | 90.12% | 2.1 | 0 | 10 |  |  |  |  | R-454B | 3.4583 | Residential & Commercial | USHP | Ducted CEE Tier 1
216819991 | Central HP <5.4 tons | FRIEDRICH | HRCU-A-CB (Split System: Heat Pump with Remote Outdoor Unit-Air-Source) | RD18AY48AJVC |  |  | RCFY4824STANM | FR97MV0855A21DH | 41000 | 17 | 8.1 | 41000 | 37800 | 92.2% | 2.1 | 0 | 10 |  |  |  |  | R-454B | 3.4167 | Residential & Commercial | USHP | Ducted CEE Tier 1
212362764 | Central HP <5.4 tons | GOETTL | HRCU-A-CB (Split System: Heat Pump with Remote Outdoor Unit-Air-Source) | GSZV903610A* |  |  | CA*F3137*6A*+TXV | G*VC960803BNB* | 33600 | 18.5 | 8.2 | 34000 | 24400 | 71.76% | 1.8 | 0 | 11.5 |  |  |  |  | R-410A | 2.8 | Residential & Commercial | USHP | Ducted CEE Tier 1
212362783 | Central HP <5.4 tons | GOETTL | HRCU-A-CB (Split System: Heat Pump with Remote Outdoor Unit-Air-Source) | GSZV903610A* |  |  | CA*F3743*6D*+TXV | G*VM970803BNB* | 33600 | 18.5 | 8.2 | 34000 | 24400 | 71.76% | 1.8 | 0 | 12 |  |  |  |  | R-410A | 2.8 | Residential & Commercial | USHP | Ducted CEE Tier 1
212362633 | Central HP <5.4 tons | GOETTL | HRCU-A-CB (Split System: Heat Pump with Remote Outdoor Unit-Air-Source) | ASZV903610A* |  |  | CSCF3642N6D*+TXV | A*VM970804CNB* | 33800 | 18.5 | 8.2 | 34000 | 24400 | 71.76% | 1.8 | 0 | 11.5 |  |  |  |  | R-410A | 2.8167 | Residential & Commercial | USHP | Ducted CEE Tier 1
212362634 | Central HP <5.4 tons | GOETTL | HRCU-A-CB (Split System: Heat Pump with Remote Outdoor Unit-Air-Source) | ASZV903610A* |  |  | CSCF3642N6D*+TXV | A*VM971005CNB* | 33800 | 18.5 | 8.2 | 34000 | 24400 | 71.76% | 1.8 | 0 | 11.5 |  |  |  |  | R-410A | 2.8167 | Residential & Commercial | USHP | Ducted CEE Tier 1
212632772 | Central HP <5.4 tons | LENNOX | HRCU-A-CB (Split System: Heat Pump with Remote Outdoor Unit-Air-Source) | SL25XPV-036-230A** | ADP |  | LD30/36Y9 | SLP99DF110XV60C* | 33400 | 20 | 8.7 | 34400 | 29400 | 85.47% | 1.76 | 0 | 13 |  |  |  |  | R-410A | 2.7833 | Residential & Commercial | USHP | Ducted CEE Tier 1
214649693 | Central HP <5.4 tons | MIDEA | HRCU-A-CB (Split System: Heat Pump with Remote Outdoor Unit-Air-Source) | MOVB-60HDN1-M18M | ASPEN |  | D(A,C,E)36C34+TDR | MGH96M060B3A | 32200 | 16.5 | 8.3 | 34400 | 26200 | 76.16% | 2.39 | 0 | 11 |  |  |  |  | R-410A | 2.6833 | Residential & Commercial | USHP | Ducted CEE Tier 1
215683591 | Central HP <5.4 tons | CARRIER | HRCU-A-CB (Split System: Heat Pump with Remote Outdoor Unit-Air-Source) | 27VNA024A*030* |  |  | CAA**2417AM*+UI | 59MN7C080C17**14 | 22800 | 16.5 | 9 | 24000 | 16900 | 70.42% | 1.94 | 0 | 10 |  |  |  |  | R-454B | 1.9 | Residential & Commercial | USHP | Ducted CEE Tier 1
215683593 | Central HP <5.4 tons | CARRIER | HRCU-A-CB (Split System: Heat Pump with Remote Outdoor Unit-Air-Source) | 27VNA024A*030* |  |  | CAA**2417AM*+UI | 59TN6C040C14**10 | 22400 | 15.5 | 8.5 | 24400 | 17200 | 70.49% | 1.82 | 0 | 9 |  |  |  |  | R-454B | 1.8667 | Residential & Commercial | USHP
215683675 | Central HP <5.4 tons | CARRIER | HRCU-A-CB (Split System: Heat Pump with Remote Outdoor Unit-Air-Source) | 27VNA024A*030* |  |  | CAA**3717AM*+UI | 58TN*B090C17**16 | 23800 | 17 | 9 | 23400 | 16500 | 70.51% | 2 | 0 | 10.5 |  |  |  |  | R-454B | 1.9833 | Residential & Commercial | USHP | Ducted CEE Tier 1
205750632 | Central HP <5.4 tons | AIRQUEST | HRCU-A-CB (Split System: Heat Pump with Remote Outdoor Unit-Air-Source) | HVH825GKA2* |  |  | EA*4X37L21A*+WALLCON | *80CTL0451712A* | 24200 | 16.5 | 8.1 | 21200 | 16700 | 78.77% | 2 | 11 | 11 |  |  |  |  | R-410A | 2.0167 | Residential & Commercial | USHP | Ducted CEE Tier 1
205751002 | Central HP <5.4 tons | AIRQUEST | HRCU-A-CB (Split System: Heat Pump with Remote Outdoor Unit-Air-Source) | HVH837GKA** |  |  | EA*4X37L21A*+WALLCON | *80CTL0701716A* | 32800 | 17.5 | 8.5 | 33000 | 25200 | 76.36% | 1.98 | 11 | 11.5 |  |  |  |  | R-410A | 2.7333 | Residential & Commercial | USHP | Ducted CEE Tier 1
205751211 | Central HP <5.4 tons | AIRQUEST | HRCU-A-CB (Split System: Heat Pump with Remote Outdoor Unit-Air-Source) | HVH837GKA** |  |  | EA*4X43L21A*+WALLCON | *96CTN1002122A* | 33000 | 17.5 | 8.5 | 33000 | 25200 | 76.36% | 2 | 12 | 11.7 |  |  |  |  | R-410A | 2.75 | Residential & Commercial | USHP | Ducted CEE Tier 1
215669502 | Central HP <5.4 tons | CARRIER | HRCU-A-CB (Split System: Heat Pump with Remote Outdoor Unit-Air-Source) | 27VNA036A*030* |  |  | CAA**6121AM*+UI | 59CU5B060C17**16 | 34600 | 17.5 | 9 | 34600 | 25000 | 72.25% | 1.9 | 0 | 10 |  |  |  |  | R-454B | 2.8833 | Residential & Commercial | USHP | Ducted CEE Tier 1
214630374 | Central HP <5.4 tons | CARRIER | HRCU-A-CB (Split System: Heat Pump with Remote Outdoor Unit-Air-Source) | 25VNA825A*032* | ADP |  | PL36H210P299 | 59CU5A060C17**16 | 24000 | 16 | 8.1 | 19800 | 16300 | 82.32% | 2 | 0 | 11 |  |  |  |  | R-410A | 2 | Residential & Commercial | USHP | Ducted CEE Tier 1
214630387 | Central HP <5.4 tons | CARRIER | HRCU-A-CB (Split System: Heat Pump with Remote Outdoor Unit-Air-Source) | 25VNA825A*032* | ADP |  | V,C36H175P149 | 59CU5B060C17**16 | 23400 | 16 | 8.1 | 19800 | 16300 | 82.32% | 1.96 | 0 | 11 |  |  |  |  | R-410A | 1.95 | Residential & Commercial | USHP | Ducted CEE Tier 1
214630406 | Central HP <5.4 tons | CARRIER | HRCU-A-CB (Split System: Heat Pump with Remote Outdoor Unit-Air-Source) | 25VNA825A*032* | ADP |  | PL36H210P299 | 59MN7C060C17**14 | 24000 | 16 | 8.1 | 19800 | 16300 | 82.32% | 2 | 0 | 11 |  |  |  |  | R-410A | 2 | Residential & Commercial | USHP | Ducted CEE Tier 1
214389923 | Central HP <5.4 tons | CARRIER | HRCU-A-CB (Split System: Heat Pump with Remote Outdoor Unit-Air-Source) | 25VNA448A*031* | ADP |  | H,PG3K960 | 58TN*B090C21**20 | 44000 | 21 | 9.5 | 44500 | 35800 | 80.45% | 2.3 | 0 | 11.7 |  |  |  |  | R-410A | 3.6667 | Residential & Commercial | USHP | Ducted CEE Tier 1
214610140 | Central HP <5.4 tons | FRIEDRICH | HRCU-A-CB (Split System: Heat Pump with Remote Outdoor Unit-Air-Source) | FRP18AZ48AJVC |  |  | TCFZ6021SEAAM | FR98MV1005A21UP | 44000 | 19 | 8.1 | 43500 | 45500 | 104.6% | 1.9 | 0 | 10 |  |  |  |  | R-410A | 3.6667 | Residential & Commercial | USHP | Ducted CEE Tier 1
214610142 | Central HP <5.4 tons | FRIEDRICH | HRCU-A-CB (Split System: Heat Pump with Remote Outdoor Unit-Air-Source) | FRP18AZ48AJVC |  |  | TCFZ6021SEAAM | FR97MV1005A21DH | 44500 | 19 | 8.1 | 43500 | 45000 | 103.4% | 2 | 0 | 10 |  |  |  |  | R-410A | 3.7083 | Residential & Commercial | USHP | Ducted CEE Tier 1
212362765 | Central HP <5.4 tons | GOETTL | HRCU-A-CB (Split System: Heat Pump with Remote Outdoor Unit-Air-Source) | GSZV903610A* |  |  | CA*F3137*6A*+TXV | G*VM970603BNB* | 33600 | 18.5 | 8.2 | 34000 | 24400 | 71.76% | 1.8 | 0 | 11.5 |  |  |  |  | R-410A | 2.8 | Residential & Commercial | USHP | Ducted CEE Tier 1
212362767 | Central HP <5.4 tons | GOETTL | HRCU-A-CB (Split System: Heat Pump with Remote Outdoor Unit-Air-Source) | GSZV903610A* |  |  | CA*F3743*6D*+MBVC1201**-1A*+TXV | 0 | 34000 | 19 | 8.2 | 34000 | 24400 | 71.76% | 1.8 | 0 | 12 |  |  |  |  | R-410A | 2.8333 | Residential & Commercial | USHP | Ducted CEE Tier 1
212362784 | Central HP <5.4 tons | GOETTL | HRCU-A-CB (Split System: Heat Pump with Remote Outdoor Unit-Air-Source) | GSZV903610A* |  |  | CA*F3743*6D*+TXV | G*VM970804CNB* | 33200 | 19 | 8.2 | 33600 | 24400 | 72.62% | 1.8 | 0 | 12 |  |  |  |  | R-410A | 2.7667 | Residential & Commercial | USHP | Ducted CEE Tier 1
212362799 | Central HP <5.4 tons | GOETTL | HRCU-A-CB (Split System: Heat Pump with Remote Outdoor Unit-Air-Source) | GSZV903610A* |  |  | CHPF3642C6C*+TXV | G*VC960804CNB* | 33400 | 18 | 8.2 | 34000 | 24400 | 71.76% | 1.8 | 0 | 11 |  |  |  |  | R-410A | 2.7833 | Residential & Commercial | USHP | Ducted CEE Tier 1
213773847 | Central HP <5.4 tons | HEIL | HRCU-A-CB (Split System: Heat Pump with Remote Outdoor Unit-Air-Source) | HVH825GKA3* |  |  | EA*4X48L24A*+WALLCON | *97CMN1202422B* | 24000 | 16.5 | 8.1 | 21000 | 16500 | 78.57% | 2.02 | 0 | 11 |  |  |  |  | R-410A | 2 | Residential & Commercial | USHP | Ducted CEE Tier 1
206765548 | Central HP <5.4 tons | AIRQUEST | HRCU-A-CB (Split System: Heat Pump with Remote Outdoor Unit-Air-Source) | HVH825GKA3* |  |  | EA*4X25L17A*+WALLCON | *80CTL0701412A* | 24400 | 17.5 | 8.5 | 21200 | 16600 | 78.3% | 2.02 | 11 | 11.5 |  |  |  |  | R-410A | 2.0333 | Residential & Commercial | USHP | Ducted CEE Tier 1
206765566 | Central HP <5.4 tons | AIRQUEST | HRCU-A-CB (Split System: Heat Pump with Remote Outdoor Unit-Air-Source) | HVH825GKA3* |  |  | EA*4X30L14A*+WALLCON | *80CTL0701412A* | 23400 | 17 | 8.1 | 21600 | 16700 | 77.31% | 1.92 | 11 | 11 |  |  |  |  | R-410A | 1.95 | Residential & Commercial | USHP | Ducted CEE Tier 1
216057003 | Central HP <5.4 tons | AMERICAN STANDARD | HRCU-A-CB (Split System: Heat Pump with Remote Outdoor Unit-Air-Source) | 5A6V8X36A1 |  |  | 5TAMXD04AV31 | 0 | 32200 | 18.1 | 8.5 | 33200 | 25200 | 75.9% | 2.1 | 0 | 10.5 |  |  |  |  | R-454B | 2.6833 | Residential & Commercial | USHP | Ducted CEE Tier 1
213773827 | Central HP <5.4 tons | HEIL | HRCU-A-CB (Split System: Heat Pump with Remote Outdoor Unit-Air-Source) | HVH825GKA3* |  |  | EA*4X48L24A*+WALLCON | *80CTL1352422B* | 24200 | 17 | 8.1 | 21000 | 16500 | 78.57% | 2.02 | 0 | 11 |  |  |  |  | R-410A | 2.0167 | Residential & Commercial | USHP | Ducted CEE Tier 1
216453146 | Central HP <5.4 tons | AMERICAN STANDARD | HRCU-A-CB (Split System: Heat Pump with Remote Outdoor Unit-Air-Source) | 5A6V0X48A1 |  |  | 5PX*B006AS3 | S8V2B080M4PCB | 44000 | 19.2 | 9.4 | 47000 | 33400 | 71.06% | 2.1 | 0 | 11.7 |  |  |  |  | R-454B | 3.6667 | Residential & Commercial | USHP | Ducted CEE Tier 1
216057019 | Central HP <5.4 tons | AMERICAN STANDARD | HRCU-A-CB (Split System: Heat Pump with Remote Outdoor Unit-Air-Source) | 5A6V8X60A1 |  |  | 5TAMXD07AV51 | 0 | 53000 | 18.1 | 8.5 | 54000 | 39000 | 72.22% | 1.9 | 0 | 10 |  |  |  |  | R-454B | 4.4167 | Residential & Commercial | USHP | Ducted CEE Tier 1
215869121 | Central HP <5.4 tons | AMERICAN STANDARD | HRCU-A-CB (Split System: Heat Pump with Remote Outdoor Unit-Air-Source) | 5A6V8X48A1 |  |  | 5TXCB006AS3 | S9V2B060U4VSB+LRP | 44500 | 18.1 | 8.5 | 46000 | 35400 | 76.96% | 2.1 | 0 | 10 |  |  |  |  | R-454B | 3.7083 | Residential & Commercial | USHP | Ducted CEE Tier 1
204300382 | Central HP <5.4 tons | AIRQUEST | HRCU-A-CB (Split System: Heat Pump with Remote Outdoor Unit-Air-Source) | HVH837GKA** |  |  | EHD4X42AAL+WALLCON | *80CTL0701412A* | 32400 | 17 | 8.1 | 33200 | 25000 | 75.3% | 1.94 | 11.5 | 11 |  |  |  |  | R-410A | 2.7 | Residential & Commercial | USHP | Ducted CEE Tier 1
204298978 | Central HP <5.4 tons | AIRQUEST | HRCU-A-CB (Split System: Heat Pump with Remote Outdoor Unit-Air-Source) | HVH837GKA** |  |  | EA*4X42L21A*+WALLCON | *97CMN0801714A* | 31600 | 17 | 8.1 | 33400 | 24800 | 74.25% | 1.86 | 11.5 | 11 |  |  |  |  | R-410A | 2.6333 | Residential & Commercial | USHP | Ducted CEE Tier 1
213772767 | Central HP <5.4 tons | HEIL | HRCU-A-CB (Split System: Heat Pump with Remote Outdoor Unit-Air-Source) | HVH825GKA3* |  |  | EA*4X25L17A*+WALLCON | *97CMN0601714B* | 24200 | 15.5 | 8.1 | 20000 | 16700 | 83.5% | 2 | 0 | 10.5 |  |  |  |  | R-410A | 2.0167 | Residential & Commercial | USHP | Ducted CEE Tier 1
213773037 | Central HP <5.4 tons | HEIL | HRCU-A-CB (Split System: Heat Pump with Remote Outdoor Unit-Air-Source) | HVH825GKA3* |  |  | EA*4X36L21A*+WALLCON | *80CTL0451712B* | 23400 | 16 | 8.1 | 21600 | 16700 | 77.31% | 1.92 | 0 | 10.5 |  |  |  |  | R-410A | 1.95 | Residential & Commercial | USHP | Ducted CEE Tier 1
204300082 | Central HP <5.4 tons | AIRQUEST | HRCU-A-CB (Split System: Heat Pump with Remote Outdoor Unit-Air-Source) | HVH837GKA** |  |  | EHD4X36AAL+WALLCON | *80CTL1352422A* | 32200 | 16.5 | 8.1 | 33200 | 24600 | 74.1% | 1.94 | 11 | 11 |  |  |  |  | R-410A | 2.6833 | Residential & Commercial | USHP | Ducted CEE Tier 1
212628025 | Central HP <5.4 tons | COLEMAN | HRCU-A-CB (Split System: Heat Pump with Remote Outdoor Unit-Air-Source) | HMH72B341 | ASPEN |  | D(A,C,E)42D36+TDR | TL9E100C20UH11 | 33400 | 17 | 8.5 | 34000 | 29200 | 85.88% | 2.81 | 0 | 10 |  |  |  |  | R-410A | 2.7833 | Residential & Commercial | USHP | Ducted CEE Tier 1
212628041 | Central HP <5.4 tons | COLEMAN | HRCU-A-CB (Split System: Heat Pump with Remote Outdoor Unit-Air-Source) | HMH72B341 | ASPEN |  | D(A,C,E)48C36+TDR | TM8Y120C20MP11 | 33600 | 18 | 8.5 | 34000 | 30200 | 88.82% | 2.85 | 0 | 9.5 |  |  |  |  | R-410A | 2.8 | Residential & Commercial | USHP
212628061 | Central HP <5.4 tons | COLEMAN | HRCU-A-CB (Split System: Heat Pump with Remote Outdoor Unit-Air-Source) | HMH72B341 | ASPEN |  | D(A,C,E)42D36+TDR | TL8E100C20UH11 | 33200 | 17.5 | 8.5 | 34000 | 27400 | 80.59% | 2.69 | 0 | 10 |  |  |  |  | R-410A | 2.7667 | Residential & Commercial | USHP | Ducted CEE Tier 1
212628110 | Central HP <5.4 tons | COLEMAN | HRCU-A-CB (Split System: Heat Pump with Remote Outdoor Unit-Air-Source) | HMH72B341 | ASPEN |  | D(A,C,E)42D36+TDR | TM9V100C20MP12 | 33000 | 17.5 | 8.5 | 34000 | 28400 | 83.53% | 2.7 | 0 | 9 |  |  |  |  | R-410A | 2.75 | Residential & Commercial | USHP
215938449 | Central HP <5.4 tons | COMFORTMAKER | HRCU-A-CB (Split System: Heat Pump with Remote Outdoor Unit-Air-Source) | C5H3V48*K*AAA* |  |  | EVD5X61M21A*+WALLCON | *80CTL0901716B* | 45000 | 21 | 8.1 | 53500 | 37600 | 70.28% | 1.95 | 0 | 12 |  |  |  |  | R-454B | 3.75 | Residential & Commercial | USHP | Ducted CEE Tier 1
214630423 | Central HP <5.4 tons | CARRIER | HRCU-A-CB (Split System: Heat Pump with Remote Outdoor Unit-Air-Source) | 25VNA825A*032* | ADP |  | C36A***L159 | 59TN6B060C17**14 | 23600 | 16 | 8.1 | 19800 | 16300 | 82.32% | 1.94 | 0 | 11 |  |  |  |  | R-410A | 1.9667 | Residential & Commercial | USHP | Ducted CEE Tier 1
216820640 | Central HP <5.4 tons | FRIEDRICH | HRCU-A-CB (Split System: Heat Pump with Remote Outdoor Unit-Air-Source) | RD18AY60AJVC |  |  | RCFY6021STAAM | FR951V0705A21M4 | 48500 | 16 | 8.1 | 48500 | 39500 | 81.44% | 2 | 0 | 10 |  |  |  |  | R-454B | 4.0417 | Residential & Commercial | USHP | Ducted CEE Tier 1
216820239 | Central HP <5.4 tons | FRIEDRICH | HRCU-A-CB (Split System: Heat Pump with Remote Outdoor Unit-Air-Source) | RD18AY60AJVC |  |  | RCFY6024STANM | FR98MV1155A24UP | 51000 | 17 | 10 | 51000 | 38000 | 74.51% | 2 | 0 | 10 |  |  |  |  | R-454B | 4.25 | Residential & Commercial | USHP | Ducted CEE Tier 1
212621565 | Central HP <5.4 tons | COLEMAN | HRCU-A-CB (Split System: Heat Pump with Remote Outdoor Unit-Air-Source) | HMH72B341 | ASPEN |  | D(A,C,E)48B24+TDR | TPLC100C20MP13 | 29600 | 15.9 | 8.1 | 32200 | 27600 | 85.71% | 2.44 | 0 | 8 |  |  |  |  | R-410A | 2.4667 | Residential & Commercial | USHP
212621618 | Central HP <5.4 tons | COLEMAN | HRCU-A-CB (Split System: Heat Pump with Remote Outdoor Unit-Air-Source) | HMH72B341 | ASPEN |  | D(A,C,E)42C24+TDR | TM8V100C20MP12 | 29600 | 15.9 | 8.1 | 32400 | 27400 | 84.57% | 2.45 | 0 | 8 |  |  |  |  | R-410A | 2.4667 | Residential & Commercial | USHP
212621619 | Central HP <5.4 tons | COLEMAN | HRCU-A-CB (Split System: Heat Pump with Remote Outdoor Unit-Air-Source) | HMH72B341 | ASPEN |  | C(A,C,D,E)36B24+TDR | TM8V120C20MP12 | 28600 | 15.6 | 8.5 | 32400 | 27400 | 84.57% | 2.7 | 0 | 8.4 |  |  |  |  | R-410A | 2.3833 | Residential & Commercial | USHP
212621632 | Central HP <5.4 tons | COLEMAN | HRCU-A-CB (Split System: Heat Pump with Remote Outdoor Unit-Air-Source) | HMH72B341 | ASPEN |  | D(A,C,E)36D24+TDR | TPLC100C20MP13 | 29600 | 15.9 | 8.1 | 32400 | 27400 | 84.57% | 2.45 | 0 | 8 |  |  |  |  | R-410A | 2.4667 | Residential & Commercial | USHP
212362801 | Central HP <5.4 tons | GOETTL | HRCU-A-CB (Split System: Heat Pump with Remote Outdoor Unit-Air-Source) | GSZV903610A* |  |  | CHPF3642C6C*+TXV | G*VC961005CNB* | 33400 | 18 | 8.2 | 34000 | 24400 | 71.76% | 1.8 | 0 | 11 |  |  |  |  | R-410A | 2.7833 | Residential & Commercial | USHP | Ducted CEE Tier 1
212362816 | Central HP <5.4 tons | GOETTL | HRCU-A-CB (Split System: Heat Pump with Remote Outdoor Unit-Air-Source) | GSZV903610A* |  |  | CHPF3743C6B*+TXV | G*VC960603BNB* | 33400 | 18 | 8.2 | 34000 | 24400 | 71.76% | 1.8 | 0 | 11 |  |  |  |  | R-410A | 2.7833 | Residential & Commercial | USHP | Ducted CEE Tier 1
206765755 | Central HP <5.4 tons | AIRQUEST | HRCU-A-CB (Split System: Heat Pump with Remote Outdoor Unit-Air-Source) | HVH825GKA3* |  |  | EA*4X36L21A*+WALLCON | *96CTN0601714A* | 23400 | 16.5 | 8.1 | 21600 | 16700 | 77.31% | 1.92 | 11 | 10.5 |  |  |  |  | R-410A | 1.95 | Residential & Commercial | USHP | Ducted CEE Tier 1
206765782 | Central HP <5.4 tons | AIRQUEST | HRCU-A-CB (Split System: Heat Pump with Remote Outdoor Unit-Air-Source) | HVH825GKA3* |  |  | EA*4X36L21A*+WALLCON | *97CMN0801714A* | 23600 | 16.5 | 8.1 | 21600 | 16700 | 77.31% | 1.92 | 11.5 | 11 |  |  |  |  | R-410A | 1.9667 | Residential & Commercial | USHP | Ducted CEE Tier 1
212632753 | Central HP <5.4 tons | LENNOX | HRCU-A-CB (Split System: Heat Pump with Remote Outdoor Unit-Air-Source) | SL25XPV-036-230A** | ADP |  | LD31/36Z9 | SLP99DF070XV36B* | 33400 | 21 | 8.7 | 34400 | 29400 | 85.47% | 1.76 | 0 | 12.5 |  |  |  |  | R-410A | 2.7833 | Residential & Commercial | USHP | Ducted CEE Tier 1
212632767 | Central HP <5.4 tons | LENNOX | HRCU-A-CB (Split System: Heat Pump with Remote Outdoor Unit-Air-Source) | SL25XPV-036-230A** | ADP |  | LD31/36Z9 | SLP99DF090XV60C* | 33400 | 20 | 8.7 | 34400 | 29400 | 85.47% | 1.76 | 0 | 13 |  |  |  |  | R-410A | 2.7833 | Residential & Commercial | USHP | Ducted CEE Tier 1
213281547 | Central HP <5.4 tons | YORK | HRCU-A-CB (Split System: Heat Pump with Remote Outdoor Unit-Air-Source) | HMH72B361 | ASPEN |  | C(A,C,D,E)42D24+TDR | Y81E080C20LMPS1 | 32400 | 16.6 | 8.1 | 36000 | 26400 | 73.33% | 2.83 | 0 | 8 |  |  |  |  | R-410A | 2.7 | Residential & Commercial | USHP
214584502 | Central HP <5.4 tons | BOSCH | HRCU-A-C (Split System: Heat Pump with Remote Outdoor Unit with No Indoor Fan --Air Source) | BOVA-36HDN1-M20G | ASPEN |  | D(A,C,E)36C44+TDR | 0 | 22600 | 15.2 | 9 | 24000 | 20000 | 83.33% | 1.97 | 0 | 12 |  |  |  |  | R-410A | 1.8833 | Residential & Commercial | USHP | Ducted CEE Tier 1
213355439 | Central HP <5.4 tons | CHAMPION HEATING AND COOLING | HRCU-A-CB (Split System: Heat Pump with Remote Outdoor Unit-Air-Source) | HMH72B361 | ASPEN |  | L(E,G)M48C6 | 0 | 34800 | 18 | 8.2 | 36000 | 26400 | 73.33% | 2.82 | 0 | 9 |  |  |  |  | R-410A | 2.9 | Residential & Commercial | USHP
215295718 | Central HP <5.4 tons | AIRQUEST | HRCU-A-CB (Split System: Heat Pump with Remote Outdoor Unit-Air-Source) | DLCURAH36ABK | ADP |  | HE35936 | *96VTN1202422A* | 35600 | 16 | 8.1 | 36800 | 34600 | 94.02% | 1.88 | 0 | 10 |  |  |  |  | R-410A | 2.9667 | Residential & Commercial | USHP | Ducted CEE Tier 1
215869123 | Central HP <5.4 tons | AMERICAN STANDARD | HRCU-A-CB (Split System: Heat Pump with Remote Outdoor Unit-Air-Source) | 5A6V8X48A1 |  |  | 5TXCC007AS3 | S9V2C100U5VSB+LRP | 45500 | 18.1 | 8.5 | 46000 | 35200 | 76.52% | 2.1 | 0 | 10 |  |  |  |  | R-454B | 3.7917 | Residential & Commercial | USHP | Ducted CEE Tier 1
215869137 | Central HP <5.4 tons | AMERICAN STANDARD | HRCU-A-CB (Split System: Heat Pump with Remote Outdoor Unit-Air-Source) | 5A6V8X60A1 |  |  | 5PX*D010AS3 | S9V2C100U5VSB+LRP | 54000 | 18.1 | 8.5 | 55000 | 39500 | 71.82% | 2 | 0 | 10 |  |  |  |  | R-454B | 4.5 | Residential & Commercial | USHP | Ducted CEE Tier 1
211174179 | Central HP <5.4 tons | COMFORT-AIRE | HRCU-A-CB (Split System: Heat Pump with Remote Outdoor Unit-Air-Source) | HRG1548S1R-**A | ASPEN |  | C(A,C,D,E)60D34+TDR | GUH96C110C5M | 44000 | 15.5 | 8.4 | 45000 | 31600 | 70.22% | 2.86 | 0 | 12.4 |  |  |  |  | R-410A | 3.6667 | Residential & Commercial | USHP | Ducted CEE Tier 1
216057013 | Central HP <5.4 tons | AMERICAN STANDARD | HRCU-A-CB (Split System: Heat Pump with Remote Outdoor Unit-Air-Source) | 5A6V8X48A1 |  |  | 5TAMXD06AV41 | 0 | 46000 | 18.1 | 8.5 | 45500 | 34800 | 76.48% | 2.1 | 0 | 10.5 |  |  |  |  | R-454B | 3.8333 | Residential & Commercial | USHP | Ducted CEE Tier 1
213773067 | Central HP <5.4 tons | HEIL | HRCU-A-CB (Split System: Heat Pump with Remote Outdoor Unit-Air-Source) | HVH825GKA3* |  |  | EA*4X36L21A*+WALLCON | *80CTL0902120B* | 23600 | 16.5 | 8.1 | 21400 | 16600 | 77.57% | 1.94 | 0 | 10.5 |  |  |  |  | R-410A | 1.9667 | Residential & Commercial | USHP | Ducted CEE Tier 1
213773087 | Central HP <5.4 tons | HEIL | HRCU-A-CB (Split System: Heat Pump with Remote Outdoor Unit-Air-Source) | HVH825GKA3* |  |  | EA*4X36L21A*+WALLCON | *95CSU0601716B* | 23600 | 16.5 | 8.1 | 21600 | 16700 | 77.31% | 1.92 | 0 | 10.5 |  |  |  |  | R-410A | 1.9667 | Residential & Commercial | USHP | Ducted CEE Tier 1
213772517 | Central HP <5.4 tons | HEIL | HRCU-A-CB (Split System: Heat Pump with Remote Outdoor Unit-Air-Source) | HVH825GKA2* |  |  | EHD4X48AAL+WALLCON | *97CMN0801714B* | 24200 | 16 | 8.1 | 21400 | 16600 | 77.57% | 2.02 | 0 | 10.5 |  |  |  |  | R-410A | 2.0167 | Residential & Commercial | USHP | Ducted CEE Tier 1
215669381 | Central HP <5.4 tons | TEMPSTAR | HRCU-A-CB (Split System: Heat Pump with Remote Outdoor Unit-Air-Source) | T5H0V36*K*AAA* |  |  | EA*5X60M24A*+WALLCON | *97CMN0802120B* | 34400 | 18 | 9 | 34200 | 24800 | 72.51% | 1.9 | 0 | 10 |  |  |  |  | R-454B | 2.8667 | Residential & Commercial | USHP | Ducted CEE Tier 1
215668556 | Central HP <5.4 tons | HEIL | HRCU-A-CB (Split System: Heat Pump with Remote Outdoor Unit-Air-Source) | H5H0V36*K*AAA* |  |  | EA*5X37M17A*+WALLCON | *80CTL0701412B* | 33800 | 17.5 | 9 | 35800 | 25600 | 71.51% | 1.86 | 0 | 9.5 |  |  |  |  | R-454B | 2.8167 | Residential & Commercial | USHP
214649694 | Central HP <5.4 tons | MIDEA | HRCU-A-CB (Split System: Heat Pump with Remote Outdoor Unit-Air-Source) | MOVB-60HDN1-M18M | ASPEN |  | D(A,C,E)36D44+TDR | MGH96M060B3A | 33400 | 16.5 | 8.5 | 34600 | 26000 | 75.14% | 2.41 | 0 | 11.7 |  |  |  |  | R-410A | 2.7833 | Residential & Commercial | USHP | Ducted CEE Tier 1
214649705 | Central HP <5.4 tons | MIDEA | HRCU-A-CB (Split System: Heat Pump with Remote Outdoor Unit-Air-Source) | MOVB-60HDN1-M18M | ASPEN |  | D(A,C,E)48D44+TDR | MGH96M080C4A | 34200 | 16.5 | 8.5 | 34600 | 26000 | 75.14% | 2.41 | 0 | 11.7 |  |  |  |  | R-410A | 2.85 | Residential & Commercial | USHP | Ducted CEE Tier 1
214777200 | Central HP <5.4 tons | YORK | HRCU-A-CB (Split System: Heat Pump with Remote Outdoor Unit-Air-Source) | HH860E2S11 | ADP |  | CV602C*A+TXV | TL9E100C20UH11 | 52000 | 19 | 8.5 | 51500 | 38000 | 73.79% | 2 | 0 | 11 |  |  |  |  | R-454B | 4.3333 | Residential & Commercial | USHP | Ducted CEE Tier 1
214777201 | Central HP <5.4 tons | YORK | HRCU-A-CB (Split System: Heat Pump with Remote Outdoor Unit-Air-Source) | HH860E2S11 | ADP |  | CV602C*A+TXV | TM9E080C16MP12 | 44500 | 18 | 8.5 | 43500 | 34000 | 78.16% | 2 | 0 | 11 |  |  |  |  | R-454B | 3.7083 | Residential & Commercial | USHP | Ducted CEE Tier 1
214777215 | Central HP <5.4 tons | YORK | HRCU-A-CB (Split System: Heat Pump with Remote Outdoor Unit-Air-Source) | HH860E2S11 | ADP |  | CV602C*A+TXV | TMLE130D20MP11 | 54000 | 19 | 8.5 | 53000 | 39500 | 74.53% | 2 | 0 | 11 |  |  |  |  | R-454B | 4.5 | Residential & Commercial | USHP | Ducted CEE Tier 1
216981021 | Central HP <5.4 tons | YORK | HRCU-A-CB (Split System: Heat Pump with Remote Outdoor Unit-Air-Source) | HH860E2S11 | ADP |  | H,YG88*60+TXV-BLEED | Y82E100C16LMPS1 | 45000 | 17 | 9 | 43500 | 32200 | 74.02% | 2 | 0 | 11 |  |  |  |  | R-454B | 3.75 | Residential & Commercial | USHP | Ducted CEE Tier 1
215439775 | Central HP <5.4 tons | YORK | HRCU-A-CB (Split System: Heat Pump with Remote Outdoor Unit-Air-Source) | HMH72B341 | ASPEN |  | D(A,C,E)42D36+TDR | TM9V080C16MP12 | 33200 | 17.5 | 8.5 | 33800 | 27400 | 81.07% | 2.66 | 0 | 10 |  |  |  |  | R-410A | 2.7667 | Residential & Commercial | USHP | Ducted CEE Tier 1
215669671 | Central HP <5.4 tons | TEMPSTAR | HRCU-A-CB (Split System: Heat Pump with Remote Outdoor Unit-Air-Source) | T5H0V36*K*AAA* |  |  | EA*5X61M24A*+WALLCON | *95CSU0802120B* | 34800 | 18 | 9 | 34400 | 24800 | 72.09% | 1.92 | 0 | 10 |  |  |  |  | R-454B | 2.9 | Residential & Commercial | USHP | Ducted CEE Tier 1
215669789 | Central HP <5.4 tons | TEMPSTAR | HRCU-A-CB (Split System: Heat Pump with Remote Outdoor Unit-Air-Source) | T5H0V36*K*AAA* |  |  | ESH5X36M12A*+WALLCON | *80CTL0701716B* | 33600 | 16.5 | 8.5 | 35800 | 25600 | 71.51% | 1.78 | 0 | 9 |  |  |  |  | R-454B | 2.8 | Residential & Commercial | USHP
215669837 | Central HP <5.4 tons | TEMPSTAR | HRCU-A-CB (Split System: Heat Pump with Remote Outdoor Unit-Air-Source) | T5H0V36*K*AAA* |  |  | ESH5X36M12A*+WALLCON | *95CSU0601716B* | 33600 | 16 | 8.5 | 35800 | 25600 | 71.51% | 1.76 | 0 | 9 |  |  |  |  | R-454B | 2.8 | Residential & Commercial | USHP
206133467 | Central HP <5.4 tons | AIRQUEST | HRCU-A-CB (Split System: Heat Pump with Remote Outdoor Unit-Air-Source) | HVH825GKA2* |  |  | EA*4X37L21A*+WALLCON | *80CSU1002120A* | 24400 | 16.5 | 8.1 | 21200 | 16700 | 78.77% | 2.02 | 11.5 | 11 |  |  |  |  | R-410A | 2.0333 | Residential & Commercial | USHP | Ducted CEE Tier 1
206133799 | Central HP <5.4 tons | AIRQUEST | HRCU-A-CB (Split System: Heat Pump with Remote Outdoor Unit-Air-Source) | HVH825GKA2* |  |  | EA*4X37L17A*+WALLCON | *95CSU0601716A* | 24200 | 16.5 | 8.1 | 21400 | 16800 | 78.5% | 1.98 | 11 | 10.5 |  |  |  |  | R-410A | 2.0167 | Residential & Commercial | USHP | Ducted CEE Tier 1
213607588 | Central HP <5.4 tons | BRYANT HEATING AND COOLING SYSTEMS | HRCU-A-CB (Split System: Heat Pump with Remote Outdoor Unit-Air-Source) | 38MURAQ18AB3* |  |  | PF4TNXB24L* | 0 | 18100 | 16.5 | 8.5 | 18200 | 18200 | 100% | 2.2 | 0 | 11 |  |  |  |  | R-410A | 1.5083 | Residential & Commercial | USHP | Ducted CEE Tier 1
213773687 | Central HP <5.4 tons | HEIL | HRCU-A-CB (Split System: Heat Pump with Remote Outdoor Unit-Air-Source) | HVH825GKA3* |  |  | EA*4X48L21A*+WALLCON | *80CTL0451712B* | 24000 | 16.5 | 8.1 | 21000 | 16700 | 79.52% | 2 | 0 | 10.5 |  |  |  |  | R-410A | 2 | Residential & Commercial | USHP | Ducted CEE Tier 1
215295741 | Central HP <5.4 tons | AIRQUEST | HRCU-A-CB (Split System: Heat Pump with Remote Outdoor Unit-Air-Source) | DLCURAH36ABK | ADP |  | H,GE24936 | *96VTN1202422B* | 33000 | 16 | 8.45 | 36200 | 34200 | 94.48% | 2 | 0 | 9 |  |  |  |  | R-410A | 2.75 | Residential & Commercial | USHP
215295768 | Central HP <5.4 tons | AIRQUEST | HRCU-A-CB (Split System: Heat Pump with Remote Outdoor Unit-Air-Source) | DLCURAH36ABK | ADP |  | H,GE8J936 | *96VTN1202422B* | 34400 | 16 | 8.5 | 36200 | 34200 | 94.48% | 2.02 | 0 | 9.5 |  |  |  |  | R-410A | 2.8667 | Residential & Commercial | USHP
216453148 | Central HP <5.4 tons | AMERICAN STANDARD | HRCU-A-CB (Split System: Heat Pump with Remote Outdoor Unit-Air-Source) | 5A6V0X48A1 |  |  | 5PX*B006AS3 | S8V2B060M4PCB | 44000 | 19.2 | 9.7 | 46500 | 33600 | 72.26% | 2.1 | 0 | 11.7 |  |  |  |  | R-454B | 3.6667 | Residential & Commercial | USHP | Ducted CEE Tier 1
216980433 | Central HP <5.4 tons | FRIEDRICH | HRCU-A-CB (Split System: Heat Pump with Remote Outdoor Unit-Air-Source) | RD18AY36AJVC |  |  | FRH2TY3621STANN | 0 | 31800 | 19 | 8.5 | 31800 | 27400 | 86.16% | 2 | 0 | 12 |  |  |  |  | R-454B | 2.65 | Residential & Commercial | USHP | Ducted CEE Tier 1
215668764 | Central HP <5.4 tons | HEIL | HRCU-A-CB (Split System: Heat Pump with Remote Outdoor Unit-Air-Source) | H5H0V36*K*AAA* |  |  | EA*5X37M21A*+WALLCON | *96CTN0601714B* | 34200 | 17.5 | 9 | 35400 | 25400 | 71.75% | 1.88 | 0 | 9.5 |  |  |  |  | R-454B | 2.85 | Residential & Commercial | USHP
215668796 | Central HP <5.4 tons | HEIL | HRCU-A-CB (Split System: Heat Pump with Remote Outdoor Unit-Air-Source) | H5H0V36*K*AAA* |  |  | EA*5X42M21A*+WALLCON | *80CSU0601716A* | 33000 | 17.5 | 8.5 | 35800 | 25600 | 71.51% | 1.86 | 0 | 9.5 |  |  |  |  | R-454B | 2.75 | Residential & Commercial | USHP
206771327 | Central HP <5.4 tons | AIRQUEST | HRCU-A-CB (Split System: Heat Pump with Remote Outdoor Unit-Air-Source) | HVH837GKA2* |  |  | EA*4X37L21A*+WALLCON | *97CMN1002122A* | 33000 | 17.5 | 8.5 | 33000 | 25200 | 76.36% | 2 | 12 | 11.7 |  |  |  |  | R-410A | 2.75 | Residential & Commercial | USHP | Ducted CEE Tier 1
216613178 | Central HP <5.4 tons | FRIEDRICH | HRCU-A-CB (Split System: Heat Pump with Remote Outdoor Unit-Air-Source) | RD18AY60AJVC |  |  | RH2VY6024STACN | 0 | 52000 | 18 | 10 | 50500 | 38000 | 75.25% | 2 | 0 | 11.7 |  |  |  |  | R-454B | 4.3333 | Residential & Commercial | USHP | Ducted CEE Tier 1
216453088 | Central HP <5.4 tons | AMERICAN STANDARD | HRCU-A-CB (Split System: Heat Pump with Remote Outdoor Unit-Air-Source) | 5A6V0X24A1 |  |  | 5TXCB003AS3 | S8V2B080M4PCB | 21600 | 20.6 | 10 | 24200 | 18300 | 75.62% | 2.1 | 0 | 11.5 |  |  |  |  | R-454B | 1.8 | Residential & Commercial | USHP | Ducted CEE Tier 1
216453104 | Central HP <5.4 tons | AMERICAN STANDARD | HRCU-A-CB (Split System: Heat Pump with Remote Outdoor Unit-Air-Source) | 5A6V0X36A1 |  |  | 5PX*B006AS3 | S8V2B060M4PCB | 35200 | 20 | 9.4 | 32200 | 25000 | 77.64% | 2.1 | 0 | 12.5 |  |  |  |  | R-454B | 2.9333 | Residential & Commercial | USHP | Ducted CEE Tier 1
216453138 | Central HP <5.4 tons | AMERICAN STANDARD | HRCU-A-CB (Split System: Heat Pump with Remote Outdoor Unit-Air-Source) | 5A6V0X36A1 |  |  | 5TXCD010AS3 | S8V2D120M5PDB | 36200 | 20.8 | 10 | 32000 | 24600 | 76.88% | 2.2 | 0 | 13 |  |  |  |  | R-454B | 3.0167 | Residential & Commercial | USHP | Ducted CEE Tier 1
215869097 | Central HP <5.4 tons | AMERICAN STANDARD | HRCU-A-CB (Split System: Heat Pump with Remote Outdoor Unit-Air-Source) | 5A6V8X36A1 |  |  | 5PX*C007AS3 | S9V2C100U5VSB+LRP | 33000 | 18.1 | 8.5 | 33200 | 25400 | 76.51% | 2.1 | 0 | 10.5 |  |  |  |  | R-454B | 2.75 | Residential & Commercial | USHP | Ducted CEE Tier 1
215869147 | Central HP <5.4 tons | AMERICAN STANDARD | HRCU-A-CB (Split System: Heat Pump with Remote Outdoor Unit-Air-Source) | 5A6V8X60A1 |  |  | 5TXCC009AS3 | S9V2C100U5VSB+LRP | 54000 | 18.1 | 8.5 | 55500 | 39500 | 71.17% | 2 | 0 | 10 |  |  |  |  | R-454B | 4.5 | Residential & Commercial | USHP | Ducted CEE Tier 1
215669853 | Central HP <5.4 tons | TEMPSTAR | HRCU-A-CB (Split System: Heat Pump with Remote Outdoor Unit-Air-Source) | T5H0V36*K*AAA* |  |  | ESH5X36M12A*+WALLCON | *95CSU1002122B* | 33800 | 16.5 | 8.5 | 35800 | 25400 | 70.95% | 1.76 | 0 | 9.5 |  |  |  |  | R-454B | 2.8167 | Residential & Commercial | USHP
215669989 | Central HP <5.4 tons | TEMPSTAR | HRCU-A-CB (Split System: Heat Pump with Remote Outdoor Unit-Air-Source) | T5H0V36*K*AAA* |  |  | ESH5X42M12A*+WALLCON | *80CTL0702120B* | 34000 | 16.5 | 8.5 | 35600 | 25400 | 71.35% | 1.76 | 0 | 9.5 |  |  |  |  | R-454B | 2.8333 | Residential & Commercial | USHP
216453084 | Central HP <5.4 tons | AMERICAN STANDARD | HRCU-A-CB (Split System: Heat Pump with Remote Outdoor Unit-Air-Source) | 5A6V0X24A1 |  |  | 5PX*BD06AS3 | S8V2B080M4PDB | 22000 | 21.4 | 10 | 23400 | 18100 | 77.35% | 2.2 | 0 | 11.7 |  |  |  |  | R-454B | 1.8333 | Residential & Commercial | USHP | Ducted CEE Tier 1
213145654 | Central HP <5.4 tons | TEMPSTAR | HRCU-A-CB (Split System: Heat Pump with Remote Outdoor Unit-Air-Source) | DLCURAH36ABK | ADP |  | PL36H175P159+AEFE4B* | 0 | 36000 | 16 | 8.1 | 38000 | 35000 | 92.11% | 1.82 | 0 | 10 |  |  |  |  | R-410A | 3 | Residential & Commercial | USHP | Ducted CEE Tier 1
215669551 | Central HP <5.4 tons | TEMPSTAR | HRCU-A-CB (Split System: Heat Pump with Remote Outdoor Unit-Air-Source) | T5H0V36*K*AAA* |  |  | EA*5X61M21A*+WALLCON | *97CMN0602120B* | 34600 | 18 | 9 | 34600 | 25000 | 72.25% | 1.9 | 0 | 10 |  |  |  |  | R-454B | 2.8833 | Residential & Commercial | USHP | Ducted CEE Tier 1
215669651 | Central HP <5.4 tons | TEMPSTAR | HRCU-A-CB (Split System: Heat Pump with Remote Outdoor Unit-Air-Source) | T5H0V36*K*AAA* |  |  | EA*5X61M24A*+WALLCON | *80CTL1102120B* | 35000 | 18.5 | 9 | 34400 | 24600 | 71.51% | 1.92 | 0 | 10.5 |  |  |  |  | R-454B | 2.9167 | Residential & Commercial | USHP | Ducted CEE Tier 1
216819026 | Central HP <5.4 tons | FRIEDRICH | HRCU-A-CB (Split System: Heat Pump with Remote Outdoor Unit-Air-Source) | RD18AY24AJVC |  |  | RCFY2417MTANM | FR801V0704A17UH | 21000 | 17 | 8.1 | 20800 | 17000 | 81.73% | 1.9 | 0 | 10 |  |  |  |  | R-454B | 1.75 | Residential & Commercial | USHP | Ducted CEE Tier 1
215683911 | Central HP <5.4 tons | CARRIER | HRCU-A-CB (Split System: Heat Pump with Remote Outdoor Unit-Air-Source) | 27VNA036A*030* |  |  | CAA**3721AM*+UI | 59CU5B080C21**20 | 34400 | 17.5 | 9 | 35400 | 25200 | 71.19% | 1.9 | 0 | 10 |  |  |  |  | R-454B | 2.8667 | Residential & Commercial | USHP | Ducted CEE Tier 1
215683941 | Central HP <5.4 tons | CARRIER | HRCU-A-CB (Split System: Heat Pump with Remote Outdoor Unit-Air-Source) | 27VNA036A*030* |  |  | CAA**4221AM*+UI | 58TN*B070C21**20 | 33000 | 17.5 | 9 | 35800 | 25600 | 71.51% | 1.86 | 0 | 10 |  |  |  |  | R-454B | 2.75 | Residential & Commercial | USHP | Ducted CEE Tier 1
215683961 | Central HP <5.4 tons | CARRIER | HRCU-A-CB (Split System: Heat Pump with Remote Outdoor Unit-Air-Source) | 27VNA036A*030* |  |  | CAA**4221AM*+UI | 59MN7C080C21**20 | 33200 | 17.5 | 9 | 35800 | 25600 | 71.51% | 1.86 | 0 | 10 |  |  |  |  | R-454B | 2.7667 | Residential & Commercial | USHP | Ducted CEE Tier 1
215683993 | Central HP <5.4 tons | CARRIER | HRCU-A-CB (Split System: Heat Pump with Remote Outdoor Unit-Air-Source) | 27VNA036A*030* |  |  | CAA**4321AM*+UI | 59CU5B100C21**22 | 34600 | 18 | 9 | 35200 | 25000 | 71.02% | 1.9 | 0 | 10 |  |  |  |  | R-454B | 2.8833 | Residential & Commercial | USHP | Ducted CEE Tier 1
212362549 | Central HP <5.4 tons | GOETTL | HRCU-A-CB (Split System: Heat Pump with Remote Outdoor Unit-Air-Source) | ASZV903610A* |  |  | CA*F3137*6A*+TXV | A*VS800604BUA* | 33600 | 18.5 | 8.2 | 34000 | 24400 | 71.76% | 1.8 | 0 | 12 |  |  |  |  | R-410A | 2.8 | Residential & Commercial | USHP | Ducted CEE Tier 1
212362583 | Central HP <5.4 tons | GOETTL | HRCU-A-CB (Split System: Heat Pump with Remote Outdoor Unit-Air-Source) | ASZV903610A* |  |  | CHPF3642C6C*+TXV | A*VC800805C*A* | 33400 | 18 | 8.2 | 34000 | 24400 | 71.76% | 1.8 | 0 | 11 |  |  |  |  | R-410A | 2.7833 | Residential & Commercial | USHP | Ducted CEE Tier 1
215675695 | Central HP <5.4 tons | HEIL | HRCU-A-CB (Split System: Heat Pump with Remote Outdoor Unit-Air-Source) | H5H0V48*K*AAA* |  |  | EVM5X60M21A*+WALLCON | *80CTL0451712B* | 47500 | 18 | 9 | 50000 | 37600 | 75.2% | 1.98 | 0 | 9.5 |  |  |  |  | R-454B | 3.9583 | Residential & Commercial | USHP
212362584 | Central HP <5.4 tons | GOETTL | HRCU-A-CB (Split System: Heat Pump with Remote Outdoor Unit-Air-Source) | ASZV903610A* |  |  | CHPF3642C6C*+TXV | A*VC801005C*A* | 33400 | 18 | 8.2 | 34000 | 24400 | 71.76% | 1.8 | 0 | 11 |  |  |  |  | R-410A | 2.7833 | Residential & Commercial | USHP | Ducted CEE Tier 1
214807358 | Central HP <5.4 tons | YORK | HRCU-A-CB (Split System: Heat Pump with Remote Outdoor Unit-Air-Source) | HH824E2S11 |  |  | CTU36B5XDS1+JMET08BS2N1+TXV | 0 | 23000 | 19 | 9 | 23000 | 17800 | 77.39% | 2 | 0 | 12 |  |  |  |  | R-454B | 1.9167 | Residential & Commercial | USHP | Ducted CEE Tier 1
205751090 | Central HP <5.4 tons | AIRQUEST | HRCU-A-CB (Split System: Heat Pump with Remote Outdoor Unit-Air-Source) | HVH837GKA** |  |  | EA*4X37L21A*+WALLCON | *80CTL0901716A* | 33000 | 18 | 8.5 | 32800 | 25000 | 76.22% | 2 | 12 | 11.7 |  |  |  |  | R-410A | 2.75 | Residential & Commercial | USHP | Ducted CEE Tier 1
215933626 | Central HP <5.4 tons | HEIL | HRCU-A-CB (Split System: Heat Pump with Remote Outdoor Unit-Air-Source) | H5H3V36*K*AAA* |  |  | ESH5X48M12A*+WALLCON | *95CSU1002122B* | 33800 | 19.5 | 9 | 34600 | 26400 | 76.3% | 1.94 | 0 | 11.7 |  |  |  |  | R-454B | 2.8167 | Residential & Commercial | USHP | Ducted CEE Tier 1
215933526 | Central HP <5.4 tons | HEIL | HRCU-A-CB (Split System: Heat Pump with Remote Outdoor Unit-Air-Source) | H5H3V36*K*AAA* |  |  | ESH5X48M12A*+WALLCON | *80CSU1002120A* | 33600 | 19.5 | 9 | 34800 | 26600 | 76.44% | 1.94 | 0 | 11.5 |  |  |  |  | R-454B | 2.8 | Residential & Commercial | USHP | Ducted CEE Tier 1
213307376 | Central HP <5.4 tons | YORK | HRCU-A-CB (Split System: Heat Pump with Remote Outdoor Unit-Air-Source) | HMH72B341 | ASPEN |  | DM36A36+TDR | TM9Y080C16MP11 | 31200 | 18.3 | 8.1 | 33600 | 28000 | 83.33% | 2.6 | 0 | 9.3 |  |  |  |  | R-410A | 2.6 | Residential & Commercial | USHP
211377731 | Central HP <5.4 tons | YORK | HRCU-A-CB (Split System: Heat Pump with Remote Outdoor Unit-Air-Source) | HMH72B341 |  |  | XAHB36DBCN1 | TM9V060B12MP12 | 32800 | 17 | 8.1 | 33000 | 23400 | 70.91% | 1.98 | 0 | 9.5 |  |  |  |  | R-410A | 2.7333 | Residential & Commercial | USHP
211377888 | Central HP <5.4 tons | YORK | HRCU-A-CB (Split System: Heat Pump with Remote Outdoor Unit-Air-Source) | HMH72B341 |  |  | XAFC36DBCN1 | TM9E080B12MP12 | 34000 | 17.5 | 8.1 | 34000 | 24400 | 71.76% | 2.06 | 0 | 9.5 |  |  |  |  | R-410A | 2.8333 | Residential & Commercial | USHP
211378315 | Central HP <5.4 tons | YORK | HRCU-A-CB (Split System: Heat Pump with Remote Outdoor Unit-Air-Source) | HMH72B341 |  |  | XAFB36DXXN1+TXV | TM8V080B12MP12 | 33600 | 17 | 8.1 | 33600 | 23600 | 70.24% | 2.02 | 0 | 9.5 |  |  |  |  | R-410A | 2.8 | Residential & Commercial | USHP
211378890 | Central HP <5.4 tons | YORK | HRCU-A-CB (Split System: Heat Pump with Remote Outdoor Unit-Air-Source) | HMH72B341 |  |  | XAFC36DBCN1 | TL8E100C20UH11 | 34000 | 17.5 | 8.5 | 34000 | 24000 | 70.59% | 2.12 | 0 | 10 |  |  |  |  | R-410A | 2.8333 | Residential & Commercial | USHP | Ducted CEE Tier 1
215669642 | Central HP <5.4 tons | CARRIER | HRCU-A-CB (Split System: Heat Pump with Remote Outdoor Unit-Air-Source) | 27VNA036A*030* |  |  | CAA**6124AM*+UI | 58TN*B110C21**20 | 35000 | 18.5 | 9 | 34400 | 24600 | 71.51% | 1.92 | 0 | 10.5 |  |  |  |  | R-454B | 2.9167 | Residential & Commercial | USHP | Ducted CEE Tier 1
216551711 | Central HP <5.4 tons | FRIEDRICH | HRCU-A-CB (Split System: Heat Pump with Remote Outdoor Unit-Air-Source) | FRP19AY24AJVC |  |  | RCFY2421HEAAM | FR98MV1005A21UP | 22800 | 21 | 10 | 22800 | 18500 | 81.14% | 1.8 | 0 | 13 |  |  |  |  | R-454B | 1.9 | Residential & Commercial | USHP | Ducted CEE Tier 1
213350199 | Central HP <5.4 tons | YORK | HRCU-A-CB (Split System: Heat Pump with Remote Outdoor Unit-Air-Source) | HMH72B341 | ASPEN |  | D(A,C,E)36A34+TDR | Y82E120C20LMPS1 | 31600 | 18.4 | 8.5 | 33200 | 27800 | 83.73% | 2.7 | 0 | 9.3 |  |  |  |  | R-410A | 2.6333 | Residential & Commercial | USHP
213320464 | Central HP <5.4 tons | CHAMPION HEATING AND COOLING | HRCU-A-CB (Split System: Heat Pump with Remote Outdoor Unit-Air-Source) | HMH72B341 | ASPEN |  | D(A,C,E)36D34+TDR | TM9E060B12MP12 | 32800 | 17.5 | 8.1 | 34000 | 28000 | 82.35% | 2.39 | 0 | 9.5 |  |  |  |  | R-410A | 2.7333 | Residential & Commercial | USHP
213320482 | Central HP <5.4 tons | CHAMPION HEATING AND COOLING | HRCU-A-CB (Split System: Heat Pump with Remote Outdoor Unit-Air-Source) | HMH72B341 | ASPEN |  | D(A,C,E)36D34+TDR | Z8ES040A12SMPS1 | 33200 | 18 | 8.4 | 33000 | 30000 | 90.91% | 2.79 | 0 | 10 |  |  |  |  | R-410A | 2.7667 | Residential & Commercial | USHP | Ducted CEE Tier 1
213320497 | Central HP <5.4 tons | CHAMPION HEATING AND COOLING | HRCU-A-CB (Split System: Heat Pump with Remote Outdoor Unit-Air-Source) | HMH72B341 | ASPEN |  | D(A,C,E)36D34+TDR | Z8ES080C20LMPS1 | 32800 | 18 | 8.5 | 33400 | 28400 | 85.03% | 2.71 | 0 | 10 |  |  |  |  | R-410A | 2.7333 | Residential & Commercial | USHP | Ducted CEE Tier 1
213320500 | Central HP <5.4 tons | CHAMPION HEATING AND COOLING | HRCU-A-CB (Split System: Heat Pump with Remote Outdoor Unit-Air-Source) | HMH72B341 | ASPEN |  | D(A,C,E)36D34+TDR | Z8ES080C20SMPS1 | 32800 | 18 | 8.5 | 33400 | 28400 | 85.03% | 2.71 | 0 | 10 |  |  |  |  | R-410A | 2.7333 | Residential & Commercial | USHP | Ducted CEE Tier 1
213320515 | Central HP <5.4 tons | CHAMPION HEATING AND COOLING | HRCU-A-CB (Split System: Heat Pump with Remote Outdoor Unit-Air-Source) | HMH72B341 | ASPEN |  | D(A,C,E)36D34+TDR | Z8ES100C20LMPS1 | 32800 | 17.5 | 8.5 | 33400 | 27600 | 82.63% | 2.7 | 0 | 9.5 |  |  |  |  | R-410A | 2.7333 | Residential & Commercial | USHP
213320516 | Central HP <5.4 tons | CHAMPION HEATING AND COOLING | HRCU-A-CB (Split System: Heat Pump with Remote Outdoor Unit-Air-Source) | HMH72B341 | ASPEN |  | D(A,C,E)48A34+TDR | Z8ES100C20LMPS1 | 32200 | 17.5 | 8.5 | 33200 | 27400 | 82.53% | 2.71 | 0 | 9.4 |  |  |  |  | R-410A | 2.6833 | Residential & Commercial | USHP
216055660 | Central HP <5.4 tons | CHAMPION HEATING AND COOLING | HRCU-A-CB (Split System: Heat Pump with Remote Outdoor Unit-Air-Source) | HH836E2S11 | ASPEN |  | D(A,C,E)36A4K+TDR | TL9E100C20UH11 | 31200 | 17 | 8.5 | 31600 | 25400 | 80.38% | 2 | 0 | 10.5 |  |  |  |  | R-454B | 2.6 | Residential & Commercial | USHP | Ducted CEE Tier 1
216055661 | Central HP <5.4 tons | CHAMPION HEATING AND COOLING | HRCU-A-CB (Split System: Heat Pump with Remote Outdoor Unit-Air-Source) | HH836E2S11 | ASPEN |  | C(A,C,D,E)36B3K+TDR | TM8E080B12MP11 | 30800 | 18 | 8.5 | 31400 | 25400 | 80.89% | 2 | 0 | 10.5 |  |  |  |  | R-454B | 2.5667 | Residential & Commercial | USHP | Ducted CEE Tier 1
214807374 | Central HP <5.4 tons | YORK | HRCU-A-CB (Split System: Heat Pump with Remote Outdoor Unit-Air-Source) | HH836E2S11 |  |  | CTU36B5XDS1+TXV | Y81E080B12SMPS1 | 33200 | 18 | 8.5 | 30400 | 24800 | 81.58% | 2 | 0 | 11.7 |  |  |  |  | R-454B | 2.7667 | Residential & Commercial | USHP | Ducted CEE Tier 1
213278581 | Central HP <5.4 tons | COLEMAN | HRCU-A-CB (Split System: Heat Pump with Remote Outdoor Unit-Air-Source) | HMH72B361 | ASPEN |  | D(A,C,E)36A44+JMVT12BC2N1+TDR | 0 | 34000 | 18 | 8.1 | 36000 | 26400 | 73.33% | 2.81 | 0 | 8.9 |  |  |  |  | R-410A | 2.8333 | Residential & Commercial | USHP
213274537 | Central HP <5.4 tons | COLEMAN | HRCU-A-CB (Split System: Heat Pump with Remote Outdoor Unit-Air-Source) | THF2B48T21 | ASPEN |  | D(A,C,E)60A44+TDR | TM8Y080C16MP11 | 43000 | 16 | 8.2 | 44500 | 31600 | 71.01% | 3.11 | 0 | 11.5 |  |  |  |  | R-410A | 3.5833 | Residential & Commercial | USHP | Ducted CEE Tier 1
213772267 | Central HP <5.4 tons | HEIL | HRCU-A-CB (Split System: Heat Pump with Remote Outdoor Unit-Air-Source) | HVH825GKA2* |  |  | EHD4X42AAL+WALLCON | *80CTL0701412B* | 24200 | 16.5 | 8.1 | 21200 | 16600 | 78.3% | 2 | 0 | 10.5 |  |  |  |  | R-410A | 2.0167 | Residential & Commercial | USHP | Ducted CEE Tier 1
213772417 | Central HP <5.4 tons | HEIL | HRCU-A-CB (Split System: Heat Pump with Remote Outdoor Unit-Air-Source) | HVH825GKA2* |  |  | EHD4X42AAL+WALLCON | *96CTN1202422B* | 24200 | 16 | 8.1 | 21400 | 16600 | 77.57% | 2 | 0 | 10.5 |  |  |  |  | R-410A | 2.0167 | Residential & Commercial | USHP | Ducted CEE Tier 1
213367382 | Central HP <5.4 tons | CARRIER | HRCU-A-CB (Split System: Heat Pump with Remote Outdoor Unit-Air-Source) | 38MURAQ24AB3* | ADP |  | H,PG31930 | 59TP6C100V21**22 | 23200 | 17 | 8.5 | 24800 | 22800 | 91.94% | 1.92 | 0 | 9.5 |  |  |  |  | R-410A | 1.9333 | Residential & Commercial | USHP
213772717 | Central HP <5.4 tons | HEIL | HRCU-A-CB (Split System: Heat Pump with Remote Outdoor Unit-Air-Source) | HVH825GKA3* |  |  | EA*4X25L17A*+WALLCON | *80CTL0451712B* | 24200 | 16.5 | 8.1 | 21400 | 16700 | 78.04% | 2 | 0 | 10.5 |  |  |  |  | R-410A | 2.0167 | Residential & Commercial | USHP | Ducted CEE Tier 1
213772867 | Central HP <5.4 tons | HEIL | HRCU-A-CB (Split System: Heat Pump with Remote Outdoor Unit-Air-Source) | HVH825GKA3* |  |  | EA*4X30L17A*+WALLCON | *80CTL0901716B* | 23600 | 16.5 | 8.1 | 21400 | 16700 | 78.04% | 1.9 | 0 | 10.5 |  |  |  |  | R-410A | 1.9667 | Residential & Commercial | USHP | Ducted CEE Tier 1
213772917 | Central HP <5.4 tons | HEIL | HRCU-A-CB (Split System: Heat Pump with Remote Outdoor Unit-Air-Source) | HVH825GKA3* |  |  | EA*4X30L17A*+WALLCON | *96CTN0601714B* | 23400 | 16 | 8.1 | 21600 | 16700 | 77.31% | 1.9 | 0 | 10.5 |  |  |  |  | R-410A | 1.95 | Residential & Commercial | USHP | Ducted CEE Tier 1
213773117 | Central HP <5.4 tons | HEIL | HRCU-A-CB (Split System: Heat Pump with Remote Outdoor Unit-Air-Source) | HVH825GKA3* |  |  | EA*4X36L21A*+WALLCON | *97CMN1002122B* | 23600 | 16.5 | 8.1 | 21400 | 16600 | 77.57% | 1.94 | 0 | 10.5 |  |  |  |  | R-410A | 1.9667 | Residential & Commercial | USHP | Ducted CEE Tier 1
216055777 | Central HP <5.4 tons | CHAMPION HEATING AND COOLING | HRCU-A-CB (Split System: Heat Pump with Remote Outdoor Unit-Air-Source) | HH836E2S11 | ASPEN |  | D(A,C,E)36A4K+TDR | TMLE120C16MP11 | 30400 | 18 | 8.5 | 30200 | 24800 | 82.12% | 2 | 0 | 11.2 |  |  |  |  | R-454B | 2.5333 | Residential & Commercial | USHP | Ducted CEE Tier 1
216055795 | Central HP <5.4 tons | CHAMPION HEATING AND COOLING | HRCU-A-CB (Split System: Heat Pump with Remote Outdoor Unit-Air-Source) | HH836E2S11 | ASPEN |  | D(A,C,E)36A4K+TDR | TP9C100C16MP13 | 30800 | 18 | 8.5 | 31000 | 25200 | 81.29% | 2 | 0 | 10.5 |  |  |  |  | R-454B | 2.5667 | Residential & Commercial | USHP | Ducted CEE Tier 1
216056866 | Central HP <5.4 tons | YORK | HRCU-A-CB (Split System: Heat Pump with Remote Outdoor Unit-Air-Source) | HH860E2S11 | ASPEN |  | C(A,C,D,E)60A3K+TDR | TP9C120D20MP13 | 41000 | 17.5 | 8.1 | 44000 | 33400 | 75.91% | 2 | 0 | 11.5 |  |  |  |  | R-454B | 3.4167 | Residential & Commercial | USHP | Ducted CEE Tier 1
216055844 | Central HP <5.4 tons | CHAMPION HEATING AND COOLING | HRCU-A-CB (Split System: Heat Pump with Remote Outdoor Unit-Air-Source) | HH860E2S11 | ASPEN |  | C(A,C,D,E)48A3K+TDR | TL8E080C16UH11 | 40000 | 16.5 | 8.1 | 44000 | 33600 | 76.36% | 2 | 0 | 11.2 |  |  |  |  | R-454B | 3.3333 | Residential & Commercial | USHP | Ducted CEE Tier 1
216055981 | Central HP <5.4 tons | CHAMPION HEATING AND COOLING | HRCU-A-CB (Split System: Heat Pump with Remote Outdoor Unit-Air-Source) | HH860E2S11 | ASPEN |  | D(A,C,E)60A3K+TDR | TPLC080C16MP13 | 40500 | 16.5 | 8.1 | 43500 | 33400 | 76.78% | 2 | 0 | 11.5 |  |  |  |  | R-454B | 3.375 | Residential & Commercial | USHP | Ducted CEE Tier 1
216055813 | Central HP <5.4 tons | CHAMPION HEATING AND COOLING | HRCU-A-CB (Split System: Heat Pump with Remote Outdoor Unit-Air-Source) | HH836E2S11 | ASPEN |  | D(A,C,E)36A4K+TDR | Z8ES080C16SMPS1 | 31000 | 18 | 8.5 | 30800 | 25000 | 81.17% | 2 | 0 | 11 |  |  |  |  | R-454B | 2.5833 | Residential & Commercial | USHP | Ducted CEE Tier 1
216055827 | Central HP <5.4 tons | CHAMPION HEATING AND COOLING | HRCU-A-CB (Split System: Heat Pump with Remote Outdoor Unit-Air-Source) | HH836E2S11 | ASPEN |  | C(A,C,D,E)48A3K+TDR | Z8ES120C16SMPS1 | 31600 | 18 | 8.1 | 31200 | 25200 | 80.77% | 2 | 0 | 11.2 |  |  |  |  | R-454B | 2.6333 | Residential & Commercial | USHP | Ducted CEE Tier 1
216056028 | Central HP <5.4 tons | CHAMPION HEATING AND COOLING | HRCU-A-CB (Split System: Heat Pump with Remote Outdoor Unit-Air-Source) | HH860E2S11 | ASPEN |  | C(A,C,D,E)48A3K+TDR | Z9ES080C16SMPS1 | 40500 | 17.5 | 8.1 | 46500 | 33800 | 72.69% | 2 | 0 | 11.2 |  |  |  |  | R-454B | 3.375 | Residential & Commercial | USHP | Ducted CEE Tier 1
216056030 | Central HP <5.4 tons | CHAMPION HEATING AND COOLING | HRCU-A-CB (Split System: Heat Pump with Remote Outdoor Unit-Air-Source) | HH860E2S11 | ASPEN |  | C(A,C,D,E)60A3K+TDR | Z9ES080C16SMPS1 | 41500 | 17.5 | 8.1 | 46500 | 33800 | 72.69% | 2 | 0 | 11.5 |  |  |  |  | R-454B | 3.4583 | Residential & Commercial | USHP | Ducted CEE Tier 1
216055828 | Central HP <5.4 tons | CHAMPION HEATING AND COOLING | HRCU-A-CB (Split System: Heat Pump with Remote Outdoor Unit-Air-Source) | HH836E2S11 | ASPEN |  | D(A,C,E)36A4K+TDR | Z8ES120C16SMPS1 | 31400 | 18 | 8.5 | 31200 | 25200 | 80.77% | 2 | 0 | 11 |  |  |  |  | R-454B | 2.6167 | Residential & Commercial | USHP | Ducted CEE Tier 1
213803489 | Central HP <5.4 tons | CHAMPION HEATING AND COOLING | HRCU-A-CB (Split System: Heat Pump with Remote Outdoor Unit-Air-Source) | HMH72B341 | ASPEN |  | D(A,C,E)36A34+TDR | Z8ET080C16LMPS1 | 33600 | 18.5 | 8.1 | 32600 | 29800 | 91.41% | 2.74 | 0 | 9.5 |  |  |  |  | R-410A | 2.8 | Residential & Commercial | USHP
212362570 | Central HP <5.4 tons | GOETTL | HRCU-A-CB (Split System: Heat Pump with Remote Outdoor Unit-Air-Source) | ASZV903610A* |  |  | CA*F3743*6D*+TXV | A*VC961005CNB* | 33600 | 19 | 8.2 | 34000 | 24400 | 71.76% | 1.8 | 0 | 12 |  |  |  |  | R-410A | 2.8 | Residential & Commercial | USHP | Ducted CEE Tier 1
212362611 | Central HP <5.4 tons | GOETTL | HRCU-A-CB (Split System: Heat Pump with Remote Outdoor Unit-Air-Source) | ASZV903610A* |  |  | CHPF3743C6B*+TXV | A*VM970603BNB* | 33400 | 18 | 8.2 | 34000 | 24400 | 71.76% | 1.8 | 0 | 11 |  |  |  |  | R-410A | 2.7833 | Residential & Commercial | USHP | Ducted CEE Tier 1
212362613 | Central HP <5.4 tons | GOETTL | HRCU-A-CB (Split System: Heat Pump with Remote Outdoor Unit-Air-Source) | ASZV903610A* |  |  | CHPF3743C6B*+TXV | A*VM970804CNB* | 33400 | 18 | 8.2 | 34000 | 24400 | 71.76% | 1.8 | 0 | 11 |  |  |  |  | R-410A | 2.7833 | Residential & Commercial | USHP | Ducted CEE Tier 1
212621650 | Central HP <5.4 tons | COLEMAN | HRCU-A-CB (Split System: Heat Pump with Remote Outdoor Unit-Air-Source) | HMH72B341 | ASPEN |  | D(A,C,E)36C34+TDR | CPLC100C20MP13 | 31800 | 16.5 | 8.1 | 32400 | 27800 | 85.8% | 2.44 | 0 | 8.9 |  |  |  |  | R-410A | 2.65 | Residential & Commercial | USHP
212621652 | Central HP <5.4 tons | COLEMAN | HRCU-A-CB (Split System: Heat Pump with Remote Outdoor Unit-Air-Source) | HMH72B341 | ASPEN |  | D(A,C,E)42A44+TDR | CPLC100C20MP13 | 31800 | 16.5 | 8.1 | 32400 | 27800 | 85.8% | 2.44 | 0 | 8.9 |  |  |  |  | R-410A | 2.65 | Residential & Commercial | USHP
212621685 | Central HP <5.4 tons | COLEMAN | HRCU-A-CB (Split System: Heat Pump with Remote Outdoor Unit-Air-Source) | HMH72B341 | ASPEN |  | C(A,C,D,E)36A44+TDR | TM8V100C20MP12 | 31400 | 16.5 | 8.1 | 32400 | 27800 | 85.8% | 2.44 | 0 | 8.9 |  |  |  |  | R-410A | 2.6167 | Residential & Commercial | USHP
212621701 | Central HP <5.4 tons | COLEMAN | HRCU-A-CB (Split System: Heat Pump with Remote Outdoor Unit-Air-Source) | HMH72B341 | ASPEN |  | D(A,C,E)42D24+TDR | TM8V100C20MP12 | 30000 | 16 | 8.1 | 32400 | 27800 | 85.8% | 2.44 | 0 | 8.6 |  |  |  |  | R-410A | 2.5 | Residential & Commercial | USHP
212621734 | Central HP <5.4 tons | COLEMAN | HRCU-A-CB (Split System: Heat Pump with Remote Outdoor Unit-Air-Source) | HMH72B341 | ASPEN |  | C(A,C,D,E)36D24+TDR | TMLV120C20MP12 | 29600 | 15.9 | 8.1 | 32400 | 27800 | 85.8% | 2.44 | 0 | 8 |  |  |  |  | R-410A | 2.4667 | Residential & Commercial | USHP
212621751 | Central HP <5.4 tons | COLEMAN | HRCU-A-CB (Split System: Heat Pump with Remote Outdoor Unit-Air-Source) | HMH72B341 | ASPEN |  | D(A,C,E)48C34+TDR | TMLV120C20MP12 | 32600 | 16.5 | 8.1 | 32400 | 27800 | 85.8% | 2.44 | 0 | 9 |  |  |  |  | R-410A | 2.7167 | Residential & Commercial | USHP
212621783 | Central HP <5.4 tons | COLEMAN | HRCU-A-CB (Split System: Heat Pump with Remote Outdoor Unit-Air-Source) | HMH72B341 | ASPEN |  | C(A,C,D,E)48C24+TDR | TPLC120C20MP13 | 30000 | 16 | 8.1 | 32400 | 27800 | 85.8% | 2.44 | 0 | 8.6 |  |  |  |  | R-410A | 2.5 | Residential & Commercial | USHP
212621786 | Central HP <5.4 tons | COLEMAN | HRCU-A-CB (Split System: Heat Pump with Remote Outdoor Unit-Air-Source) | HMH72B341 | ASPEN |  | D(A,C,E)36B34+TDR | TPLC120C20MP13 | 31400 | 16.5 | 8.1 | 32400 | 27800 | 85.8% | 2.44 | 0 | 8.9 |  |  |  |  | R-410A | 2.6167 | Residential & Commercial | USHP
215683971 | Central HP <5.4 tons | CARRIER | HRCU-A-CB (Split System: Heat Pump with Remote Outdoor Unit-Air-Source) | 27VNA036A*030* |  |  | CAA**4321AM*+UI | 58CU*A040C17**12 | 34400 | 18 | 9 | 35200 | 25200 | 71.59% | 1.88 | 0 | 10 |  |  |  |  | R-454B | 2.8667 | Residential & Commercial | USHP | Ducted CEE Tier 1
215684057 | Central HP <5.4 tons | CARRIER | HRCU-A-CB (Split System: Heat Pump with Remote Outdoor Unit-Air-Source) | 27VNA036A*030* |  |  | CSAH*4212AM*+UI | 58CU*A060C17**16 | 34000 | 16.5 | 8.5 | 35600 | 25400 | 71.35% | 1.78 | 0 | 9.5 |  |  |  |  | R-454B | 2.8333 | Residential & Commercial | USHP
215683687 | Central HP <5.4 tons | CARRIER | HRCU-A-CB (Split System: Heat Pump with Remote Outdoor Unit-Air-Source) | 27VNA024A*030* |  |  | CAA**3721AM*+UI | 58CU*A040C17**12 | 24000 | 18 | 9 | 23200 | 16300 | 70.26% | 2.02 | 0 | 10.5 |  |  |  |  | R-454B | 2 | Residential & Commercial | USHP | Ducted CEE Tier 1
214807366 | Central HP <5.4 tons | YORK | HRCU-A-CB (Split System: Heat Pump with Remote Outdoor Unit-Air-Source) | HH824E2S11 |  |  | CTM36B5ADS1 | TP9C060B12MP13 | 23000 | 17 | 9 | 23000 | 17600 | 76.52% | 2 | 0 | 12 |  |  |  |  | R-454B | 1.9167 | Residential & Commercial | USHP | Ducted CEE Tier 1
206771444 | Central HP <5.4 tons | AIRQUEST | HRCU-A-CB (Split System: Heat Pump with Remote Outdoor Unit-Air-Source) | HVH837GKA2* |  |  | EA*4X42L21A*+WALLCON | *97CMN0801714A* | 31600 | 17 | 8.1 | 33400 | 24800 | 74.25% | 1.86 | 11.5 | 11 |  |  |  |  | R-410A | 2.6333 | Residential & Commercial | USHP | Ducted CEE Tier 1
206771561 | Central HP <5.4 tons | AIRQUEST | HRCU-A-CB (Split System: Heat Pump with Remote Outdoor Unit-Air-Source) | HVH837GKA2* |  |  | EA*4X42L24A*+WALLCON | *97CMN1002122A* | 31800 | 17.5 | 8.1 | 33000 | 24400 | 73.94% | 1.9 | 12 | 11.5 |  |  |  |  | R-410A | 2.65 | Residential & Commercial | USHP | Ducted CEE Tier 1
212362815 | Central HP <5.4 tons | GOETTL | HRCU-A-CB (Split System: Heat Pump with Remote Outdoor Unit-Air-Source) | GSZV903610A* |  |  | CHPF3743C6B*+TXV | G*VS960603BUA* | 33400 | 18 | 8.2 | 34000 | 24400 | 71.76% | 1.8 | 0 | 11 |  |  |  |  | R-410A | 2.7833 | Residential & Commercial | USHP | Ducted CEE Tier 1
212362832 | Central HP <5.4 tons | GOETTL | HRCU-A-CB (Split System: Heat Pump with Remote Outdoor Unit-Air-Source) | GSZV903610A* |  |  | CSCF3642N6D*+TXV | G*VC801005C*A* | 33800 | 18.5 | 8.2 | 34000 | 24400 | 71.76% | 1.8 | 0 | 11.5 |  |  |  |  | R-410A | 2.8167 | Residential & Commercial | USHP | Ducted CEE Tier 1
216613179 | Central HP <5.4 tons | FRIEDRICH | HRCU-A-CB (Split System: Heat Pump with Remote Outdoor Unit-Air-Source) | RD18AY24AJVC |  |  | RH2VY3617STACN | 0 | 21200 | 18 | 9.5 | 20600 | 17000 | 82.52% | 2 | 0 | 11.7 |  |  |  |  | R-454B | 1.7667 | Residential & Commercial | USHP | Ducted CEE Tier 1
214610141 | Central HP <5.4 tons | FRIEDRICH | HRCU-A-CB (Split System: Heat Pump with Remote Outdoor Unit-Air-Source) | FRP18AZ48AJVC |  |  | TCFZ6021SEAAM | FR962V0855A21M4 | 44000 | 18 | 8.1 | 43500 | 45500 | 104.6% | 2 | 0 | 10 |  |  |  |  | R-410A | 3.6667 | Residential & Commercial | USHP | Ducted CEE Tier 1
214610124 | Central HP <5.4 tons | FRIEDRICH | HRCU-A-CB (Split System: Heat Pump with Remote Outdoor Unit-Air-Source) | FRP18AZ24AJVC |  |  | TCFZ2421HEAAM | FR802V1004A17UH | 22800 | 20 | 8.5 | 22800 | 26000 | 114% | 2.1 | 0 | 12.5 |  |  |  |  | R-410A | 1.9 | Residential & Commercial | USHP | Ducted CEE Tier 1
215674023 | Central HP <5.4 tons | TEMPSTAR | HRCU-A-CB (Split System: Heat Pump with Remote Outdoor Unit-Air-Source) | T5H0V48*K*AAA* |  |  | EA*5X48M21A*+WALLCON | *80CTL0451712B* | 43500 | 17 | 9 | 49000 | 35000 | 71.43% | 2.02 | 0 | 9 |  |  |  |  | R-454B | 3.625 | Residential & Commercial | USHP
206765710 | Central HP <5.4 tons | AIRQUEST | HRCU-A-CB (Split System: Heat Pump with Remote Outdoor Unit-Air-Source) | HVH825GKA3* |  |  | EA*4X36L17A*+WALLCON | *80CTL0901716A* | 23600 | 17 | 8.1 | 21400 | 16600 | 77.57% | 1.94 | 11.5 | 11 |  |  |  |  | R-410A | 1.9667 | Residential & Commercial | USHP | Ducted CEE Tier 1
215683899 | Central HP <5.4 tons | CARRIER | HRCU-A-CB (Split System: Heat Pump with Remote Outdoor Unit-Air-Source) | 27VNA036A*030* |  |  | CAA**3721AM*+UI | 58TN*B070C17**16 | 34400 | 18 | 9 | 35400 | 25200 | 71.19% | 1.9 | 0 | 10 |  |  |  |  | R-454B | 2.8667 | Residential & Commercial | USHP | Ducted CEE Tier 1
214573993 | Central HP <5.4 tons | COMFORTMAKER | HRCU-A-CB (Split System: Heat Pump with Remote Outdoor Unit-Air-Source) | CVH837GKA2* |  |  | EA*4X48L24A*+WALLCON | *95CSU1002122B* | 32400 | 17.5 | 8.5 | 32200 | 24800 | 77.02% | 2 | 0 | 11.5 |  |  |  |  | R-410A | 2.7 | Residential & Commercial | USHP | Ducted CEE Tier 1
216819165 | Central HP <5.4 tons | FRIEDRICH | HRCU-A-CB (Split System: Heat Pump with Remote Outdoor Unit-Air-Source) | RD18AY24AJVC |  |  | RCFY2417MTANM | FR962V0603A17M4 | 21000 | 17 | 8.1 | 21000 | 17100 | 81.43% | 1.9 | 0 | 10 |  |  |  |  | R-454B | 1.75 | Residential & Commercial | USHP | Ducted CEE Tier 1
216819235 | Central HP <5.4 tons | FRIEDRICH | HRCU-A-CB (Split System: Heat Pump with Remote Outdoor Unit-Air-Source) | RD18AY24AJVC |  |  | RCFY2421MTANM | FR98MV0703A17UP | 21000 | 18 | 8.1 | 20800 | 17000 | 81.73% | 1.9 | 0 | 10 |  |  |  |  | R-454B | 1.75 | Residential & Commercial | USHP | Ducted CEE Tier 1
211379131 | Central HP <5.4 tons | YORK | HRCU-A-CB (Split System: Heat Pump with Remote Outdoor Unit-Air-Source) | HMH72B341 |  |  | XAHC48FBCN1 | YP9C100C20MP13 | 33200 | 17 | 8.5 | 32000 | 23400 | 73.12% | 2.04 | 0 | 9 |  |  |  |  | R-410A | 2.7667 | Residential & Commercial | USHP
211377679 | Central HP <5.4 tons | YORK | HRCU-A-CB (Split System: Heat Pump with Remote Outdoor Unit-Air-Source) | HMH72B341 |  |  | XAUB36DXXN1+TXV | YP9C080B12MP13 | 33600 | 17.5 | 8.5 | 33400 | 23400 | 70.06% | 2.04 | 0 | 10 |  |  |  |  | R-410A | 2.8 | Residential & Commercial | USHP | Ducted CEE Tier 1
211377713 | Central HP <5.4 tons | YORK | HRCU-A-CB (Split System: Heat Pump with Remote Outdoor Unit-Air-Source) | HMH72B341 |  |  | XAHC30CXXN1+TXV | TM9V060B12MP12 | 31800 | 16.5 | 8.1 | 33000 | 23200 | 70.3% | 1.96 | 0 | 9 |  |  |  |  | R-410A | 2.65 | Residential & Commercial | USHP
211377813 | Central HP <5.4 tons | YORK | HRCU-A-CB (Split System: Heat Pump with Remote Outdoor Unit-Air-Source) | HMH72B341 |  |  | XAHB36DXXN1+TXV | TM9V040A10MP12 | 32400 | 16.5 | 8.1 | 32600 | 23000 | 70.55% | 1.96 | 0 | 9.5 |  |  |  |  | R-410A | 2.7 | Residential & Commercial | USHP
211378281 | Central HP <5.4 tons | YORK | HRCU-A-CB (Split System: Heat Pump with Remote Outdoor Unit-Air-Source) | HMH72B341 |  |  | XAHB30CXXN1+TXV | TPLC080B12MP13 | 31600 | 16.5 | 8.1 | 32800 | 23000 | 70.12% | 1.96 | 0 | 9 |  |  |  |  | R-410A | 2.6333 | Residential & Commercial | USHP
214649695 | Central HP <5.4 tons | MIDEA | HRCU-A-CB (Split System: Heat Pump with Remote Outdoor Unit-Air-Source) | MOVB-60HDN1-M18M | ASPEN |  | D(A,C,E)48C34+TDR | MGH96M060B3A | 33000 | 16.5 | 8.5 | 34600 | 26000 | 75.14% | 2.41 | 0 | 11.7 |  |  |  |  | R-410A | 2.75 | Residential & Commercial | USHP | Ducted CEE Tier 1
211378299 | Central HP <5.4 tons | YORK | HRCU-A-CB (Split System: Heat Pump with Remote Outdoor Unit-Air-Source) | HMH72B341 |  |  | XAFC36DBCN1 | TPLC080B12MP13 | 33800 | 17 | 8.1 | 34000 | 24200 | 71.18% | 2.04 | 0 | 9.5 |  |  |  |  | R-410A | 2.8167 | Residential & Commercial | USHP
211378347 | Central HP <5.4 tons | YORK | HRCU-A-CB (Split System: Heat Pump with Remote Outdoor Unit-Air-Source) | HMH72B341 |  |  | XAFB30CXXN1+TXV | YPLC080B12MP13 | 32400 | 17 | 8.1 | 33600 | 23600 | 70.24% | 2 | 0 | 9.5 |  |  |  |  | R-410A | 2.7 | Residential & Commercial | USHP
211378429 | Central HP <5.4 tons | YORK | HRCU-A-CB (Split System: Heat Pump with Remote Outdoor Unit-Air-Source) | HMH72B341 |  |  | XAUB36DXXN1+TXV | YPLC060A12MP13 | 34000 | 17.5 | 8.1 | 34000 | 24200 | 71.18% | 2.06 | 0 | 9.5 |  |  |  |  | R-410A | 2.8333 | Residential & Commercial | USHP
211378465 | Central HP <5.4 tons | YORK | HRCU-A-CB (Split System: Heat Pump with Remote Outdoor Unit-Air-Source) | HMH72B341 |  |  | XAHC36DBCN1 | TMLE120C16MP11 | 33600 | 17.5 | 8.1 | 33000 | 23200 | 70.3% | 2.04 | 0 | 10 |  |  |  |  | R-410A | 2.8 | Residential & Commercial | USHP | Ducted CEE Tier 1
211378531 | Central HP <5.4 tons | YORK | HRCU-A-CB (Split System: Heat Pump with Remote Outdoor Unit-Air-Source) | HMH72B341 |  |  | XAHC36DXXN1+TXV | TMLE100B12MP11 | 33400 | 17.5 | 8.1 | 33000 | 23400 | 70.91% | 2.02 | 0 | 9.5 |  |  |  |  | R-410A | 2.7833 | Residential & Commercial | USHP
211378549 | Central HP <5.4 tons | YORK | HRCU-A-CB (Split System: Heat Pump with Remote Outdoor Unit-Air-Source) | HMH72B341 |  |  | XAHB36DXXN1+TXV | TMLE100B12MP11 | 33200 | 17.5 | 8.1 | 33000 | 23400 | 70.91% | 2.02 | 0 | 9.5 |  |  |  |  | R-410A | 2.7667 | Residential & Commercial | USHP
214442672 | Central HP <5.4 tons | YORK | HRCU-A-CB (Split System: Heat Pump with Remote Outdoor Unit-Air-Source) | YH2F48TB21 | ASPEN |  | L(E,G)M48F4 | 0 | 44500 | 15.2 | 8.1 | 45500 | 37400 | 82.2% | 3.63 | 0 | 12 |  |  |  |  | R-410A | 3.7083 | Residential & Commercial | USHP | Ducted CEE Tier 1
216056458 | Central HP <5.4 tons | YORK | HRCU-A-CB (Split System: Heat Pump with Remote Outdoor Unit-Air-Source) | HH824E2S11 | ASPEN |  | D(A,C,E)24B4K+TDR | TM8E040A12MP11 | 21000 | 16.5 | 9 | 22600 | 17200 | 76.11% | 2 | 0 | 11.7 |  |  |  |  | R-454B | 1.75 | Residential & Commercial | USHP | Ducted CEE Tier 1
216055460 | Central HP <5.4 tons | CHAMPION HEATING AND COOLING | HRCU-A-CB (Split System: Heat Pump with Remote Outdoor Unit-Air-Source) | HH824E2S11 | ASPEN |  | D(A,C,E)24B4K+TDR | TM8V080B12MP12 | 22400 | 17 | 8.5 | 22800 | 17700 | 77.63% | 2 | 0 | 12 |  |  |  |  | R-454B | 1.8667 | Residential & Commercial | USHP | Ducted CEE Tier 1
216055545 | Central HP <5.4 tons | CHAMPION HEATING AND COOLING | HRCU-A-CB (Split System: Heat Pump with Remote Outdoor Unit-Air-Source) | HH824E2S11 | ASPEN |  | D(A,C,E)36A3K+TDR | TMLE040A12MP11 | 20800 | 16.5 | 8.5 | 22400 | 17200 | 76.79% | 2 | 0 | 11.7 |  |  |  |  | R-454B | 1.7333 | Residential & Commercial | USHP | Ducted CEE Tier 1
216055593 | Central HP <5.4 tons | CHAMPION HEATING AND COOLING | HRCU-A-CB (Split System: Heat Pump with Remote Outdoor Unit-Air-Source) | HH824E2S11 | ASPEN |  | D(A,C,E)36A3K+TDR | Z8ES060A12SMPS1 | 20800 | 17.5 | 8.5 | 22400 | 17300 | 77.23% | 2 | 0 | 11.7 |  |  |  |  | R-454B | 1.7333 | Residential & Commercial | USHP | Ducted CEE Tier 1
216055595 | Central HP <5.4 tons | CHAMPION HEATING AND COOLING | HRCU-A-CB (Split System: Heat Pump with Remote Outdoor Unit-Air-Source) | HH824E2S11 | ASPEN |  | C(A,C,D,E)24A3K+TDR | Z8ES080B12SMPS1 | 21600 | 18 | 8.1 | 22400 | 18500 | 82.59% | 2 | 0 | 12 |  |  |  |  | R-454B | 1.8 | Residential & Commercial | USHP | Ducted CEE Tier 1
216055611 | Central HP <5.4 tons | CHAMPION HEATING AND COOLING | HRCU-A-CB (Split System: Heat Pump with Remote Outdoor Unit-Air-Source) | HH824E2S11 | ASPEN |  | D(A,C,E)36A3K+TDR | Z8ET060A12LMPS1 | 20800 | 18.8 | 8.5 | 22800 | 17700 | 77.63% | 2 | 0 | 11.7 |  |  |  |  | R-454B | 1.7333 | Residential & Commercial | USHP | Ducted CEE Tier 1
216055626 | Central HP <5.4 tons | CHAMPION HEATING AND COOLING | HRCU-A-CB (Split System: Heat Pump with Remote Outdoor Unit-Air-Source) | HH824E2S11 | ASPEN |  | C(A,C,D,E)24D2K+TDR | Z9ES040A10SMPS1 | 19500 | 17 | 8.5 | 23000 | 17800 | 77.39% | 2 | 0 | 11.2 |  |  |  |  | R-454B | 1.625 | Residential & Commercial | USHP | Ducted CEE Tier 1
213773187 | Central HP <5.4 tons | HEIL | HRCU-A-CB (Split System: Heat Pump with Remote Outdoor Unit-Air-Source) | HVH825GKA3* |  |  | EA*4X37L17A*+WALLCON | *80CTL0901716B* | 24200 | 16.5 | 8.1 | 21400 | 16700 | 78.04% | 1.98 | 0 | 10.5 |  |  |  |  | R-410A | 2.0167 | Residential & Commercial | USHP | Ducted CEE Tier 1
214442624 | Central HP <5.4 tons | CARRIER | HRCU-A-CB (Split System: Heat Pump with Remote Outdoor Unit-Air-Source) | 25VNA448A*031* | ADP |  | H,PG48960 | 59TN6C120C24**22 | 44500 | 21 | 9.5 | 44000 | 35800 | 81.36% | 2.36 | 0 | 12 |  |  |  |  | R-410A | 3.7083 | Residential & Commercial | USHP | Ducted CEE Tier 1
205751122 | Central HP <5.4 tons | AIRQUEST | HRCU-A-CB (Split System: Heat Pump with Remote Outdoor Unit-Air-Source) | HVH837GKA** |  |  | EA*4X43L21A*+WALLCON | *80CTL0701716A* | 32800 | 17.5 | 8.5 | 33000 | 25200 | 76.36% | 1.98 | 11 | 11.7 |  |  |  |  | R-410A | 2.7333 | Residential & Commercial | USHP | Ducted CEE Tier 1
206135925 | Central HP <5.4 tons | AIRQUEST | HRCU-A-CB (Split System: Heat Pump with Remote Outdoor Unit-Air-Source) | HVH837GKA** |  |  | EN(A,D,W)4X48L21**+WALLCON | *80CSU1002120A* | 32400 | 17 | 8.1 | 33000 | 24800 | 75.15% | 1.94 | 12.2 | 11.5 |  |  |  |  | R-410A | 2.7 | Residential & Commercial | USHP | Ducted CEE Tier 1
215669322 | Central HP <5.4 tons | CARRIER | HRCU-A-CB (Split System: Heat Pump with Remote Outdoor Unit-Air-Source) | 27VNA036A*030* |  |  | CAA**6024AM*+UI | 58TN*B110C21**20 | 34400 | 18.5 | 9 | 34200 | 24600 | 71.93% | 1.92 | 0 | 10.5 |  |  |  |  | R-454B | 2.8667 | Residential & Commercial | USHP | Ducted CEE Tier 1
215669342 | Central HP <5.4 tons | CARRIER | HRCU-A-CB (Split System: Heat Pump with Remote Outdoor Unit-Air-Source) | 27VNA036A*030* |  |  | CAA**6024AM*+UI | 59CU5B080C21**20 | 34400 | 18 | 9 | 34200 | 24800 | 72.51% | 1.9 | 0 | 10 |  |  |  |  | R-454B | 2.8667 | Residential & Commercial | USHP | Ducted CEE Tier 1
215669392 | Central HP <5.4 tons | CARRIER | HRCU-A-CB (Split System: Heat Pump with Remote Outdoor Unit-Air-Source) | 27VNA036A*030* |  |  | CAA**6024AM*+UI | 59MN7C120C24**22 | 34400 | 18.5 | 9 | 34200 | 24800 | 72.51% | 1.9 | 0 | 10 |  |  |  |  | R-454B | 2.8667 | Residential & Commercial | USHP | Ducted CEE Tier 1
206772317 | Central HP <5.4 tons | AIRQUEST | HRCU-A-CB (Split System: Heat Pump with Remote Outdoor Unit-Air-Source) | HVH837GKA2* |  |  | EN(A,D,W)4X48L21**+WALLCON | *96CTN1002122A* | 32400 | 17.5 | 8.1 | 33000 | 24800 | 75.15% | 1.96 | 11.5 | 11.7 |  |  |  |  | R-410A | 2.7 | Residential & Commercial | USHP | Ducted CEE Tier 1
206772660 | Central HP <5.4 tons | AIRQUEST | HRCU-A-CB (Split System: Heat Pump with Remote Outdoor Unit-Air-Source) | HVH837GKA2* |  |  | EHD4X36AAL+WALLCON | *80CTL0901716A* | 32400 | 17 | 8.1 | 33200 | 24600 | 74.1% | 1.94 | 12 | 11 |  |  |  |  | R-410A | 2.7 | Residential & Commercial | USHP | Ducted CEE Tier 1
212380551 | Central HP <5.4 tons | CARRIER | HRCU-A-CB (Split System: Heat Pump with Remote Outdoor Unit-Air-Source) | 25VNA424A*031* | ADP |  | V,C36H175P159 | 58TN*A090C17**16 | 23600 | 21 | 8.5 | 24800 | 19300 | 77.82% | 2.48 | 0 | 13.5 |  |  |  |  | R-410A | 1.9667 | Residential & Commercial | USHP | Ducted CEE Tier 1
212380585 | Central HP <5.4 tons | CARRIER | HRCU-A-CB (Split System: Heat Pump with Remote Outdoor Unit-Air-Source) | 25VNA424A*031* | ADP |  | PL36H210P299 | 59TN6B060C17**14 | 24000 | 20 | 8.5 | 25000 | 19500 | 78% | 2.5 | 0 | 13 |  |  |  |  | R-410A | 2 | Residential & Commercial | USHP | Ducted CEE Tier 1
214063090 | Central HP <5.4 tons | TRANE | HRCU-A-CB (Split System: Heat Pump with Remote Outdoor Unit-Air-Source) | 4TWV8X60A1 | ADP |  | FG49960+P0V0D000M50SC+RP | 0 | 54000 | 18 | 8.2 | 49500 | 38500 | 77.78% | 1.75 | 0 | 12 |  |  |  |  | R-410A | 4.5 | Residential & Commercial | USHP | Ducted CEE Tier 1
212621866 | Central HP <5.4 tons | COLEMAN | HRCU-A-CB (Split System: Heat Pump with Remote Outdoor Unit-Air-Source) | HMH72B341 | ASPEN |  | D(A,C,E)48D24+TDR | CP9C120D20MP13 | 30600 | 16.6 | 8.1 | 32400 | 28200 | 87.04% | 2.51 | 0 | 9 |  |  |  |  | R-410A | 2.55 | Residential & Commercial | USHP
212621883 | Central HP <5.4 tons | COLEMAN | HRCU-A-CB (Split System: Heat Pump with Remote Outdoor Unit-Air-Source) | HMH72B341 | ASPEN |  | D(A,C,E)42B34+TDR | TM9V120D20MP12 | 32000 | 17 | 8.5 | 32400 | 28200 | 87.04% | 2.79 | 0 | 9.4 |  |  |  |  | R-410A | 2.6667 | Residential & Commercial | USHP
212621885 | Central HP <5.4 tons | COLEMAN | HRCU-A-CB (Split System: Heat Pump with Remote Outdoor Unit-Air-Source) | HMH72B341 | ASPEN |  | D(A,C,E)42D24+TDR | TM9V120D20MP12 | 30200 | 16.5 | 8.5 | 32400 | 28200 | 87.04% | 2.79 | 0 | 9.1 |  |  |  |  | R-410A | 2.5167 | Residential & Commercial | USHP
212621900 | Central HP <5.4 tons | COLEMAN | HRCU-A-CB (Split System: Heat Pump with Remote Outdoor Unit-Air-Source) | HMH72B341 | ASPEN |  | C(A,C,D,E)48D24+TDR | TP9C120D20MP13 | 30600 | 16.6 | 8.1 | 32400 | 28200 | 87.04% | 2.51 | 0 | 9 |  |  |  |  | R-410A | 2.55 | Residential & Commercial | USHP
212621903 | Central HP <5.4 tons | COLEMAN | HRCU-A-CB (Split System: Heat Pump with Remote Outdoor Unit-Air-Source) | HMH72B341 | ASPEN |  | D(A,C,E)36B44+TDR | TP9C120D20MP13 | 32600 | 17 | 8.1 | 32400 | 28200 | 87.04% | 2.51 | 0 | 9.5 |  |  |  |  | R-410A | 2.7167 | Residential & Commercial | USHP
212621951 | Central HP <5.4 tons | COLEMAN | HRCU-A-CB (Split System: Heat Pump with Remote Outdoor Unit-Air-Source) | HMH72B341 | ASPEN |  | D(A,C,E)36D24+TDR | TM9V040A10MP12 | 30000 | 16.6 | 8.1 | 33200 | 27400 | 82.53% | 2.41 | 0 | 9.1 |  |  |  |  | R-410A | 2.5 | Residential & Commercial | USHP
212621952 | Central HP <5.4 tons | COLEMAN | HRCU-A-CB (Split System: Heat Pump with Remote Outdoor Unit-Air-Source) | HMH72B341 | ASPEN |  | D(A,C,E)36D34+TDR | TM9V040A10MP12 | 32200 | 17 | 8.1 | 33200 | 27400 | 82.53% | 2.41 | 0 | 9.5 |  |  |  |  | R-410A | 2.6833 | Residential & Commercial | USHP
212621985 | Central HP <5.4 tons | COLEMAN | HRCU-A-CB (Split System: Heat Pump with Remote Outdoor Unit-Air-Source) | HMH72B341 | ASPEN |  | D(A,C,E)36A44+TDR | TM9E100C20MP12 | 32000 | 15.5 | 8.1 | 33200 | 27000 | 81.33% | 2.43 | 0 | 9.9 |  |  |  |  | R-410A | 2.6667 | Residential & Commercial | USHP
216056876 | Central HP <5.4 tons | YORK | HRCU-A-CB (Split System: Heat Pump with Remote Outdoor Unit-Air-Source) | HH860E2S11 | ASPEN |  | C(A,C,D,E)60A3K+TDR | Y81E120C20SMPS1 | 41500 | 17.5 | 8.1 | 45000 | 34000 | 75.56% | 2 | 0 | 11.5 |  |  |  |  | R-454B | 3.4583 | Residential & Commercial | USHP | Ducted CEE Tier 1
214650240 | Central HP <5.4 tons | YORK | HRCU-A-CB (Split System: Heat Pump with Remote Outdoor Unit-Air-Source) | HH860E2S11 |  |  | CTU60D5XHS1+TXV | TP9C120D20MP13 | 54000 | 19 | 9 | 54500 | 39500 | 72.48% | 2 | 0 | 11 |  |  |  |  | R-454B | 4.5 | Residential & Commercial | USHP | Ducted CEE Tier 1
213320510 | Central HP <5.4 tons | CHAMPION HEATING AND COOLING | HRCU-A-CB (Split System: Heat Pump with Remote Outdoor Unit-Air-Source) | HMH72B341 | ASPEN |  | D(A,C,E)48A34+TDR | Z8ES100C16LMPS1 | 32200 | 18 | 8.5 | 33200 | 28200 | 84.94% | 2.7 | 0 | 9.4 |  |  |  |  | R-410A | 2.6833 | Residential & Commercial | USHP
216055672 | Central HP <5.4 tons | CHAMPION HEATING AND COOLING | HRCU-A-CB (Split System: Heat Pump with Remote Outdoor Unit-Air-Source) | HH836E2S11 | ASPEN |  | D(A,C,E)36A4K+TDR | TM8E100B12MP11 | 30600 | 18 | 8.5 | 31200 | 25400 | 81.41% | 2 | 0 | 10.5 |  |  |  |  | R-454B | 2.55 | Residential & Commercial | USHP | Ducted CEE Tier 1
216055690 | Central HP <5.4 tons | CHAMPION HEATING AND COOLING | HRCU-A-CB (Split System: Heat Pump with Remote Outdoor Unit-Air-Source) | HH836E2S11 | ASPEN |  | D(A,C,E)36A4K+TDR | TM8V080C16MP12 | 31000 | 18 | 8.5 | 31200 | 25400 | 81.41% | 2 | 0 | 10.5 |  |  |  |  | R-454B | 2.5833 | Residential & Commercial | USHP | Ducted CEE Tier 1
216055692 | Central HP <5.4 tons | CHAMPION HEATING AND COOLING | HRCU-A-CB (Split System: Heat Pump with Remote Outdoor Unit-Air-Source) | HH836E2S11 | ASPEN |  | C(A,C,D,E)48A3K+TDR | TM8V100C16MP12 | 31200 | 18 | 8.1 | 31200 | 25400 | 81.41% | 2 | 0 | 10.5 |  |  |  |  | R-454B | 2.6 | Residential & Commercial | USHP | Ducted CEE Tier 1
216055697 | Central HP <5.4 tons | CHAMPION HEATING AND COOLING | HRCU-A-CB (Split System: Heat Pump with Remote Outdoor Unit-Air-Source) | HH836E2S11 | ASPEN |  | C(A,C,D,E)36B3K+TDR | TM8Y080C16MP11 | 30800 | 18 | 8.5 | 30400 | 25000 | 82.24% | 2 | 0 | 11 |  |  |  |  | R-454B | 2.5667 | Residential & Commercial | USHP | Ducted CEE Tier 1
216057009 | Central HP <5.4 tons | AMERICAN STANDARD | HRCU-A-CB (Split System: Heat Pump with Remote Outdoor Unit-Air-Source) | 5A6V8X36A1 |  |  | 5TAMXD07AV51 | 0 | 32800 | 17.5 | 8.5 | 32200 | 24800 | 77.02% | 2.1 | 0 | 10.5 |  |  |  |  | R-454B | 2.7333 | Residential & Commercial | USHP | Ducted CEE Tier 1
213613563 | Central HP <5.4 tons | BRYANT HEATING AND COOLING SYSTEMS | HRCU-A-CB (Split System: Heat Pump with Remote Outdoor Unit-Air-Source) | 38MURAQ18AB3* | ASPEN |  | L(E,G)M24D4 | 0 | 17600 | 15.2 | 8.2 | 19200 | 18300 | 95.31% | 2.2 | 0 | 9.8 |  |  |  |  | R-410A | 1.4667 | Residential & Commercial | USHP
212362763 | Central HP <5.4 tons | GOETTL | HRCU-A-CB (Split System: Heat Pump with Remote Outdoor Unit-Air-Source) | GSZV903610A* |  |  | CA*F3137*6A*+TXV | G*VC960603BNB* | 33600 | 18 | 8.2 | 34000 | 24400 | 71.76% | 1.8 | 0 | 11.5 |  |  |  |  | R-410A | 2.8 | Residential & Commercial | USHP | Ducted CEE Tier 1
212362777 | Central HP <5.4 tons | GOETTL | HRCU-A-CB (Split System: Heat Pump with Remote Outdoor Unit-Air-Source) | GSZV903610A* |  |  | CA*F3743*6D*+TXV | G*VC960803BNB* | 33600 | 18.5 | 8.2 | 34000 | 24400 | 71.76% | 1.8 | 0 | 11.5 |  |  |  |  | R-410A | 2.8 | Residential & Commercial | USHP | Ducted CEE Tier 1
212362820 | Central HP <5.4 tons | GOETTL | HRCU-A-CB (Split System: Heat Pump with Remote Outdoor Unit-Air-Source) | GSZV903610A* |  |  | CHPF3743C6B*+TXV | G*VC961005CNB* | 33400 | 18 | 8.2 | 34000 | 24400 | 71.76% | 1.8 | 0 | 11 |  |  |  |  | R-410A | 2.7833 | Residential & Commercial | USHP | Ducted CEE Tier 1
212362845 | Central HP <5.4 tons | GOETTL | HRCU-A-CB (Split System: Heat Pump with Remote Outdoor Unit-Air-Source) | GSZV903610A* |  |  | CSCF3642N6D*+TXV | G*VM971205DNB* | 33800 | 18.5 | 8.2 | 34000 | 24400 | 71.76% | 1.8 | 0 | 11.5 |  |  |  |  | R-410A | 2.8167 | Residential & Commercial | USHP | Ducted CEE Tier 1
216055699 | Central HP <5.4 tons | CHAMPION HEATING AND COOLING | HRCU-A-CB (Split System: Heat Pump with Remote Outdoor Unit-Air-Source) | HH836E2S11 | ASPEN |  | D(A,C,E)36A4K+TDR | TM8Y080C16MP11 | 30800 | 18 | 8.5 | 30400 | 25000 | 82.24% | 2 | 0 | 11 |  |  |  |  | R-454B | 2.5667 | Residential & Commercial | USHP | Ducted CEE Tier 1
216055974 | Central HP <5.4 tons | CHAMPION HEATING AND COOLING | HRCU-A-CB (Split System: Heat Pump with Remote Outdoor Unit-Air-Source) | HH860E2S11 | ASPEN |  | C(A,C,D,E)60A3K+TDR | TP9C100C20MP13 | 41000 | 18 | 8.5 | 44500 | 33800 | 75.96% | 2 | 0 | 10.5 |  |  |  |  | R-454B | 3.4167 | Residential & Commercial | USHP | Ducted CEE Tier 1
216056010 | Central HP <5.4 tons | CHAMPION HEATING AND COOLING | HRCU-A-CB (Split System: Heat Pump with Remote Outdoor Unit-Air-Source) | HH860E2S11 | ASPEN |  | C(A,C,D,E)48A3K+TDR | Z8ES120C20SMPS1 | 40500 | 17.5 | 8.1 | 45000 | 34000 | 75.56% | 2 | 0 | 11.2 |  |  |  |  | R-454B | 3.375 | Residential & Commercial | USHP | Ducted CEE Tier 1
211378588 | Central HP <5.4 tons | YORK | HRCU-A-CB (Split System: Heat Pump with Remote Outdoor Unit-Air-Source) | HMH72B341 |  |  | XAFB36DBCN1 | TM8E100B12MP11 | 34000 | 18 | 8.1 | 33800 | 23800 | 70.41% | 2.06 | 0 | 10 |  |  |  |  | R-410A | 2.8333 | Residential & Commercial | USHP | Ducted CEE Tier 1
216055751 | Central HP <5.4 tons | CHAMPION HEATING AND COOLING | HRCU-A-CB (Split System: Heat Pump with Remote Outdoor Unit-Air-Source) | HH836E2S11 | ASPEN |  | C(A,C,D,E)36B3K+TDR | TM9Y100C16MP11 | 30800 | 18 | 8.5 | 31000 | 25200 | 81.29% | 2 | 0 | 10.5 |  |  |  |  | R-454B | 2.5667 | Residential & Commercial | USHP | Ducted CEE Tier 1
216055758 | Central HP <5.4 tons | CHAMPION HEATING AND COOLING | HRCU-A-CB (Split System: Heat Pump with Remote Outdoor Unit-Air-Source) | HH836E2S11 | ASPEN |  | C(A,C,D,E)48A3K+TDR | TMLE080B12MP11 | 31000 | 18 | 8.1 | 31400 | 25400 | 80.89% | 2 | 0 | 10.5 |  |  |  |  | R-454B | 2.5833 | Residential & Commercial | USHP | Ducted CEE Tier 1
216055833 | Central HP <5.4 tons | CHAMPION HEATING AND COOLING | HRCU-A-CB (Split System: Heat Pump with Remote Outdoor Unit-Air-Source) | HH836E2S11 | ASPEN |  | C(A,C,D,E)48A3K+TDR | Z8ET080B12LMPS1 | 30800 | 19 | 8.1 | 30000 | 24800 | 82.67% | 2 | 0 | 11.2 |  |  |  |  | R-454B | 2.5667 | Residential & Commercial | USHP | Ducted CEE Tier 1
214650381 | Central HP <5.4 tons | YORK | HRCU-A-CB (Split System: Heat Pump with Remote Outdoor Unit-Air-Source) | HH824E2S11 |  |  | CTU36B5XDS1+TXV | Y81E080B12SMPS1 | 23000 | 19 | 9.5 | 23000 | 18600 | 80.87% | 2 | 0 | 12 |  |  |  |  | R-454B | 1.9167 | Residential & Commercial | USHP | Ducted CEE Tier 1
216055438 | Central HP <5.4 tons | CHAMPION HEATING AND COOLING | HRCU-A-CB (Split System: Heat Pump with Remote Outdoor Unit-Air-Source) | HH824E2S11 | ASPEN |  | D(A,C,E)36A4K+TDR | TM8E040A12MP11 | 21200 | 17 | 8.5 | 22600 | 17200 | 76.11% | 2 | 0 | 11.7 |  |  |  |  | R-454B | 1.7667 | Residential & Commercial | USHP | Ducted CEE Tier 1
216055442 | Central HP <5.4 tons | CHAMPION HEATING AND COOLING | HRCU-A-CB (Split System: Heat Pump with Remote Outdoor Unit-Air-Source) | HH824E2S11 | ASPEN |  | D(A,C,E)24B4K+TDR | TM8E060A12MP11 | 21000 | 17.5 | 9 | 23000 | 17900 | 77.83% | 2 | 0 | 11.2 |  |  |  |  | R-454B | 1.75 | Residential & Commercial | USHP | Ducted CEE Tier 1
216055467 | Central HP <5.4 tons | CHAMPION HEATING AND COOLING | HRCU-A-CB (Split System: Heat Pump with Remote Outdoor Unit-Air-Source) | HH824E2S11 | ASPEN |  | D(A,C,E)36A3K+TDR | TM8Y060A12MP11 | 20600 | 17.5 | 8.5 | 22600 | 18400 | 81.42% | 2 | 0 | 10.5 |  |  |  |  | R-454B | 1.7167 | Residential & Commercial | USHP | Ducted CEE Tier 1
216055488 | Central HP <5.4 tons | CHAMPION HEATING AND COOLING | HRCU-A-CB (Split System: Heat Pump with Remote Outdoor Unit-Air-Source) | HH824E2S11 | ASPEN |  | C(A,C,D,E)24D2K+TDR | TM9E060A10MP12 | 19500 | 16 | 9 | 23000 | 18100 | 78.7% | 2 | 0 | 10 |  |  |  |  | R-454B | 1.625 | Residential & Commercial | USHP | Ducted CEE Tier 1
212622001 | Central HP <5.4 tons | COLEMAN | HRCU-A-CB (Split System: Heat Pump with Remote Outdoor Unit-Air-Source) | HMH72B341 | ASPEN |  | D(A,C,E)48D34+TDR | TM9E100C20MP12 | 33400 | 15.5 | 8.1 | 33200 | 27000 | 81.33% | 2.43 | 0 | 10 |  |  |  |  | R-410A | 2.7833 | Residential & Commercial | USHP | Ducted CEE Tier 1
212622067 | Central HP <5.4 tons | COLEMAN | HRCU-A-CB (Split System: Heat Pump with Remote Outdoor Unit-Air-Source) | HMH72B341 | ASPEN |  | C(A,C,D,E)36C34+TDR | TM8Y060A12MP11 | 32400 | 18 | 8.1 | 33400 | 27400 | 82.04% | 2.42 | 0 | 10 |  |  |  |  | R-410A | 2.7 | Residential & Commercial | USHP | Ducted CEE Tier 1
212622069 | Central HP <5.4 tons | COLEMAN | HRCU-A-CB (Split System: Heat Pump with Remote Outdoor Unit-Air-Source) | HMH72B341 | ASPEN |  | C(A,C,D,E)42B24+TDR | TM8Y060A12MP11 | 30000 | 17.4 | 8.1 | 33400 | 27400 | 82.04% | 2.42 | 0 | 9.5 |  |  |  |  | R-410A | 2.5 | Residential & Commercial | USHP
212622084 | Central HP <5.4 tons | COLEMAN | HRCU-A-CB (Split System: Heat Pump with Remote Outdoor Unit-Air-Source) | HMH72B341 | ASPEN |  | D(A,C,E)42C34+TDR | TM8Y060A12MP11 | 32800 | 18 | 8.1 | 33400 | 27400 | 82.04% | 2.42 | 0 | 10 |  |  |  |  | R-410A | 2.7333 | Residential & Commercial | USHP | Ducted CEE Tier 1
212622086 | Central HP <5.4 tons | COLEMAN | HRCU-A-CB (Split System: Heat Pump with Remote Outdoor Unit-Air-Source) | HMH72B341 | ASPEN |  | D(A,C,E)42D34+TDR | TM8Y060A12MP11 | 33200 | 18 | 8.1 | 33400 | 27400 | 82.04% | 2.42 | 0 | 10 |  |  |  |  | R-410A | 2.7667 | Residential & Commercial | USHP | Ducted CEE Tier 1
212622100 | Central HP <5.4 tons | COLEMAN | HRCU-A-CB (Split System: Heat Pump with Remote Outdoor Unit-Air-Source) | HMH72B341 | ASPEN |  | D(A,C,E)48A34+TDR | TM8Y080B12MP11 | 32400 | 18 | 8.4 | 33400 | 27400 | 82.04% | 2.63 | 0 | 9.9 |  |  |  |  | R-410A | 2.7 | Residential & Commercial | USHP
212622118 | Central HP <5.4 tons | COLEMAN | HRCU-A-CB (Split System: Heat Pump with Remote Outdoor Unit-Air-Source) | HMH72B341 | ASPEN |  | D(A,C,E)36A44+TDR | TM8Y080B12MP11 | 32200 | 18 | 8.5 | 33400 | 27400 | 82.04% | 2.65 | 0 | 9.9 |  |  |  |  | R-410A | 2.6833 | Residential & Commercial | USHP
212622284 | Central HP <5.4 tons | COLEMAN | HRCU-A-CB (Split System: Heat Pump with Remote Outdoor Unit-Air-Source) | HMH72B341 | ASPEN |  | C(A,C,D,E)42B34+TDR | TM8E080C16MP11 | 33000 | 18 | 8.1 | 33600 | 28200 | 83.93% | 2.64 | 0 | 10 |  |  |  |  | R-410A | 2.75 | Residential & Commercial | USHP | Ducted CEE Tier 1
216055492 | Central HP <5.4 tons | CHAMPION HEATING AND COOLING | HRCU-A-CB (Split System: Heat Pump with Remote Outdoor Unit-Air-Source) | HH824E2S11 | ASPEN |  | D(A,C,E)36A4K+TDR | TM9E060A10MP12 | 21000 | 17 | 9 | 22800 | 18100 | 79.39% | 2 | 0 | 10.5 |  |  |  |  | R-454B | 1.75 | Residential & Commercial | USHP | Ducted CEE Tier 1
216055497 | Central HP <5.4 tons | CHAMPION HEATING AND COOLING | HRCU-A-CB (Split System: Heat Pump with Remote Outdoor Unit-Air-Source) | HH824E2S11 | ASPEN |  | D(A,C,E)36A3K+TDR | TM9E060B12MP12 | 22200 | 17 | 8.1 | 22600 | 18300 | 80.97% | 2 | 0 | 11.7 |  |  |  |  | R-454B | 1.85 | Residential & Commercial | USHP | Ducted CEE Tier 1
216055540 | Central HP <5.4 tons | CHAMPION HEATING AND COOLING | HRCU-A-CB (Split System: Heat Pump with Remote Outdoor Unit-Air-Source) | HH824E2S11 | ASPEN |  | D(A,C,E)36A4K+TDR | TM9Y080B12MP11 | 22600 | 17 | 8.5 | 22800 | 18500 | 81.14% | 2 | 0 | 11.7 |  |  |  |  | R-454B | 1.8833 | Residential & Commercial | USHP | Ducted CEE Tier 1
216055556 | Central HP <5.4 tons | CHAMPION HEATING AND COOLING | HRCU-A-CB (Split System: Heat Pump with Remote Outdoor Unit-Air-Source) | HH824E2S11 | ASPEN |  | D(A,C,E)24B4K+TDR | TMLE080B12MP11 | 22600 | 17 | 8.5 | 22800 | 18000 | 78.95% | 2 | 0 | 12 |  |  |  |  | R-454B | 1.8833 | Residential & Commercial | USHP | Ducted CEE Tier 1
216055581 | Central HP <5.4 tons | CHAMPION HEATING AND COOLING | HRCU-A-CB (Split System: Heat Pump with Remote Outdoor Unit-Air-Source) | HH824E2S11 | ASPEN |  | D(A,C,E)36A3K+TDR | TPLC080B12MP13 | 22400 | 17 | 8.1 | 22600 | 17700 | 78.32% | 2 | 0 | 12 |  |  |  |  | R-454B | 1.8667 | Residential & Commercial | USHP | Ducted CEE Tier 1
216055583 | Central HP <5.4 tons | CHAMPION HEATING AND COOLING | HRCU-A-CB (Split System: Heat Pump with Remote Outdoor Unit-Air-Source) | HH824E2S11 | ASPEN |  | C(A,C,D,E)24A3K+TDR | Z8ES040A12SMPS1 | 20000 | 17.5 | 9 | 22600 | 18100 | 80.09% | 2 | 0 | 11.2 |  |  |  |  | R-454B | 1.6667 | Residential & Commercial | USHP | Ducted CEE Tier 1
212622287 | Central HP <5.4 tons | COLEMAN | HRCU-A-CB (Split System: Heat Pump with Remote Outdoor Unit-Air-Source) | HMH72B341 | ASPEN |  | D(A,C,E)48A34+TDR | TM8E080C16MP11 | 33000 | 18 | 8.1 | 33600 | 28200 | 83.93% | 2.64 | 0 | 10 |  |  |  |  | R-410A | 2.75 | Residential & Commercial | USHP | Ducted CEE Tier 1
212622385 | Central HP <5.4 tons | COLEMAN | HRCU-A-CB (Split System: Heat Pump with Remote Outdoor Unit-Air-Source) | HMH72B341 | ASPEN |  | C(A,C,D,E)48A34+TDR | TL9E100C20UH11 | 33400 | 17 | 8.1 | 33600 | 29000 | 86.31% | 2.69 | 0 | 10 |  |  |  |  | R-410A | 2.7833 | Residential & Commercial | USHP | Ducted CEE Tier 1
212622419 | Central HP <5.4 tons | COLEMAN | HRCU-A-CB (Split System: Heat Pump with Remote Outdoor Unit-Air-Source) | HMH72B341 | ASPEN |  | C(A,C,D,E)36A34+TDR | TL9E080C16UH11 | 31200 | 17.4 | 8.3 | 33600 | 28000 | 83.33% | 2.62 | 0 | 9.3 |  |  |  |  | R-410A | 2.6 | Residential & Commercial | USHP
212622905 | Central HP <5.4 tons | COLEMAN | HRCU-A-CB (Split System: Heat Pump with Remote Outdoor Unit-Air-Source) | HMH72B341 | ASPEN |  | D(A,C,E)48A34+TDR | TM9E080B12MP12 | 32400 | 17.5 | 8.4 | 33800 | 27400 | 81.07% | 2.62 | 0 | 9.9 |  |  |  |  | R-410A | 2.7 | Residential & Commercial | USHP
212623038 | Central HP <5.4 tons | COLEMAN | HRCU-A-CB (Split System: Heat Pump with Remote Outdoor Unit-Air-Source) | HMH72B341 | ASPEN |  | C(A,C,D,E)42D24+TDR | TM9E080B12MP12 | 30800 | 17.2 | 8.5 | 33800 | 27400 | 81.07% | 2.65 | 0 | 9 |  |  |  |  | R-410A | 2.5667 | Residential & Commercial | USHP
212623072 | Central HP <5.4 tons | COLEMAN | HRCU-A-CB (Split System: Heat Pump with Remote Outdoor Unit-Air-Source) | HMH72B341 | ASPEN |  | D(A,C,E)42D34+TDR | TM9E080B12MP12 | 33200 | 17.5 | 8.5 | 33800 | 27400 | 81.07% | 2.65 | 0 | 10 |  |  |  |  | R-410A | 2.7667 | Residential & Commercial | USHP | Ducted CEE Tier 1
212623089 | Central HP <5.4 tons | COLEMAN | HRCU-A-CB (Split System: Heat Pump with Remote Outdoor Unit-Air-Source) | HMH72B341 | ASPEN |  | C(A,C,D,E)36B24+TDR | TM8E120C16MP11 | 31000 | 17.9 | 8.3 | 33800 | 28800 | 85.21% | 2.73 | 0 | 9.8 |  |  |  |  | R-410A | 2.5833 | Residential & Commercial | USHP
216551889 | Central HP <5.4 tons | FRIEDRICH | HRCU-A-CB (Split System: Heat Pump with Remote Outdoor Unit-Air-Source) | FRP19AY48AJVC |  |  | RCFY4821SEAAM | FR962V0855A21M4 | 45500 | 19 | 10 | 45500 | 42000 | 92.31% | 2.1 | 0 | 11.7 |  |  |  |  | R-454B | 3.7917 | Residential & Commercial | USHP | Ducted CEE Tier 1
216055606 | Central HP <5.4 tons | CHAMPION HEATING AND COOLING | HRCU-A-CB (Split System: Heat Pump with Remote Outdoor Unit-Air-Source) | HH824E2S11 | ASPEN |  | D(A,C,E)36A4K+TDR | Z8ES100B12SMPS1 | 21000 | 19 | 9.5 | 22800 | 18000 | 78.95% | 2 | 0 | 11.2 |  |  |  |  | R-454B | 1.75 | Residential & Commercial | USHP | Ducted CEE Tier 1
216055608 | Central HP <5.4 tons | CHAMPION HEATING AND COOLING | HRCU-A-CB (Split System: Heat Pump with Remote Outdoor Unit-Air-Source) | HH824E2S11 | ASPEN |  | C(A,C,D,E)24D2K+TDR | Z8ET060A12LMPS1 | 19500 | 18 | 9 | 23000 | 17700 | 76.96% | 2 | 0 | 11.2 |  |  |  |  | R-454B | 1.625 | Residential & Commercial | USHP | Ducted CEE Tier 1
215674083 | Central HP <5.4 tons | TEMPSTAR | HRCU-A-CB (Split System: Heat Pump with Remote Outdoor Unit-Air-Source) | T5H0V48*K*AAA* |  |  | EA*5X48M21A*+WALLCON | *95CSU0601716B* | 44000 | 17 | 9 | 49000 | 34600 | 70.61% | 2.04 | 0 | 9 |  |  |  |  | R-454B | 3.6667 | Residential & Commercial | USHP
212623103 | Central HP <5.4 tons | COLEMAN | HRCU-A-CB (Split System: Heat Pump with Remote Outdoor Unit-Air-Source) | HMH72B341 | ASPEN |  | C(A,C,D,E)48A34+TDR | TM9Y100C20MP11 | 32200 | 15.5 | 8.1 | 33800 | 27400 | 81.07% | 2.38 | 0 | 9.4 |  |  |  |  | R-410A | 2.6833 | Residential & Commercial | USHP
212623106 | Central HP <5.4 tons | COLEMAN | HRCU-A-CB (Split System: Heat Pump with Remote Outdoor Unit-Air-Source) | HMH72B341 | ASPEN |  | C(A,C,D,E)36A44+TDR | TM8E060A12MP11 | 32200 | 18 | 8.1 | 33800 | 27400 | 81.07% | 2.44 | 0 | 9.9 |  |  |  |  | R-410A | 2.6833 | Residential & Commercial | USHP
206771102 | Central HP <5.4 tons | AIRQUEST | HRCU-A-CB (Split System: Heat Pump with Remote Outdoor Unit-Air-Source) | HVH837GKA2* |  |  | EA*4X36L21A*+WALLCON | *97CMN0801714A* | 31400 | 17 | 8.1 | 33400 | 24600 | 73.65% | 1.84 | 11 | 11 |  |  |  |  | R-410A | 2.6167 | Residential & Commercial | USHP | Ducted CEE Tier 1
215669572 | Central HP <5.4 tons | CARRIER | HRCU-A-CB (Split System: Heat Pump with Remote Outdoor Unit-Air-Source) | 27VNA036A*030* |  |  | CAA**6121AM*+UI | 59MN7C100C21**22 | 34800 | 18.5 | 9 | 34400 | 24800 | 72.09% | 1.92 | 0 | 10.5 |  |  |  |  | R-454B | 2.9 | Residential & Commercial | USHP | Ducted CEE Tier 1
206765728 | Central HP <5.4 tons | AIRQUEST | HRCU-A-CB (Split System: Heat Pump with Remote Outdoor Unit-Air-Source) | HVH825GKA3* |  |  | EA*4X36L21A*+WALLCON | *80CTL0701716A* | 23600 | 16.5 | 8.1 | 21400 | 16600 | 77.57% | 1.94 | 11 | 11 |  |  |  |  | R-410A | 1.9667 | Residential & Commercial | USHP | Ducted CEE Tier 1
206765926 | Central HP <5.4 tons | AIRQUEST | HRCU-A-CB (Split System: Heat Pump with Remote Outdoor Unit-Air-Source) | HVH825GKA3* |  |  | EA*4X37L21A*+WALLCON | *80CTL0451712A* | 24200 | 16.5 | 8.1 | 21200 | 16700 | 78.77% | 2 | 11 | 11 |  |  |  |  | R-410A | 2.0167 | Residential & Commercial | USHP | Ducted CEE Tier 1
206765980 | Central HP <5.4 tons | AIRQUEST | HRCU-A-CB (Split System: Heat Pump with Remote Outdoor Unit-Air-Source) | HVH825GKA3* |  |  | EA*4X37L21A*+WALLCON | *97CMN0601714A* | 24200 | 16 | 8.1 | 21200 | 16800 | 79.25% | 2 | 11 | 11 |  |  |  |  | R-410A | 2.0167 | Residential & Commercial | USHP | Ducted CEE Tier 1
206771759 | Central HP <5.4 tons | AIRQUEST | HRCU-A-CB (Split System: Heat Pump with Remote Outdoor Unit-Air-Source) | HVH837GKA2* |  |  | EA*4X48L21A*+WALLCON | *80CTL0701716A* | 32200 | 17.5 | 8.1 | 32600 | 25000 | 76.69% | 1.96 | 11 | 11.5 |  |  |  |  | R-410A | 2.6833 | Residential & Commercial | USHP | Ducted CEE Tier 1
206772380 | Central HP <5.4 tons | AIRQUEST | HRCU-A-CB (Split System: Heat Pump with Remote Outdoor Unit-Air-Source) | HVH837GKA2* |  |  | EN(A,D)4X48L24**+WALLCON | *96CTN1202422A* | 32400 | 17.5 | 8.1 | 32800 | 24800 | 75.61% | 1.96 | 12 | 11.7 |  |  |  |  | R-410A | 2.7 | Residential & Commercial | USHP | Ducted CEE Tier 1
206772831 | Central HP <5.4 tons | AIRQUEST | HRCU-A-CB (Split System: Heat Pump with Remote Outdoor Unit-Air-Source) | HVH837GKA2* |  |  | EHD4X42AAL+WALLCON | *80CTL0901716A* | 32600 | 17 | 8.1 | 33000 | 24800 | 75.15% | 1.96 | 12 | 11 |  |  |  |  | R-410A | 2.7167 | Residential & Commercial | USHP | Ducted CEE Tier 1
206773448 | Central HP <5.4 tons | AIRQUEST | HRCU-A-CB (Split System: Heat Pump with Remote Outdoor Unit-Air-Source) | HVH837GKA2* |  |  | EA*4X42L21A*+WALLCON | *95CSU1002122A* | 31800 | 17.5 | 8.1 | 33000 | 24400 | 73.94% | 1.9 | 11.5 | 11 |  |  |  |  | R-410A | 2.65 | Residential & Commercial | USHP | Ducted CEE Tier 1
212362556 | Central HP <5.4 tons | GOETTL | HRCU-A-CB (Split System: Heat Pump with Remote Outdoor Unit-Air-Source) | ASZV903610A* |  |  | CA*F3137*6A*+TXV | A*VM970803BNB* | 33600 | 18.5 | 8.2 | 34000 | 24400 | 71.76% | 1.8 | 0 | 11.5 |  |  |  |  | R-410A | 2.8 | Residential & Commercial | USHP | Ducted CEE Tier 1
212623123 | Central HP <5.4 tons | COLEMAN | HRCU-A-CB (Split System: Heat Pump with Remote Outdoor Unit-Air-Source) | HMH72B341 | ASPEN |  | D(A,C,E)36D34+TDR | TM8E060A12MP11 | 33000 | 18 | 8.1 | 33800 | 27400 | 81.07% | 2.44 | 0 | 10 |  |  |  |  | R-410A | 2.75 | Residential & Commercial | USHP | Ducted CEE Tier 1
212623136 | Central HP <5.4 tons | COLEMAN | HRCU-A-CB (Split System: Heat Pump with Remote Outdoor Unit-Air-Source) | HMH72B341 | ASPEN |  | C(A,C,D,E)36B24+TDR | TM8E100B12MP11 | 29400 | 17.2 | 8.5 | 33800 | 27400 | 81.07% | 2.64 | 0 | 9.4 |  |  |  |  | R-410A | 2.45 | Residential & Commercial | USHP
212362609 | Central HP <5.4 tons | GOETTL | HRCU-A-CB (Split System: Heat Pump with Remote Outdoor Unit-Air-Source) | ASZV903610A* |  |  | CHPF3743C6B*+TXV | A*VS960805CUA* | 33400 | 18 | 8.2 | 34000 | 24400 | 71.76% | 1.8 | 0 | 11 |  |  |  |  | R-410A | 2.7833 | Residential & Commercial | USHP | Ducted CEE Tier 1
216891267 | Central HP <5.4 tons | FRIEDRICH | HRCU-A-CB (Split System: Heat Pump with Remote Outdoor Unit-Air-Source) | RD18AY36AJVC |  |  | RCFY3621MTANM | FR951V0603A17UH | 32200 | 18 | 10 | 32200 | 28200 | 87.58% | 2.1 | 0 | 12 |  |  |  |  | R-454B | 2.6833 | Residential & Commercial | USHP | Ducted CEE Tier 1
214610126 | Central HP <5.4 tons | FRIEDRICH | HRCU-A-CB (Split System: Heat Pump with Remote Outdoor Unit-Air-Source) | FRP18AZ36AJVC |  |  | TCFZ6021SEAAM | FR97MV1005A21DH | 34200 | 19 | 8.5 | 34200 | 43000 | 125.7% | 2.2 | 0 | 12.5 |  |  |  |  | R-410A | 2.85 | Residential & Commercial | USHP | Ducted CEE Tier 1
214608803 | Central HP <5.4 tons | COLEMAN | HRCU-A-CB (Split System: Heat Pump with Remote Outdoor Unit-Air-Source) | HMH72B341 | ASPEN |  | D(A,C,E)48D36+JMET12CS2N1+TDR | 0 | 33000 | 17.5 | 8.5 | 32600 | 28000 | 85.89% | 2.79 | 0 | 9 |  |  |  |  | R-410A | 2.75 | Residential & Commercial | USHP
216054683 | Central HP <5.4 tons | COLEMAN | HRCU-A-CB (Split System: Heat Pump with Remote Outdoor Unit-Air-Source) | HH836E2S11 | ASPEN |  | D(A,C,E)36A4K+TDR | CPLC080C16MP13 | 31000 | 18 | 8.5 | 31200 | 25400 | 81.41% | 2 | 0 | 11 |  |  |  |  | R-454B | 2.5833 | Residential & Commercial | USHP | Ducted CEE Tier 1
216054699 | Central HP <5.4 tons | COLEMAN | HRCU-A-CB (Split System: Heat Pump with Remote Outdoor Unit-Air-Source) | HH836E2S11 | ASPEN |  | D(A,C,E)36A4K+TDR | TM8V100C16MP12 | 31000 | 18 | 8.5 | 31200 | 25400 | 81.41% | 2 | 0 | 10.5 |  |  |  |  | R-454B | 2.5833 | Residential & Commercial | USHP | Ducted CEE Tier 1
216054702 | Central HP <5.4 tons | COLEMAN | HRCU-A-CB (Split System: Heat Pump with Remote Outdoor Unit-Air-Source) | HH836E2S11 | ASPEN |  | D(A,C,E)36A4K+TDR | TM8Y100C16MP11 | 30800 | 18 | 8.5 | 30400 | 25000 | 82.24% | 2 | 0 | 11 |  |  |  |  | R-454B | 2.5667 | Residential & Commercial | USHP | Ducted CEE Tier 1
216891400 | Central HP <5.4 tons | FRIEDRICH | HRCU-A-CB (Split System: Heat Pump with Remote Outdoor Unit-Air-Source) | RD18AY24AJVC |  |  | RCFY2421MTANM | FR801V1004A17UH | 21200 | 17 | 8.1 | 20800 | 16900 | 81.25% | 1.9 | 0 | 11.7 |  |  |  |  | R-454B | 1.7667 | Residential & Commercial | USHP | Ducted CEE Tier 1
213612033 | Central HP <5.4 tons | RUUD | HRCU-A-CB (Split System: Heat Pump with Remote Outdoor Unit-Air-Source) | RP15AZ24AJ2N | ASPEN |  | D(A,C,E)24A34+TDR | R962V0603A17M4S | 22000 | 15.4 | 8.1 | 22800 | 16400 | 71.93% | 2.84 | 0 | 11.8 |  |  |  |  | R-410A | 1.8333 | Residential & Commercial | USHP | Ducted CEE Tier 1
212623137 | Central HP <5.4 tons | COLEMAN | HRCU-A-CB (Split System: Heat Pump with Remote Outdoor Unit-Air-Source) | HMH72B341 | ASPEN |  | C(A,C,D,E)36B34+TDR | TM8E100B12MP11 | 32200 | 18 | 8.5 | 33800 | 27400 | 81.07% | 2.64 | 0 | 9.9 |  |  |  |  | R-410A | 2.6833 | Residential & Commercial | USHP
212623139 | Central HP <5.4 tons | COLEMAN | HRCU-A-CB (Split System: Heat Pump with Remote Outdoor Unit-Air-Source) | HMH72B341 | ASPEN |  | C(A,C,D,E)36C34+TDR | TM8E100B12MP11 | 32600 | 18 | 8.5 | 33800 | 27400 | 81.07% | 2.64 | 0 | 10 |  |  |  |  | R-410A | 2.7167 | Residential & Commercial | USHP | Ducted CEE Tier 1
216891770 | Central HP <5.4 tons | FRIEDRICH | HRCU-A-CB (Split System: Heat Pump with Remote Outdoor Unit-Air-Source) | RD18AY36AJVC |  |  | RCFY3624MTANM | FR962V0855A21M4 | 32400 | 19 | 10 | 32400 | 28000 | 86.42% | 2.1 | 0 | 12 |  |  |  |  | R-454B | 2.7 | Residential & Commercial | USHP | Ducted CEE Tier 1
216891568 | Central HP <5.4 tons | FRIEDRICH | HRCU-A-CB (Split System: Heat Pump with Remote Outdoor Unit-Air-Source) | RD18AY36AJVC |  |  | RCFY3617STANM | FR802V0754A17UH | 31600 | 19 | 8.5 | 31600 | 27600 | 87.34% | 2 | 0 | 12 |  |  |  |  | R-454B | 2.6333 | Residential & Commercial | USHP | Ducted CEE Tier 1
212362756 | Central HP <5.4 tons | GOETTL | HRCU-A-CB (Split System: Heat Pump with Remote Outdoor Unit-Air-Source) | GSZV903610A* |  |  | AMVE36CP1400A* | 0 | 33600 | 18.5 | 8.2 | 34000 | 24400 | 71.76% | 1.8 | 0 | 11.5 |  |  |  |  | R-410A | 2.8 | Residential & Commercial | USHP | Ducted CEE Tier 1
212362761 | Central HP <5.4 tons | GOETTL | HRCU-A-CB (Split System: Heat Pump with Remote Outdoor Unit-Air-Source) | GSZV903610A* |  |  | CA*F3137*6A*+TXV | G*VC960403BNB* | 33600 | 18 | 8.2 | 34000 | 24400 | 71.76% | 1.8 | 0 | 11.5 |  |  |  |  | R-410A | 2.8 | Residential & Commercial | USHP | Ducted CEE Tier 1
206771462 | Central HP <5.4 tons | AIRQUEST | HRCU-A-CB (Split System: Heat Pump with Remote Outdoor Unit-Air-Source) | HVH837GKA2* |  |  | EA*4X42L21A*+WALLCON | *97CMN1002122A* | 31800 | 17 | 8.1 | 33000 | 24400 | 73.94% | 1.9 | 11.5 | 11.5 |  |  |  |  | R-410A | 2.65 | Residential & Commercial | USHP | Ducted CEE Tier 1
206771480 | Central HP <5.4 tons | AIRQUEST | HRCU-A-CB (Split System: Heat Pump with Remote Outdoor Unit-Air-Source) | HVH837GKA2* |  |  | EA*4X42L21A*+WALLCON | *96CTN1002122A* | 31800 | 17 | 8.1 | 33000 | 24400 | 73.94% | 1.9 | 11 | 11.5 |  |  |  |  | R-410A | 2.65 | Residential & Commercial | USHP | Ducted CEE Tier 1
204300452 | Central HP <5.4 tons | AIRQUEST | HRCU-A-CB (Split System: Heat Pump with Remote Outdoor Unit-Air-Source) | HVH837GKA** |  |  | EHD4X48AAL+WALLCON | *80CTL0902120A* | 32600 | 17 | 8.1 | 33000 | 25000 | 75.76% | 1.98 | 12 | 11 |  |  |  |  | R-410A | 2.7167 | Residential & Commercial | USHP | Ducted CEE Tier 1
204300602 | Central HP <5.4 tons | AIRQUEST | HRCU-A-CB (Split System: Heat Pump with Remote Outdoor Unit-Air-Source) | HVH837GKA** |  |  | EHD4X48AAL+WALLCON | *97CMN0602120A* | 32400 | 16.5 | 8.1 | 33200 | 25200 | 75.9% | 1.94 | 11.5 | 11 |  |  |  |  | R-410A | 2.7 | Residential & Commercial | USHP | Ducted CEE Tier 1
215669531 | Central HP <5.4 tons | TEMPSTAR | HRCU-A-CB (Split System: Heat Pump with Remote Outdoor Unit-Air-Source) | T5H0V36*K*AAA* |  |  | EA*5X61M21A*+WALLCON | *95CSU1002122B* | 35000 | 18 | 9 | 34400 | 24800 | 72.09% | 1.92 | 0 | 10 |  |  |  |  | R-454B | 2.9167 | Residential & Commercial | USHP | Ducted CEE Tier 1
213320495 | Central HP <5.4 tons | CHAMPION HEATING AND COOLING | HRCU-A-CB (Split System: Heat Pump with Remote Outdoor Unit-Air-Source) | HMH72B341 | ASPEN |  | D(A,C,E)48A34+TDR | Z8ES080C16SMPS1 | 32200 | 18 | 8.5 | 33200 | 27400 | 82.53% | 2.7 | 0 | 9.9 |  |  |  |  | R-410A | 2.6833 | Residential & Commercial | USHP
216819789 | Central HP <5.4 tons | FRIEDRICH | HRCU-A-CB (Split System: Heat Pump with Remote Outdoor Unit-Air-Source) | RD18AY48AJVC |  |  | RCFY4824STANM | FR97MV1005A21DH | 41000 | 18 | 8.1 | 41000 | 37800 | 92.2% | 2.1 | 0 | 10 |  |  |  |  | R-454B | 3.4167 | Residential & Commercial | USHP | Ducted CEE Tier 1
216819905 | Central HP <5.4 tons | FRIEDRICH | HRCU-A-CB (Split System: Heat Pump with Remote Outdoor Unit-Air-Source) | RD18AY48AJVC |  |  | RCFY4821STANM | FR801V0504A17UHU | 40500 | 16 | 8.1 | 40500 | 38000 | 93.83% | 2 | 0 | 10 |  |  |  |  | R-454B | 3.375 | Residential & Commercial | USHP | Ducted CEE Tier 1
212623155 | Central HP <5.4 tons | COLEMAN | HRCU-A-CB (Split System: Heat Pump with Remote Outdoor Unit-Air-Source) | HMH72B341 | ASPEN |  | D(A,C,E)42C24+TDR | TM8E100B12MP11 | 30400 | 17.5 | 8.5 | 33800 | 27400 | 81.07% | 2.64 | 0 | 9 |  |  |  |  | R-410A | 2.5333 | Residential & Commercial | USHP
212623172 | Central HP <5.4 tons | COLEMAN | HRCU-A-CB (Split System: Heat Pump with Remote Outdoor Unit-Air-Source) | HMH72B341 | ASPEN |  | C(A,C,D,E)42D24+TDR | TMLE060A12MP11 | 30800 | 17.7 | 8.1 | 33800 | 27400 | 81.07% | 2.44 | 0 | 9 |  |  |  |  | R-410A | 2.5667 | Residential & Commercial | USHP
206765620 | Central HP <5.4 tons | AIRQUEST | HRCU-A-CB (Split System: Heat Pump with Remote Outdoor Unit-Air-Source) | HVH825GKA3* |  |  | EA*4X30L17A*+WALLCON | *97CMN0801714A* | 23400 | 16 | 8.1 | 21600 | 16800 | 77.78% | 1.9 | 11 | 10.5 |  |  |  |  | R-410A | 1.95 | Residential & Commercial | USHP | Ducted CEE Tier 1
206766873 | Central HP <5.4 tons | AIRQUEST | HRCU-A-CB (Split System: Heat Pump with Remote Outdoor Unit-Air-Source) | HVH825GKA3* |  |  | EHD4X30AAL+WALLCON | *80CTL0901716A* | 23800 | 16 | 8.1 | 21800 | 16700 | 76.61% | 1.98 | 11 | 10.5 |  |  |  |  | R-410A | 1.9833 | Residential & Commercial | USHP | Ducted CEE Tier 1
205750664 | Central HP <5.4 tons | AIRQUEST | HRCU-A-CB (Split System: Heat Pump with Remote Outdoor Unit-Air-Source) | HVH825GKA2* |  |  | EA*4X37L21A*+WALLCON | *96CTN0601714A* | 24400 | 16.5 | 8.1 | 21200 | 16700 | 78.77% | 2.02 | 11 | 11 |  |  |  |  | R-410A | 2.0333 | Residential & Commercial | USHP | Ducted CEE Tier 1
205750680 | Central HP <5.4 tons | AIRQUEST | HRCU-A-CB (Split System: Heat Pump with Remote Outdoor Unit-Air-Source) | HVH825GKA2* |  |  | EA*4X37L21A*+WALLCON | *97CMN0601714A* | 24200 | 16 | 8.1 | 21200 | 16800 | 79.25% | 2 | 11 | 11 |  |  |  |  | R-410A | 2.0167 | Residential & Commercial | USHP | Ducted CEE Tier 1
205750744 | Central HP <5.4 tons | AIRQUEST | HRCU-A-CB (Split System: Heat Pump with Remote Outdoor Unit-Air-Source) | HVH825GKA2* |  |  | EA*4X37L21A*+WALLCON | *97CMN0602120A* | 24400 | 16.5 | 8.1 | 21200 | 16700 | 78.77% | 2.02 | 11 | 11 |  |  |  |  | R-410A | 2.0333 | Residential & Commercial | USHP | Ducted CEE Tier 1
216054734 | Central HP <5.4 tons | COLEMAN | HRCU-A-CB (Split System: Heat Pump with Remote Outdoor Unit-Air-Source) | HH836E2S11 | ASPEN |  | D(A,C,E)36A4K+TDR | TP9C100C20MP13 | 31600 | 18 | 8.5 | 32400 | 26000 | 80.25% | 2 | 0 | 9.8 |  |  |  |  | R-454B | 2.6333 | Residential & Commercial | USHP
213320490 | Central HP <5.4 tons | CHAMPION HEATING AND COOLING | HRCU-A-CB (Split System: Heat Pump with Remote Outdoor Unit-Air-Source) | HMH72B341 | ASPEN |  | D(A,C,E)36A34+TDR | Z8ES080C16LMPS1 | 31600 | 17.9 | 8.5 | 33200 | 27400 | 82.53% | 2.7 | 0 | 9.8 |  |  |  |  | R-410A | 2.6333 | Residential & Commercial | USHP
213320507 | Central HP <5.4 tons | CHAMPION HEATING AND COOLING | HRCU-A-CB (Split System: Heat Pump with Remote Outdoor Unit-Air-Source) | HMH72B341 | ASPEN |  | D(A,C,E)48A34+TDR | Z8ES100B12SMPS1 | 32200 | 18.5 | 8.1 | 33800 | 27800 | 82.25% | 2.66 | 0 | 9.4 |  |  |  |  | R-410A | 2.6833 | Residential & Commercial | USHP
216819240 | Central HP <5.4 tons | FRIEDRICH | HRCU-A-CB (Split System: Heat Pump with Remote Outdoor Unit-Air-Source) | RD18AY24AJVC |  |  | RCFY2421MTANM | FR951V0603A17UH | 20800 | 17 | 8.1 | 20800 | 17100 | 82.21% | 1.9 | 0 | 10 |  |  |  |  | R-454B | 1.7333 | Residential & Commercial | USHP | Ducted CEE Tier 1
215668756 | Central HP <5.4 tons | HEIL | HRCU-A-CB (Split System: Heat Pump with Remote Outdoor Unit-Air-Source) | H5H0V36*K*AAA* |  |  | EA*5X37M21A*+WALLCON | *97CMN1002122B* | 34600 | 18 | 9 | 35200 | 25000 | 71.02% | 1.9 | 0 | 10 |  |  |  |  | R-454B | 2.8833 | Residential & Commercial | USHP | Ducted CEE Tier 1
216494141 | Central HP <5.4 tons | BRYANT HEATING AND COOLING SYSTEMS | HRCU-A-CB (Split System: Heat Pump with Remote Outdoor Unit-Air-Source) | 293VAN036**AA* | ADP |  | CE(P,V)3621G34*+TXV | 88*TB48070C17*** | 32600 | 19 | 9.5 | 33600 | 26600 | 79.17% | 2 | 0 | 11 |  |  |  |  | R-454B | 2.7167 | Residential & Commercial | USHP | Ducted CEE Tier 1
213320443 | Central HP <5.4 tons | CHAMPION HEATING AND COOLING | HRCU-A-CB (Split System: Heat Pump with Remote Outdoor Unit-Air-Source) | HMH72B341 | ASPEN |  | D(A,C,E)36D34+TDR | TM8E080B12MP11 | 32800 | 18 | 8.5 | 34000 | 28000 | 82.35% | 2.61 | 0 | 9.5 |  |  |  |  | R-410A | 2.7333 | Residential & Commercial | USHP
213320454 | Central HP <5.4 tons | CHAMPION HEATING AND COOLING | HRCU-A-CB (Split System: Heat Pump with Remote Outdoor Unit-Air-Source) | HMH72B341 | ASPEN |  | D(A,C,E)36A34+TDR | TM8E120C16MP11 | 33200 | 18 | 8.1 | 33600 | 28600 | 85.12% | 2.66 | 0 | 10 |  |  |  |  | R-410A | 2.7667 | Residential & Commercial | USHP | Ducted CEE Tier 1
213320493 | Central HP <5.4 tons | CHAMPION HEATING AND COOLING | HRCU-A-CB (Split System: Heat Pump with Remote Outdoor Unit-Air-Source) | HMH72B341 | ASPEN |  | D(A,C,E)36A34+TDR | Z8ES080C16SMPS1 | 31600 | 17.9 | 8.5 | 33200 | 27400 | 82.53% | 2.7 | 0 | 9.8 |  |  |  |  | R-410A | 2.6333 | Residential & Commercial | USHP
216891336 | Central HP <5.4 tons | FRIEDRICH | HRCU-A-CB (Split System: Heat Pump with Remote Outdoor Unit-Air-Source) | RD18AY36AJVC |  |  | RCFY3621MTANM | FR962V1005A21M4 | 32400 | 18 | 10 | 32400 | 28000 | 86.42% | 2.1 | 0 | 12 |  |  |  |  | R-454B | 2.7 | Residential & Commercial | USHP | Ducted CEE Tier 1
216891503 | Central HP <5.4 tons | FRIEDRICH | HRCU-A-CB (Split System: Heat Pump with Remote Outdoor Unit-Air-Source) | RD18AY36AJVC |  |  | RCFY3617STANM | FR801V0754A17UH | 31600 | 19 | 8.5 | 31600 | 27600 | 87.34% | 2 | 0 | 12 |  |  |  |  | R-454B | 2.6333 | Residential & Commercial | USHP | Ducted CEE Tier 1
214629304 | Central HP <5.4 tons | CARRIER | HRCU-A-CB (Split System: Heat Pump with Remote Outdoor Unit-Air-Source) | 38MURAQ36AB3* | ADP |  | C36A***L129 | 59SU5B060M17**16 | 34200 | 16 | 8.1 | 36800 | 34600 | 94.02% | 1.86 | 0 | 9 |  |  |  |  | R-410A | 2.85 | Residential & Commercial | USHP
215565300 | Central HP <5.4 tons | COLEMAN | HRCU-A-CB (Split System: Heat Pump with Remote Outdoor Unit-Air-Source) | HH824E2S11 | ASPEN |  | D(A,C,E)37E2J+TDR | TM8E100B12MP11 | 22400 | 17 | 9 | 23000 | 18000 | 78.26% | 2 | 0 | 12 |  |  |  |  | R-454B | 1.8667 | Residential & Commercial | USHP | Ducted CEE Tier 1
212362774 | Central HP <5.4 tons | GOETTL | HRCU-A-CB (Split System: Heat Pump with Remote Outdoor Unit-Air-Source) | GSZV903610A* |  |  | CA*F3743*6D*+TXV | G*VC960403BNB* | 33600 | 18.5 | 8.2 | 34000 | 24400 | 71.76% | 1.8 | 0 | 11.5 |  |  |  |  | R-410A | 2.8 | Residential & Commercial | USHP | Ducted CEE Tier 1
212362825 | Central HP <5.4 tons | GOETTL | HRCU-A-CB (Split System: Heat Pump with Remote Outdoor Unit-Air-Source) | GSZV903610A* |  |  | CSCF3642N6D*+MBVC1201**-1A*+TXV | 0 | 33800 | 18.5 | 8.2 | 34000 | 24400 | 71.76% | 1.8 | 0 | 11.5 |  |  |  |  | R-410A | 2.8167 | Residential & Commercial | USHP | Ducted CEE Tier 1
212623205 | Central HP <5.4 tons | COLEMAN | HRCU-A-CB (Split System: Heat Pump with Remote Outdoor Unit-Air-Source) | HMH72B341 | ASPEN |  | D(A,C,E)36A44+TDR | TMLE100B12MP11 | 32200 | 18 | 8.1 | 33800 | 27400 | 81.07% | 2.44 | 0 | 9.9 |  |  |  |  | R-410A | 2.6833 | Residential & Commercial | USHP
212623206 | Central HP <5.4 tons | COLEMAN | HRCU-A-CB (Split System: Heat Pump with Remote Outdoor Unit-Air-Source) | HMH72B341 | ASPEN |  | D(A,C,E)36B34+TDR | TMLE100B12MP11 | 32200 | 18 | 8.1 | 33800 | 27400 | 81.07% | 2.44 | 0 | 9.9 |  |  |  |  | R-410A | 2.6833 | Residential & Commercial | USHP
212362791 | Central HP <5.4 tons | GOETTL | HRCU-A-CB (Split System: Heat Pump with Remote Outdoor Unit-Air-Source) | GSZV903610A* |  |  | CHPF3642C6C*+TXV | G*VC800804C*A* | 33400 | 18 | 8.2 | 34000 | 24400 | 71.76% | 1.8 | 0 | 11 |  |  |  |  | R-410A | 2.7833 | Residential & Commercial | USHP | Ducted CEE Tier 1
212362792 | Central HP <5.4 tons | GOETTL | HRCU-A-CB (Split System: Heat Pump with Remote Outdoor Unit-Air-Source) | GSZV903610A* |  |  | CHPF3642C6C*+TXV | G*VS800805CUA* | 33400 | 18 | 8.2 | 34000 | 24400 | 71.76% | 1.8 | 0 | 11 |  |  |  |  | R-410A | 2.7833 | Residential & Commercial | USHP | Ducted CEE Tier 1
206771534 | Central HP <5.4 tons | AIRQUEST | HRCU-A-CB (Split System: Heat Pump with Remote Outdoor Unit-Air-Source) | HVH837GKA2* |  |  | EA*4X42L24A*+WALLCON | *80CTL1352422A* | 31800 | 17.5 | 8.1 | 33000 | 24400 | 73.94% | 1.9 | 12 | 11.5 |  |  |  |  | R-410A | 2.65 | Residential & Commercial | USHP | Ducted CEE Tier 1
212362817 | Central HP <5.4 tons | GOETTL | HRCU-A-CB (Split System: Heat Pump with Remote Outdoor Unit-Air-Source) | GSZV903610A* |  |  | CHPF3743C6B*+TXV | G*VC960803BNB* | 33400 | 18 | 8.2 | 34000 | 24400 | 71.76% | 1.8 | 0 | 11 |  |  |  |  | R-410A | 2.7833 | Residential & Commercial | USHP | Ducted CEE Tier 1
206133387 | Central HP <5.4 tons | AIRQUEST | HRCU-A-CB (Split System: Heat Pump with Remote Outdoor Unit-Air-Source) | HVH825GKA2* |  |  | EA*4X36L21A*+WALLCON | *80CSU0601716A* | 23600 | 16.5 | 8.1 | 21400 | 16600 | 77.57% | 1.94 | 11.5 | 10.5 |  |  |  |  | R-410A | 1.9667 | Residential & Commercial | USHP | Ducted CEE Tier 1
206133437 | Central HP <5.4 tons | AIRQUEST | HRCU-A-CB (Split System: Heat Pump with Remote Outdoor Unit-Air-Source) | HVH825GKA2* |  |  | EA*4X37L21A*+WALLCON | *80CSU0401712A* | 24400 | 17 | 8.5 | 21200 | 16600 | 78.3% | 2.04 | 11.5 | 11 |  |  |  |  | R-410A | 2.0333 | Residential & Commercial | USHP | Ducted CEE Tier 1
206772723 | Central HP <5.4 tons | AIRQUEST | HRCU-A-CB (Split System: Heat Pump with Remote Outdoor Unit-Air-Source) | HVH837GKA2* |  |  | EHD4X42AAL+WALLCON | *80CTL1352422A* | 32600 | 17 | 8.1 | 33000 | 24800 | 75.15% | 1.96 | 11 | 11 |  |  |  |  | R-410A | 2.7167 | Residential & Commercial | USHP | Ducted CEE Tier 1
206772921 | Central HP <5.4 tons | AIRQUEST | HRCU-A-CB (Split System: Heat Pump with Remote Outdoor Unit-Air-Source) | HVH837GKA2* |  |  | EHD4X48AAL+WALLCON | *96CTN1202422A* | 32600 | 17 | 8.1 | 33000 | 24800 | 75.15% | 1.98 | 11 | 11 |  |  |  |  | R-410A | 2.7167 | Residential & Commercial | USHP | Ducted CEE Tier 1
212623220 | Central HP <5.4 tons | COLEMAN | HRCU-A-CB (Split System: Heat Pump with Remote Outdoor Unit-Air-Source) | HMH72B341 | ASPEN |  | D(A,C,E)48D24+TDR | TMLE100B12MP11 | 31200 | 17.8 | 8.1 | 33800 | 27400 | 81.07% | 2.44 | 0 | 9.7 |  |  |  |  | R-410A | 2.6 | Residential & Commercial | USHP
212623221 | Central HP <5.4 tons | COLEMAN | HRCU-A-CB (Split System: Heat Pump with Remote Outdoor Unit-Air-Source) | HMH72B341 | ASPEN |  | D(A,C,E)48D34+TDR | TMLE100B12MP11 | 33600 | 18 | 8.1 | 33800 | 27400 | 81.07% | 2.44 | 0 | 10 |  |  |  |  | R-410A | 2.8 | Residential & Commercial | USHP | Ducted CEE Tier 1
212623304 | Central HP <5.4 tons | COLEMAN | HRCU-A-CB (Split System: Heat Pump with Remote Outdoor Unit-Air-Source) | HMH72B341 | ASPEN |  | C(A,C,D,E)48C24+TDR | CP9C080C16MP13 | 30800 | 17.2 | 8.1 | 33800 | 27400 | 81.07% | 2.45 | 0 | 9 |  |  |  |  | R-410A | 2.5667 | Residential & Commercial | USHP
211261777 | Central HP <5.4 tons | BRYANT HEATING AND COOLING SYSTEMS | HRCU-A-CB (Split System: Heat Pump with Remote Outdoor Unit-Air-Source) | 38MURAQ18AB3* |  |  | CAP**3017AL* | 82*TA36070V14*** | 17900 | 16.5 | 8.5 | 18300 | 18500 | 101.1% | 2.22 | 0 | 10.5 |  |  |  |  | R-410A | 1.4917 | Residential & Commercial | USHP | Ducted CEE Tier 1
213320444 | Central HP <5.4 tons | CHAMPION HEATING AND COOLING | HRCU-A-CB (Split System: Heat Pump with Remote Outdoor Unit-Air-Source) | HMH72B341 | ASPEN |  | D(A,C,E)48A34+TDR | TM8E080B12MP11 | 32200 | 18 | 8.4 | 34000 | 28000 | 82.35% | 2.59 | 0 | 9.4 |  |  |  |  | R-410A | 2.6833 | Residential & Commercial | USHP
213320446 | Central HP <5.4 tons | CHAMPION HEATING AND COOLING | HRCU-A-CB (Split System: Heat Pump with Remote Outdoor Unit-Air-Source) | HMH72B341 | ASPEN |  | D(A,C,E)36D34+TDR | TM8E080C16MP11 | 33000 | 18 | 8.4 | 34000 | 28400 | 83.53% | 2.74 | 0 | 10 |  |  |  |  | R-410A | 2.75 | Residential & Commercial | USHP | Ducted CEE Tier 1
213320487 | Central HP <5.4 tons | CHAMPION HEATING AND COOLING | HRCU-A-CB (Split System: Heat Pump with Remote Outdoor Unit-Air-Source) | HMH72B341 | ASPEN |  | D(A,C,E)36A34+TDR | Z8ES080B12SMPS1 | 33000 | 18 | 8.1 | 32600 | 29400 | 90.18% | 2.68 | 0 | 9.5 |  |  |  |  | R-410A | 2.75 | Residential & Commercial | USHP
214568834 | Central HP <5.4 tons | CARRIER | HRCU-A-CB (Split System: Heat Pump with Remote Outdoor Unit-Air-Source) | 25VNA825A*031* | ADP |  | H,PE7J936 | 59TN6B060C17**14 | 23400 | 16 | 8.1 | 20000 | 16300 | 81.5% | 1.92 | 0 | 10.5 |  |  |  |  | R-410A | 1.95 | Residential & Commercial | USHP | Ducted CEE Tier 1
214608690 | Central HP <5.4 tons | COLEMAN | HRCU-A-CB (Split System: Heat Pump with Remote Outdoor Unit-Air-Source) | HMH72B341 | ASPEN |  | CM36B34+TDR | CP9C080C16MP13 | 32200 | 17.5 | 8.1 | 33800 | 23800 | 70.41% | 2.08 | 0 | 9.9 |  |  |  |  | R-410A | 2.6833 | Residential & Commercial | USHP
213320455 | Central HP <5.4 tons | CHAMPION HEATING AND COOLING | HRCU-A-CB (Split System: Heat Pump with Remote Outdoor Unit-Air-Source) | HMH72B341 | ASPEN |  | D(A,C,E)36D34+TDR | TM8E120C16MP11 | 33200 | 18 | 8.4 | 34000 | 28800 | 84.71% | 2.77 | 0 | 10 |  |  |  |  | R-410A | 2.7667 | Residential & Commercial | USHP | Ducted CEE Tier 1
215425704 | Central HP <5.4 tons | YORK | HRCU-A-CB (Split System: Heat Pump with Remote Outdoor Unit-Air-Source) | HH824E2S11 | ADP |  | H,YE32*30+TXV | TM9E040A10MP12 | 22200 | 16 | 8.65 | 21200 | 17700 | 83.49% | 1.94 | 0 | 10.5 |  |  |  |  | R-454B | 1.85 | Residential & Commercial | USHP | Ducted CEE Tier 1
215425729 | Central HP <5.4 tons | YORK | HRCU-A-CB (Split System: Heat Pump with Remote Outdoor Unit-Air-Source) | HH824E2S11 | ADP |  | H,YE24*36+TXV | TM9V040A10MP12 | 22000 | 16 | 8.55 | 21200 | 17100 | 80.66% | 1.92 | 0 | 10.5 |  |  |  |  | R-454B | 1.8333 | Residential & Commercial | USHP | Ducted CEE Tier 1
215425731 | Central HP <5.4 tons | YORK | HRCU-A-CB (Split System: Heat Pump with Remote Outdoor Unit-Air-Source) | HH824E2S11 | ADP |  | H,YE32*24+TXV | TM9V040A10MP12 | 22200 | 16 | 8.65 | 21200 | 17100 | 80.66% | 1.94 | 0 | 10.5 |  |  |  |  | R-454B | 1.85 | Residential & Commercial | USHP | Ducted CEE Tier 1
215675815 | Central HP <5.4 tons | HEIL | HRCU-A-CB (Split System: Heat Pump with Remote Outdoor Unit-Air-Source) | H5H0V48*K*AAA* |  |  | EVM5X60M21A*+WALLCON | *97CMN1002122B* | 48000 | 19 | 9 | 50000 | 36800 | 73.6% | 2 | 0 | 10 |  |  |  |  | R-454B | 4 | Residential & Commercial | USHP | Ducted CEE Tier 1
213320530 | Central HP <5.4 tons | CHAMPION HEATING AND COOLING | HRCU-A-CB (Split System: Heat Pump with Remote Outdoor Unit-Air-Source) | HMH72B341 | ASPEN |  | D(A,C,E)36D34+TDR | Z8ES120C20SMPS1 | 32800 | 17.5 | 8.5 | 34000 | 28000 | 82.35% | 2.66 | 0 | 9.5 |  |  |  |  | R-410A | 2.7333 | Residential & Commercial | USHP
215669681 | Central HP <5.4 tons | TEMPSTAR | HRCU-A-CB (Split System: Heat Pump with Remote Outdoor Unit-Air-Source) | T5H0V36*K*AAA* |  |  | EA*5X61M24A*+WALLCON | *95CSU1002122B* | 35000 | 18.5 | 9 | 34400 | 24600 | 71.51% | 1.92 | 0 | 10 |  |  |  |  | R-454B | 2.9167 | Residential & Commercial | USHP | Ducted CEE Tier 1
213320520 | Central HP <5.4 tons | CHAMPION HEATING AND COOLING | HRCU-A-CB (Split System: Heat Pump with Remote Outdoor Unit-Air-Source) | HMH72B341 | ASPEN |  | D(A,C,E)36A34+TDR | Z8ES120C16LMPS1 | 33600 | 18 | 8.1 | 32600 | 30200 | 92.64% | 2.73 | 0 | 9.5 |  |  |  |  | R-410A | 2.8 | Residential & Commercial | USHP
214807372 | Central HP <5.4 tons | YORK | HRCU-A-CB (Split System: Heat Pump with Remote Outdoor Unit-Air-Source) | HH836E2S11 |  |  | CTU36B5XDS1+TXV | Y82E080B12LMPS1 | 33200 | 19 | 9 | 30400 | 24800 | 81.58% | 2 | 0 | 11.7 |  |  |  |  | R-454B | 2.7667 | Residential & Commercial | USHP | Ducted CEE Tier 1
213320501 | Central HP <5.4 tons | CHAMPION HEATING AND COOLING | HRCU-A-CB (Split System: Heat Pump with Remote Outdoor Unit-Air-Source) | HMH72B341 | ASPEN |  | D(A,C,E)48A34+TDR | Z8ES080C20SMPS1 | 32200 | 18 | 8.5 | 33200 | 28200 | 84.94% | 2.71 | 0 | 9.9 |  |  |  |  | R-410A | 2.6833 | Residential & Commercial | USHP
216057048 | Central HP <5.4 tons | COLEMAN | HRCU-A-C (Split System: Heat Pump with Remote Outdoor Unit with No Indoor Fan --Air Source) | HH824E2S11 | ASPEN |  | D(A,C,E)24B4K+TDR | 0 | 22600 | 15.2 | 8.5 | 22800 | 21200 | 92.98% | 2.72 | 0 | 11 |  |  |  |  | R-454B | 1.8833 | Residential & Commercial | USHP | Ducted CEE Tier 1
215425738 | Central HP <5.4 tons | YORK | HRCU-A-CB (Split System: Heat Pump with Remote Outdoor Unit-Air-Source) | HH824E2S11 | ADP |  | H,YE32*24+TXV | TM9V060B12MP12 | 22200 | 17 | 8.65 | 21200 | 17200 | 81.13% | 1.94 | 0 | 11 |  |  |  |  | R-454B | 1.85 | Residential & Commercial | USHP | Ducted CEE Tier 1
215425747 | Central HP <5.4 tons | YORK | HRCU-A-CB (Split System: Heat Pump with Remote Outdoor Unit-Air-Source) | HH824E2S11 | ADP |  | H,YE33*30+TXV | TM9V080B12MP12 | 23000 | 17 | 9 | 21400 | 17900 | 83.64% | 2 | 0 | 12 |  |  |  |  | R-454B | 1.9167 | Residential & Commercial | USHP | Ducted CEE Tier 1
215425758 | Central HP <5.4 tons | YORK | HRCU-A-CB (Split System: Heat Pump with Remote Outdoor Unit-Air-Source) | HH824E2S11 | ADP |  | H,YE32*30+TXV-BLEED | TM9Y060B12MP11 | 22200 | 17 | 8.65 | 21200 | 17300 | 81.6% | 1.94 | 0 | 11 |  |  |  |  | R-454B | 1.85 | Residential & Commercial | USHP | Ducted CEE Tier 1
215425790 | Central HP <5.4 tons | YORK | HRCU-A-CB (Split System: Heat Pump with Remote Outdoor Unit-Air-Source) | HH824E2S11 | ADP |  | H,YE24*36+TXV | Y82E060A12LMPS1 | 21800 | 18 | 8.55 | 21200 | 17300 | 81.6% | 1.92 | 0 | 11 |  |  |  |  | R-454B | 1.8167 | Residential & Commercial | USHP | Ducted CEE Tier 1
215425797 | Central HP <5.4 tons | YORK | HRCU-A-CB (Split System: Heat Pump with Remote Outdoor Unit-Air-Source) | HH824E2S11 | ADP |  | H,YE24*36+TXV | Y82E080B12LMPS1 | 21800 | 18 | 9 | 21200 | 17500 | 82.55% | 1.92 | 0 | 11 |  |  |  |  | R-454B | 1.8167 | Residential & Commercial | USHP | Ducted CEE Tier 1
215425799 | Central HP <5.4 tons | YORK | HRCU-A-CB (Split System: Heat Pump with Remote Outdoor Unit-Air-Source) | HH824E2S11 | ADP |  | H,YE32*24+TXV | Y82E080B12LMPS1 | 22200 | 18 | 9.1 | 21200 | 17500 | 82.55% | 1.94 | 0 | 11 |  |  |  |  | R-454B | 1.85 | Residential & Commercial | USHP | Ducted CEE Tier 1
213320488 | Central HP <5.4 tons | CHAMPION HEATING AND COOLING | HRCU-A-CB (Split System: Heat Pump with Remote Outdoor Unit-Air-Source) | HMH72B341 | ASPEN |  | D(A,C,E)36D34+TDR | Z8ES080B12SMPS1 | 33000 | 18 | 8.4 | 33000 | 29600 | 89.7% | 2.76 | 0 | 9.5 |  |  |  |  | R-410A | 2.75 | Residential & Commercial | USHP
213320527 | Central HP <5.4 tons | CHAMPION HEATING AND COOLING | HRCU-A-CB (Split System: Heat Pump with Remote Outdoor Unit-Air-Source) | HMH72B341 | ASPEN |  | D(A,C,E)36D34+TDR | Z8ES120C20LMPS1 | 32800 | 17.5 | 8.5 | 34000 | 28000 | 82.35% | 2.66 | 0 | 9.5 |  |  |  |  | R-410A | 2.7333 | Residential & Commercial | USHP
216624575 | Central HP <5.4 tons | LENNOX | HRCU-A-CB (Split System: Heat Pump with Remote Outdoor Unit-Air-Source) | EL18KSLV-024-230** | ADP |  | L*18/36V*+TXV+LEFE3A* | 0 | 23600 | 15.2 | 8.5 | 22400 | 19600 | 87.5% | 1.75 | 0 | 11.7 |  |  |  |  | R-454B | 1.9667 | Residential & Commercial | USHP | Ducted CEE Tier 1
212623407 | Central HP <5.4 tons | COLEMAN | HRCU-A-CB (Split System: Heat Pump with Remote Outdoor Unit-Air-Source) | HMH72B341 | ASPEN |  | D(A,C,E)36C34+TDR | TM8Y120C20MP11 | 33600 | 18 | 8.3 | 33800 | 30200 | 89.35% | 2.82 | 0 | 9.5 |  |  |  |  | R-410A | 2.8 | Residential & Commercial | USHP
212623487 | Central HP <5.4 tons | COLEMAN | HRCU-A-CB (Split System: Heat Pump with Remote Outdoor Unit-Air-Source) | HMH72B341 | ASPEN |  | D(A,C,E)48C24+TDR | TM8Y100C20MP11 | 32600 | 18 | 8.4 | 33800 | 30000 | 88.76% | 2.83 | 0 | 9 |  |  |  |  | R-410A | 2.7167 | Residential & Commercial | USHP
212623490 | Central HP <5.4 tons | COLEMAN | HRCU-A-CB (Split System: Heat Pump with Remote Outdoor Unit-Air-Source) | HMH72B341 | ASPEN |  | D(A,C,E)42D24+TDR | TM8Y120C20MP11 | 32600 | 18 | 8.4 | 33800 | 30000 | 88.76% | 2.83 | 0 | 9 |  |  |  |  | R-410A | 2.7167 | Residential & Commercial | USHP
212623507 | Central HP <5.4 tons | COLEMAN | HRCU-A-CB (Split System: Heat Pump with Remote Outdoor Unit-Air-Source) | HMH72B341 | ASPEN |  | C(A,C,D,E)36C24+TDR | TM8Y120C20MP11 | 31800 | 18 | 8.5 | 33800 | 30000 | 88.76% | 2.85 | 0 | 9.4 |  |  |  |  | R-410A | 2.65 | Residential & Commercial | USHP
212623523 | Central HP <5.4 tons | COLEMAN | HRCU-A-CB (Split System: Heat Pump with Remote Outdoor Unit-Air-Source) | HMH72B341 | ASPEN |  | C(A,C,D,E)42A34+TDR | TM9V100C20MP12 | 31800 | 17.5 | 8.4 | 33800 | 28200 | 83.43% | 2.67 | 0 | 9.4 |  |  |  |  | R-410A | 2.65 | Residential & Commercial | USHP
212623537 | Central HP <5.4 tons | COLEMAN | HRCU-A-CB (Split System: Heat Pump with Remote Outdoor Unit-Air-Source) | HMH72B341 | ASPEN |  | D(A,C,E)36A34+TDR | TM9V100C20MP12 | 31600 | 17.5 | 8.5 | 33800 | 28200 | 83.43% | 2.7 | 0 | 9.3 |  |  |  |  | R-410A | 2.6333 | Residential & Commercial | USHP
212623555 | Central HP <5.4 tons | COLEMAN | HRCU-A-CB (Split System: Heat Pump with Remote Outdoor Unit-Air-Source) | HMH72B341 | ASPEN |  | C(A,C,D,E)36D24+TDR | TM9E040A10MP12 | 31200 | 17 | 8.1 | 33400 | 28400 | 85.03% | 2.42 | 0 | 9.5 |  |  |  |  | R-410A | 2.6 | Residential & Commercial | USHP
212623605 | Central HP <5.4 tons | COLEMAN | HRCU-A-CB (Split System: Heat Pump with Remote Outdoor Unit-Air-Source) | HMH72B341 | ASPEN |  | D(A,C,E)42D34+TDR | TM9Y060B12MP11 | 32600 | 17.5 | 8.1 | 34000 | 29400 | 86.47% | 2.43 | 0 | 9.5 |  |  |  |  | R-410A | 2.7167 | Residential & Commercial | USHP
206133377 | Central HP <5.4 tons | AIRQUEST | HRCU-A-CB (Split System: Heat Pump with Remote Outdoor Unit-Air-Source) | HVH825GKA2* |  |  | EA*4X36L21A*+WALLCON | *80CSU0401712A* | 23600 | 17 | 8.1 | 21400 | 16600 | 77.57% | 1.94 | 11.5 | 11 |  |  |  |  | R-410A | 1.9667 | Residential & Commercial | USHP | Ducted CEE Tier 1
206133779 | Central HP <5.4 tons | AIRQUEST | HRCU-A-CB (Split System: Heat Pump with Remote Outdoor Unit-Air-Source) | HVH825GKA2* |  |  | EA*4X36L21A*+WALLCON | *95CSU0802120A* | 23600 | 16.5 | 8.1 | 21400 | 16600 | 77.57% | 1.94 | 11 | 11 |  |  |  |  | R-410A | 1.9667 | Residential & Commercial | USHP | Ducted CEE Tier 1
212628125 | Central HP <5.4 tons | COLEMAN | HRCU-A-CB (Split System: Heat Pump with Remote Outdoor Unit-Air-Source) | HMH72B341 | ASPEN |  | D(A,C,E)36D36+TDR | TP9C100C20MP13 | 32800 | 17.5 | 8.1 | 34000 | 28400 | 83.53% | 2.46 | 0 | 9.5 |  |  |  |  | R-410A | 2.7333 | Residential & Commercial | USHP
213320473 | Central HP <5.4 tons | CHAMPION HEATING AND COOLING | HRCU-A-CB (Split System: Heat Pump with Remote Outdoor Unit-Air-Source) | HMH72B341 | ASPEN |  | D(A,C,E)36D34+TDR | TM9E100C16MP12 | 33000 | 18 | 8.1 | 33600 | 27200 | 80.95% | 2.65 | 0 | 10 |  |  |  |  | R-410A | 2.75 | Residential & Commercial | USHP | Ducted CEE Tier 1
213320524 | Central HP <5.4 tons | CHAMPION HEATING AND COOLING | HRCU-A-CB (Split System: Heat Pump with Remote Outdoor Unit-Air-Source) | HMH72B341 | ASPEN |  | D(A,C,E)36D34+TDR | Z8ES120C16SMPS1 | 33600 | 18 | 8.4 | 33000 | 30400 | 92.12% | 2.84 | 0 | 9.5 |  |  |  |  | R-410A | 2.8 | Residential & Commercial | USHP
212626390 | Central HP <5.4 tons | COLEMAN | HRCU-A-CB (Split System: Heat Pump with Remote Outdoor Unit-Air-Source) | HMH72B341 | ASPEN |  | D(A,C,E)36D26+TDR | TM9E100C16MP12 | 30400 | 17.5 | 8.5 | 33600 | 27200 | 80.95% | 2.66 | 0 | 9 |  |  |  |  | R-410A | 2.5333 | Residential & Commercial | USHP
213320483 | Central HP <5.4 tons | CHAMPION HEATING AND COOLING | HRCU-A-CB (Split System: Heat Pump with Remote Outdoor Unit-Air-Source) | HMH72B341 | ASPEN |  | D(A,C,E)48A34+TDR | Z8ES040A12SMPS1 | 33200 | 18 | 8.1 | 32600 | 29800 | 91.41% | 2.68 | 0 | 10 |  |  |  |  | R-410A | 2.7667 | Residential & Commercial | USHP | Ducted CEE Tier 1
216819472 | Central HP <5.4 tons | FRIEDRICH | HRCU-A-CB (Split System: Heat Pump with Remote Outdoor Unit-Air-Source) | RD18AY48AJVC |  |  | RCFY4824MTANM | FR962V0855A21M4 | 42500 | 17 | 8.1 | 42500 | 33600 | 79.06% | 2 | 0 | 10 |  |  |  |  | R-454B | 3.5417 | Residential & Commercial | USHP | Ducted CEE Tier 1
216819672 | Central HP <5.4 tons | FRIEDRICH | HRCU-A-CB (Split System: Heat Pump with Remote Outdoor Unit-Air-Source) | RD18AY48AJVC |  |  | RCFY4824STANM | FR98MV1155A24UP | 41000 | 17 | 8.1 | 41000 | 37800 | 92.2% | 2.1 | 0 | 10 |  |  |  |  | R-454B | 3.4167 | Residential & Commercial | USHP | Ducted CEE Tier 1
206771021 | Central HP <5.4 tons | AIRQUEST | HRCU-A-CB (Split System: Heat Pump with Remote Outdoor Unit-Air-Source) | HVH837GKA2* |  |  | EA*4X36L17A*+WALLCON | *80CTL0701412A* | 31400 | 17.5 | 8.1 | 33400 | 24400 | 73.05% | 1.84 | 11.5 | 11 |  |  |  |  | R-410A | 2.6167 | Residential & Commercial | USHP | Ducted CEE Tier 1
206771255 | Central HP <5.4 tons | AIRQUEST | HRCU-A-CB (Split System: Heat Pump with Remote Outdoor Unit-Air-Source) | HVH837GKA2* |  |  | EA*4X37L21A*+WALLCON | *80CTL0701716A* | 32800 | 17.5 | 8.5 | 33000 | 25200 | 76.36% | 1.98 | 11 | 11.5 |  |  |  |  | R-410A | 2.7333 | Residential & Commercial | USHP | Ducted CEE Tier 1
214052502 | Central HP <5.4 tons | LENNOX | HRCU-A-CB (Split System: Heat Pump with Remote Outdoor Unit-Air-Source) | EL22XPV-024-230A** | ADP |  | HG80936 | ML296UH045XV36B* | 23600 | 20 | 8.5 | 21600 | 15200 | 70.37% | 1.88 | 0 | 13 |  |  |  |  | R-410A | 1.9667 | Residential & Commercial | USHP | Ducted CEE Tier 1
213613593 | Central HP <5.4 tons | BRYANT HEATING AND COOLING SYSTEMS | HRCU-A-CB (Split System: Heat Pump with Remote Outdoor Unit-Air-Source) | 38MURAQ24AA3* | ASPEN |  | L(E,G)M36L4 | 0 | 24000 | 15.5 | 9 | 25400 | 22600 | 88.98% | 2.89 | 0 | 9 |  |  |  |  | R-410A | 2 | Residential & Commercial | USHP
213320526 | Central HP <5.4 tons | CHAMPION HEATING AND COOLING | HRCU-A-CB (Split System: Heat Pump with Remote Outdoor Unit-Air-Source) | HMH72B341 | ASPEN |  | D(A,C,E)36A34+TDR | Z8ES120C20LMPS1 | 31600 | 17.5 | 8.5 | 33800 | 27800 | 82.25% | 2.66 | 0 | 9.3 |  |  |  |  | R-410A | 2.6333 | Residential & Commercial | USHP
206771525 | Central HP <5.4 tons | AIRQUEST | HRCU-A-CB (Split System: Heat Pump with Remote Outdoor Unit-Air-Source) | HVH837GKA2* |  |  | EA*4X42L24A*+WALLCON | *80CTL0902120A* | 31800 | 17.5 | 8.1 | 33200 | 24400 | 73.49% | 1.9 | 11 | 11.5 |  |  |  |  | R-410A | 2.65 | Residential & Commercial | USHP | Ducted CEE Tier 1
215683901 | Central HP <5.4 tons | CARRIER | HRCU-A-CB (Split System: Heat Pump with Remote Outdoor Unit-Air-Source) | 27VNA036A*030* |  |  | CAA**3721AM*+UI | 58TN*B070C21**20 | 34400 | 18 | 9 | 35400 | 25200 | 71.19% | 1.88 | 0 | 10 |  |  |  |  | R-454B | 2.8667 | Residential & Commercial | USHP | Ducted CEE Tier 1
215683919 | Central HP <5.4 tons | CARRIER | HRCU-A-CB (Split System: Heat Pump with Remote Outdoor Unit-Air-Source) | 27VNA036A*030* |  |  | CAA**3721AM*+UI | 59MN7C080C17**14 | 34200 | 17.5 | 9 | 35400 | 25400 | 71.75% | 1.88 | 0 | 9.5 |  |  |  |  | R-454B | 2.85 | Residential & Commercial | USHP
215683951 | Central HP <5.4 tons | CARRIER | HRCU-A-CB (Split System: Heat Pump with Remote Outdoor Unit-Air-Source) | 27VNA036A*030* |  |  | CAA**4221AM*+UI | 59CU5B080C21**20 | 33200 | 17.5 | 8.5 | 35800 | 25600 | 71.51% | 1.86 | 0 | 9.5 |  |  |  |  | R-454B | 2.7667 | Residential & Commercial | USHP
216055644 | Central HP <5.4 tons | CHAMPION HEATING AND COOLING | HRCU-A-CB (Split System: Heat Pump with Remote Outdoor Unit-Air-Source) | HH824E2S11 | ASPEN |  | C(A,C,D,E)24D2K+TDR | Z9ES080B12SMPS1 | 21000 | 17 | 8.5 | 22800 | 18100 | 79.39% | 2 | 0 | 11.7 |  |  |  |  | R-454B | 1.75 | Residential & Commercial | USHP | Ducted CEE Tier 1
216055645 | Central HP <5.4 tons | CHAMPION HEATING AND COOLING | HRCU-A-CB (Split System: Heat Pump with Remote Outdoor Unit-Air-Source) | HH824E2S11 | ASPEN |  | D(A,C,E)24B3K+TDR | Z9ES080B12SMPS1 | 22000 | 17 | 8.1 | 22600 | 18100 | 80.09% | 2 | 0 | 12 |  |  |  |  | R-454B | 1.8333 | Residential & Commercial | USHP | Ducted CEE Tier 1
212623639 | Central HP <5.4 tons | COLEMAN | HRCU-A-CB (Split System: Heat Pump with Remote Outdoor Unit-Air-Source) | HMH72B341 | ASPEN |  | D(A,C,E)42D34+TDR | CPLC080B12MP13 | 32400 | 17 | 8.1 | 33600 | 29400 | 87.5% | 2.42 | 0 | 9.5 |  |  |  |  | R-410A | 2.7 | Residential & Commercial | USHP
212623672 | Central HP <5.4 tons | COLEMAN | HRCU-A-CB (Split System: Heat Pump with Remote Outdoor Unit-Air-Source) | HMH72B341 | ASPEN |  | C(A,C,D,E)48C24+TDR | TL9E060B12UH11 | 30600 | 17.7 | 8.1 | 34000 | 27800 | 81.76% | 2.4 | 0 | 9 |  |  |  |  | R-410A | 2.55 | Residential & Commercial | USHP
212623688 | Central HP <5.4 tons | COLEMAN | HRCU-A-CB (Split System: Heat Pump with Remote Outdoor Unit-Air-Source) | HMH72B341 | ASPEN |  | D(A,C,E)42D34+TDR | TL9E060B12UH11 | 33000 | 18 | 8.1 | 34000 | 27800 | 81.76% | 2.4 | 0 | 9 |  |  |  |  | R-410A | 2.75 | Residential & Commercial | USHP
212623705 | Central HP <5.4 tons | COLEMAN | HRCU-A-CB (Split System: Heat Pump with Remote Outdoor Unit-Air-Source) | HMH72B341 | ASPEN |  | C(A,C,D,E)36A44+TDR | TM9E060B12MP12 | 32000 | 17.5 | 8.1 | 34000 | 28000 | 82.35% | 2.39 | 0 | 9.4 |  |  |  |  | R-410A | 2.6667 | Residential & Commercial | USHP
212623721 | Central HP <5.4 tons | COLEMAN | HRCU-A-CB (Split System: Heat Pump with Remote Outdoor Unit-Air-Source) | HMH72B341 | ASPEN |  | C(A,C,D,E)48B24+TDR | TM9E060B12MP12 | 30400 | 17 | 8.1 | 34000 | 28000 | 82.35% | 2.39 | 0 | 9.1 |  |  |  |  | R-410A | 2.5333 | Residential & Commercial | USHP
212623822 | Central HP <5.4 tons | COLEMAN | HRCU-A-CB (Split System: Heat Pump with Remote Outdoor Unit-Air-Source) | HMH72B341 | ASPEN |  | C(A,C,D,E)42D24+TDR | CP9C060B12MP13 | 30800 | 17.2 | 8.1 | 34000 | 27800 | 81.76% | 2.42 | 0 | 9 |  |  |  |  | R-410A | 2.5667 | Residential & Commercial | USHP
212623825 | Central HP <5.4 tons | COLEMAN | HRCU-A-CB (Split System: Heat Pump with Remote Outdoor Unit-Air-Source) | HMH72B341 | ASPEN |  | C(A,C,D,E)48D24+TDR | CP9C060B12MP13 | 31200 | 17.3 | 8.1 | 34000 | 27800 | 81.76% | 2.42 | 0 | 9.2 |  |  |  |  | R-410A | 2.6 | Residential & Commercial | USHP
212623840 | Central HP <5.4 tons | COLEMAN | HRCU-A-CB (Split System: Heat Pump with Remote Outdoor Unit-Air-Source) | HMH72B341 | ASPEN |  | D(A,C,E)48B34+TDR | CP9C060B12MP13 | 32800 | 17.5 | 8.1 | 34000 | 27800 | 81.76% | 2.42 | 0 | 9.5 |  |  |  |  | R-410A | 2.7333 | Residential & Commercial | USHP
212623857 | Central HP <5.4 tons | COLEMAN | HRCU-A-CB (Split System: Heat Pump with Remote Outdoor Unit-Air-Source) | HMH72B341 | ASPEN |  | C(A,C,D,E)48C24+TDR | TM9V060B12MP12 | 30800 | 17.2 | 8.1 | 34000 | 27800 | 81.76% | 2.42 | 0 | 9 |  |  |  |  | R-410A | 2.5667 | Residential & Commercial | USHP
212623873 | Central HP <5.4 tons | COLEMAN | HRCU-A-CB (Split System: Heat Pump with Remote Outdoor Unit-Air-Source) | HMH72B341 | ASPEN |  | D(A,C,E)48C34+TDR | TM9V060B12MP12 | 33200 | 17.5 | 8.1 | 34000 | 27800 | 81.76% | 2.42 | 0 | 9 |  |  |  |  | R-410A | 2.7667 | Residential & Commercial | USHP
215565316 | Central HP <5.4 tons | COLEMAN | HRCU-A-CB (Split System: Heat Pump with Remote Outdoor Unit-Air-Source) | HH824E2S11 | ASPEN |  | D(A,C,E)37E2J+TDR | Z8ES040A12SMPS1 | 20600 | 17.5 | 9.5 | 23000 | 18100 | 78.7% | 2 | 0 | 11.2 |  |  |  |  | R-454B | 1.7167 | Residential & Commercial | USHP | Ducted CEE Tier 1
215565317 | Central HP <5.4 tons | COLEMAN | HRCU-A-CB (Split System: Heat Pump with Remote Outdoor Unit-Air-Source) | HH824E2S11 | ASPEN |  | D(A,C,E)37E2J+TDR | Z8ES060A12SMPS1 | 20800 | 17.5 | 9 | 22600 | 17300 | 76.55% | 2 | 0 | 11.7 |  |  |  |  | R-454B | 1.7333 | Residential & Commercial | USHP | Ducted CEE Tier 1
215670406 | Central HP <5.4 tons | CARRIER | HRCU-A-CB (Split System: Heat Pump with Remote Outdoor Unit-Air-Source) | 27VNA036A*030* |  |  | CSAH*6012AM*+UI | 58TN*B070C14**12 | 34400 | 16.5 | 8.5 | 34800 | 25000 | 71.84% | 1.78 | 0 | 9.5 |  |  |  |  | R-454B | 2.8667 | Residential & Commercial | USHP
213320525 | Central HP <5.4 tons | CHAMPION HEATING AND COOLING | HRCU-A-CB (Split System: Heat Pump with Remote Outdoor Unit-Air-Source) | HMH72B341 | ASPEN |  | D(A,C,E)48A34+TDR | Z8ES120C16SMPS1 | 33600 | 18 | 8.1 | 32600 | 30200 | 92.64% | 2.73 | 0 | 9.5 |  |  |  |  | R-410A | 2.8 | Residential & Commercial | USHP
216054585 | Central HP <5.4 tons | COLEMAN | HRCU-A-CB (Split System: Heat Pump with Remote Outdoor Unit-Air-Source) | HH824E2S11 | ASPEN |  | C(A,C,D,E)24D2K+TDR | TM9V060B12MP12 | 21200 | 17 | 8.5 | 22800 | 18000 | 78.95% | 2 | 0 | 11.7 |  |  |  |  | R-454B | 1.7667 | Residential & Commercial | USHP | Ducted CEE Tier 1
216054599 | Central HP <5.4 tons | COLEMAN | HRCU-A-CB (Split System: Heat Pump with Remote Outdoor Unit-Air-Source) | HH824E2S11 | ASPEN |  | D(A,C,E)24B4K+TDR | TM9Y060B12MP11 | 22600 | 17 | 8.5 | 22800 | 18400 | 80.7% | 2 | 0 | 11.7 |  |  |  |  | R-454B | 1.8833 | Residential & Commercial | USHP | Ducted CEE Tier 1
214271747 | Central HP <5.4 tons | CARRIER | HRCU-A-CB (Split System: Heat Pump with Remote Outdoor Unit-Air-Source) | 25VNA448A*031* | ADP |  | PL60H210P299 | 58TN*B090C21**20 | 44000 | 21 | 9.5 | 44000 | 35800 | 81.36% | 2.38 | 0 | 11.7 |  |  |  |  | R-410A | 3.6667 | Residential & Commercial | USHP | Ducted CEE Tier 1
214271782 | Central HP <5.4 tons | CARRIER | HRCU-A-CB (Split System: Heat Pump with Remote Outdoor Unit-Air-Source) | 25VNA448A*031* | ADP |  | PL60H210P179 | 58TN*B110C21**20 | 45000 | 21 | 9.5 | 43500 | 35600 | 81.84% | 2.36 | 0 | 12 |  |  |  |  | R-410A | 3.75 | Residential & Commercial | USHP | Ducted CEE Tier 1
206771696 | Central HP <5.4 tons | AIRQUEST | HRCU-A-CB (Split System: Heat Pump with Remote Outdoor Unit-Air-Source) | HVH837GKA2* |  |  | EA*4X43L21A*+WALLCON | *97CMN1002122A* | 33000 | 17.5 | 8.5 | 33000 | 25200 | 76.36% | 2 | 12 | 11.7 |  |  |  |  | R-410A | 2.75 | Residential & Commercial | USHP | Ducted CEE Tier 1
206771714 | Central HP <5.4 tons | AIRQUEST | HRCU-A-CB (Split System: Heat Pump with Remote Outdoor Unit-Air-Source) | HVH837GKA2* |  |  | EA*4X43L21A*+WALLCON | *96CTN1002122A* | 33000 | 17.5 | 8.5 | 33000 | 25200 | 76.36% | 2 | 12 | 11.7 |  |  |  |  | R-410A | 2.75 | Residential & Commercial | USHP | Ducted CEE Tier 1
206771723 | Central HP <5.4 tons | AIRQUEST | HRCU-A-CB (Split System: Heat Pump with Remote Outdoor Unit-Air-Source) | HVH837GKA2* |  |  | EA*4X43L21A*+WALLCON | *80CTL0901716A* | 33000 | 18 | 8.5 | 32800 | 25000 | 76.22% | 2 | 12 | 11.7 |  |  |  |  | R-410A | 2.75 | Residential & Commercial | USHP | Ducted CEE Tier 1
213320486 | Central HP <5.4 tons | CHAMPION HEATING AND COOLING | HRCU-A-CB (Split System: Heat Pump with Remote Outdoor Unit-Air-Source) | HMH72B341 | ASPEN |  | D(A,C,E)48A34+TDR | Z8ES080B12LMPS1 | 33000 | 18 | 8.1 | 32600 | 29400 | 90.18% | 2.66 | 0 | 9.5 |  |  |  |  | R-410A | 2.75 | Residential & Commercial | USHP
216453106 | Central HP <5.4 tons | AMERICAN STANDARD | HRCU-A-CB (Split System: Heat Pump with Remote Outdoor Unit-Air-Source) | 5A6V0X36A1 |  |  | 5PX*D008AS3 | S8V2D120M5PDB | 35800 | 20.6 | 10 | 32200 | 25000 | 77.64% | 2.2 | 0 | 13 |  |  |  |  | R-454B | 2.9833 | Residential & Commercial | USHP | Ducted CEE Tier 1
215869095 | Central HP <5.4 tons | AMERICAN STANDARD | HRCU-A-CB (Split System: Heat Pump with Remote Outdoor Unit-Air-Source) | 5A6V8X36A1 |  |  | 5PX*C005AS3 | S9V2C080U5VSB+LRP | 31800 | 18.1 | 8.5 | 32800 | 25400 | 77.44% | 2.1 | 0 | 10 |  |  |  |  | R-454B | 2.65 | Residential & Commercial | USHP | Ducted CEE Tier 1
216819149 | Central HP <5.4 tons | FRIEDRICH | HRCU-A-CB (Split System: Heat Pump with Remote Outdoor Unit-Air-Source) | RD18AY24AJVC |  |  | RCFY2417MTANM | FR97MV0703A17DH | 21000 | 18 | 8.1 | 21000 | 17000 | 80.95% | 1.9 | 0 | 10 |  |  |  |  | R-454B | 1.75 | Residential & Commercial | USHP | Ducted CEE Tier 1
215670606 | Central HP <5.4 tons | CARRIER | HRCU-A-CB (Split System: Heat Pump with Remote Outdoor Unit-Air-Source) | 27VNA036A*030* |  |  | FE5BN(B,X)C36L*+UI | 0 | 33400 | 18.5 | 9 | 35800 | 25600 | 71.51% | 1.86 | 0 | 10 |  |  |  |  | R-454B | 2.7833 | Residential & Commercial | USHP | Ducted CEE Tier 1
216891419 | Central HP <5.4 tons | FRIEDRICH | HRCU-A-CB (Split System: Heat Pump with Remote Outdoor Unit-Air-Source) | RD18AY48AJVC |  |  | RCFY4824MTANM | FR801V0755A21DZ | 43000 | 18 | 8.5 | 43000 | 33200 | 77.21% | 2.1 | 0 | 11.7 |  |  |  |  | R-454B | 3.5833 | Residential & Commercial | USHP | Ducted CEE Tier 1
213320517 | Central HP <5.4 tons | CHAMPION HEATING AND COOLING | HRCU-A-CB (Split System: Heat Pump with Remote Outdoor Unit-Air-Source) | HMH72B341 | ASPEN |  | D(A,C,E)36A34+TDR | Z8ES100C20SMPS1 | 31600 | 17.5 | 8.5 | 33200 | 27400 | 82.53% | 2.71 | 0 | 9.3 |  |  |  |  | R-410A | 2.6333 | Residential & Commercial | USHP
212623888 | Central HP <5.4 tons | COLEMAN | HRCU-A-CB (Split System: Heat Pump with Remote Outdoor Unit-Air-Source) | HMH72B341 | ASPEN |  | D(A,C,E)36A44+TDR | TP9C060B12MP13 | 32000 | 17.5 | 8.1 | 34000 | 27800 | 81.76% | 2.42 | 0 | 9.4 |  |  |  |  | R-410A | 2.6667 | Residential & Commercial | USHP
214610117 | Central HP <5.4 tons | FRIEDRICH | HRCU-A-CB (Split System: Heat Pump with Remote Outdoor Unit-Air-Source) | FRP18AZ24AJVC |  |  | TCFZ2421HEAAM | FR97MV0603A17DH | 22800 | 20 | 8.5 | 22800 | 26000 | 114% | 2.1 | 0 | 12.5 |  |  |  |  | R-410A | 1.9 | Residential & Commercial | USHP | Ducted CEE Tier 1
212623889 | Central HP <5.4 tons | COLEMAN | HRCU-A-CB (Split System: Heat Pump with Remote Outdoor Unit-Air-Source) | HMH72B341 | ASPEN |  | D(A,C,E)36B34+TDR | TP9C060B12MP13 | 32200 | 17.5 | 8.1 | 34000 | 27800 | 81.76% | 2.42 | 0 | 9.4 |  |  |  |  | R-410A | 2.6833 | Residential & Commercial | USHP
212623923 | Central HP <5.4 tons | COLEMAN | HRCU-A-CB (Split System: Heat Pump with Remote Outdoor Unit-Air-Source) | HMH72B341 | ASPEN |  | D(A,C,E)42C34+TDR | TM9Y100C16MP11 | 32800 | 18 | 8.4 | 34000 | 28400 | 83.53% | 2.72 | 0 | 10 |  |  |  |  | R-410A | 2.7333 | Residential & Commercial | USHP | Ducted CEE Tier 1
212623957 | Central HP <5.4 tons | COLEMAN | HRCU-A-CB (Split System: Heat Pump with Remote Outdoor Unit-Air-Source) | HMH72B341 | ASPEN |  | C(A,C,D,E)48B24+TDR | TM8E080B12MP11 | 30200 | 17.5 | 8.5 | 34000 | 28000 | 82.35% | 2.63 | 0 | 9 |  |  |  |  | R-410A | 2.5167 | Residential & Commercial | USHP
212623974 | Central HP <5.4 tons | COLEMAN | HRCU-A-CB (Split System: Heat Pump with Remote Outdoor Unit-Air-Source) | HMH72B341 | ASPEN |  | D(A,C,E)48C34+TDR | TM8E080B12MP11 | 33200 | 18 | 8.5 | 34000 | 28000 | 82.35% | 2.63 | 0 | 9 |  |  |  |  | R-410A | 2.7667 | Residential & Commercial | USHP
216891285 | Central HP <5.4 tons | FRIEDRICH | HRCU-A-CB (Split System: Heat Pump with Remote Outdoor Unit-Air-Source) | RD18AY36AJVC |  |  | RCFY3621MTANM | FR921V0603A17M4 | 32200 | 18 | 10 | 32200 | 28000 | 86.96% | 2.1 | 0 | 12 |  |  |  |  | R-454B | 2.6833 | Residential & Commercial | USHP | Ducted CEE Tier 1
216891301 | Central HP <5.4 tons | FRIEDRICH | HRCU-A-CB (Split System: Heat Pump with Remote Outdoor Unit-Air-Source) | RD18AY36AJVC |  |  | RCFY3621MTANM | FR951V0705A21M4 | 32400 | 18 | 10 | 32400 | 28000 | 86.42% | 2.1 | 0 | 12 |  |  |  |  | R-454B | 2.7 | Residential & Commercial | USHP | Ducted CEE Tier 1
214610133 | Central HP <5.4 tons | FRIEDRICH | HRCU-A-CB (Split System: Heat Pump with Remote Outdoor Unit-Air-Source) | FRP18AZ36AJVC |  |  | TCFZ6021SEAAM | FR962V0855A21M4 | 34200 | 19 | 8.5 | 34200 | 43500 | 127.2% | 2.2 | 0 | 12.5 |  |  |  |  | R-410A | 2.85 | Residential & Commercial | USHP | Ducted CEE Tier 1
214608729 | Central HP <5.4 tons | COLEMAN | HRCU-A-CB (Split System: Heat Pump with Remote Outdoor Unit-Air-Source) | HMH72B341 | ASPEN |  | CM36B36+TDR | CP9C120D20MP13 | 31600 | 17 | 8.5 | 32400 | 23800 | 73.46% | 2.1 | 0 | 9.3 |  |  |  |  | R-410A | 2.6333 | Residential & Commercial | USHP
216980449 | Central HP <5.4 tons | FRIEDRICH | HRCU-A-CB (Split System: Heat Pump with Remote Outdoor Unit-Air-Source) | RD18AY60AJVC |  |  | RHMVY6024SEACN | 0 | 52000 | 18 | 10 | 50500 | 37600 | 74.46% | 2 | 0 | 11.7 |  |  |  |  | R-454B | 4.3333 | Residential & Commercial | USHP | Ducted CEE Tier 1
214052511 | Central HP <5.4 tons | LENNOX | HRCU-A-CB (Split System: Heat Pump with Remote Outdoor Unit-Air-Source) | EL22XPV-024-230A** | ADP |  | HG34936 | SL297UH060NV36B* | 23800 | 20 | 8.5 | 22000 | 15400 | 70% | 1.9 | 0 | 13.5 |  |  |  |  | R-410A | 1.9833 | Residential & Commercial | USHP | Ducted CEE Tier 1
212362829 | Central HP <5.4 tons | GOETTL | HRCU-A-CB (Split System: Heat Pump with Remote Outdoor Unit-Air-Source) | GSZV903610A* |  |  | CSCF3642N6D*+TXV | G*VC800804C*A* | 33800 | 18.5 | 8.2 | 34000 | 24400 | 71.76% | 1.8 | 0 | 11.5 |  |  |  |  | R-410A | 2.8167 | Residential & Commercial | USHP | Ducted CEE Tier 1
206771957 | Central HP <5.4 tons | AIRQUEST | HRCU-A-CB (Split System: Heat Pump with Remote Outdoor Unit-Air-Source) | HVH837GKA2* |  |  | EA*4X48L24A*+WALLCON | *96CTN1002122A* | 32400 | 17.5 | 8.5 | 32600 | 24800 | 76.07% | 2 | 12 | 11.7 |  |  |  |  | R-410A | 2.7 | Residential & Commercial | USHP | Ducted CEE Tier 1
206771975 | Central HP <5.4 tons | AIRQUEST | HRCU-A-CB (Split System: Heat Pump with Remote Outdoor Unit-Air-Source) | HVH837GKA2* |  |  | EA*4X48L24A*+WALLCON | *97CMN0602120A* | 32200 | 17 | 8.1 | 32800 | 25200 | 76.83% | 1.96 | 11.5 | 11 |  |  |  |  | R-410A | 2.6833 | Residential & Commercial | USHP | Ducted CEE Tier 1
212626407 | Central HP <5.4 tons | COLEMAN | HRCU-A-CB (Split System: Heat Pump with Remote Outdoor Unit-Air-Source) | HMH72B341 | ASPEN |  | D(A,C,E)36D26+TDR | TM8Y120C20MP11 | 32200 | 18 | 8.3 | 33600 | 30000 | 89.29% | 2.81 | 0 | 9.5 |  |  |  |  | R-410A | 2.6833 | Residential & Commercial | USHP
212626420 | Central HP <5.4 tons | COLEMAN | HRCU-A-CB (Split System: Heat Pump with Remote Outdoor Unit-Air-Source) | HMH72B341 | ASPEN |  | C(A,C,D,E)42A26+TDR | CP9C100C20MP13 | 29200 | 16.7 | 8.1 | 33600 | 28200 | 83.93% | 2.46 | 0 | 8.9 |  |  |  |  | R-410A | 2.4333 | Residential & Commercial | USHP
212626621 | Central HP <5.4 tons | COLEMAN | HRCU-A-CB (Split System: Heat Pump with Remote Outdoor Unit-Air-Source) | HMH72B341 | ASPEN |  | D(A,C,E)42C26+TDR | TM9Y100C16MP11 | 31600 | 18 | 8.3 | 33800 | 28600 | 84.62% | 2.69 | 0 | 10 |  |  |  |  | R-410A | 2.6333 | Residential & Commercial | USHP | Ducted CEE Tier 1
212626656 | Central HP <5.4 tons | COLEMAN | HRCU-A-CB (Split System: Heat Pump with Remote Outdoor Unit-Air-Source) | HMH72B341 | ASPEN |  | C(A,C,D,E)36A46+TDR | TM9E060A10MP12 | 31800 | 17.5 | 8.1 | 33800 | 27400 | 81.07% | 2.4 | 0 | 9.4 |  |  |  |  | R-410A | 2.65 | Residential & Commercial | USHP
212626657 | Central HP <5.4 tons | COLEMAN | HRCU-A-CB (Split System: Heat Pump with Remote Outdoor Unit-Air-Source) | HMH72B341 | ASPEN |  | C(A,C,D,E)36B26+TDR | TM9E060A10MP12 | 29200 | 16.8 | 8.1 | 33800 | 27400 | 81.07% | 2.4 | 0 | 9 |  |  |  |  | R-410A | 2.4333 | Residential & Commercial | USHP
212626738 | Central HP <5.4 tons | COLEMAN | HRCU-A-CB (Split System: Heat Pump with Remote Outdoor Unit-Air-Source) | HMH72B341 | ASPEN |  | C(A,C,D,E)36B36+TDR | TM8E120C16MP11 | 33200 | 18 | 8.2 | 33800 | 28600 | 84.62% | 2.7 | 0 | 10 |  |  |  |  | R-410A | 2.7667 | Residential & Commercial | USHP | Ducted CEE Tier 1
212626739 | Central HP <5.4 tons | COLEMAN | HRCU-A-CB (Split System: Heat Pump with Remote Outdoor Unit-Air-Source) | HMH72B341 | ASPEN |  | D(A,C,E)36A46+TDR | TM8E120C16MP11 | 33200 | 18 | 8.2 | 33800 | 28600 | 84.62% | 2.7 | 0 | 10 |  |  |  |  | R-410A | 2.7667 | Residential & Commercial | USHP | Ducted CEE Tier 1
212626790 | Central HP <5.4 tons | COLEMAN | HRCU-A-CB (Split System: Heat Pump with Remote Outdoor Unit-Air-Source) | HMH72B341 | ASPEN |  | D(A,C,E)42A46+TDR | TM8E100C16MP11 | 33000 | 18 | 8.3 | 33800 | 28600 | 84.62% | 2.7 | 0 | 10 |  |  |  |  | R-410A | 2.75 | Residential & Commercial | USHP | Ducted CEE Tier 1
206765866 | Central HP <5.4 tons | DAY & NIGHT | HRCU-A-CB (Split System: Heat Pump with Remote Outdoor Unit-Air-Source) | CVH825GKA3* |  |  | EA*4X37L17A*+WALLCON | *80CTL0701716A* | 24200 | 16.5 | 8.1 | 21400 | 16700 | 78.04% | 2 | 11 | 11 |  |  |  |  | R-410A | 2.0167 | Residential & Commercial | USHP | Ducted CEE Tier 1
212626838 | Central HP <5.4 tons | COLEMAN | HRCU-A-CB (Split System: Heat Pump with Remote Outdoor Unit-Air-Source) | HMH72B341 | ASPEN |  | D(A,C,E)36A46+TDR | TM9E080B12MP12 | 32200 | 17.5 | 8.5 | 33800 | 27400 | 81.07% | 2.65 | 0 | 9.9 |  |  |  |  | R-410A | 2.6833 | Residential & Commercial | USHP
212626856 | Central HP <5.4 tons | COLEMAN | HRCU-A-CB (Split System: Heat Pump with Remote Outdoor Unit-Air-Source) | HMH72B341 | ASPEN |  | C(A,C,D,E)42A26+TDR | TM9Y080B12MP11 | 29400 | 17.2 | 8.1 | 33800 | 27800 | 82.25% | 2.41 | 0 | 8.9 |  |  |  |  | R-410A | 2.45 | Residential & Commercial | USHP
212626857 | Central HP <5.4 tons | COLEMAN | HRCU-A-CB (Split System: Heat Pump with Remote Outdoor Unit-Air-Source) | HMH72B341 | ASPEN |  | C(A,C,D,E)42A26+TDR | TMLE080B12MP11 | 29200 | 17.2 | 8.1 | 33800 | 27800 | 82.25% | 2.41 | 0 | 8.9 |  |  |  |  | R-410A | 2.4333 | Residential & Commercial | USHP
212626891 | Central HP <5.4 tons | COLEMAN | HRCU-A-CB (Split System: Heat Pump with Remote Outdoor Unit-Air-Source) | HMH72B341 | ASPEN |  | D(A,C,E)36C36+TDR | TM8E060A12MP11 | 32600 | 18 | 8.1 | 33800 | 27400 | 81.07% | 2.44 | 0 | 10 |  |  |  |  | R-410A | 2.7167 | Residential & Commercial | USHP | Ducted CEE Tier 1
212626905 | Central HP <5.4 tons | COLEMAN | HRCU-A-CB (Split System: Heat Pump with Remote Outdoor Unit-Air-Source) | HMH72B341 | ASPEN |  | C(A,C,D,E)36A46+TDR | TM8E100B12MP11 | 32200 | 18 | 8.5 | 33800 | 27400 | 81.07% | 2.64 | 0 | 9.9 |  |  |  |  | R-410A | 2.6833 | Residential & Commercial | USHP
212626907 | Central HP <5.4 tons | COLEMAN | HRCU-A-CB (Split System: Heat Pump with Remote Outdoor Unit-Air-Source) | HMH72B341 | ASPEN |  | C(A,C,D,E)36B36+TDR | TM8E100B12MP11 | 32200 | 18 | 8.5 | 33800 | 27400 | 81.07% | 2.64 | 0 | 9.9 |  |  |  |  | R-410A | 2.6833 | Residential & Commercial | USHP
212626924 | Central HP <5.4 tons | COLEMAN | HRCU-A-CB (Split System: Heat Pump with Remote Outdoor Unit-Air-Source) | HMH72B341 | ASPEN |  | D(A,C,E)48C26+TDR | TM8E100B12MP11 | 30800 | 17.7 | 8.5 | 33800 | 27400 | 81.07% | 2.64 | 0 | 9 |  |  |  |  | R-410A | 2.5667 | Residential & Commercial | USHP
212626956 | Central HP <5.4 tons | COLEMAN | HRCU-A-CB (Split System: Heat Pump with Remote Outdoor Unit-Air-Source) | HMH72B341 | ASPEN |  | C(A,C,D,E)48C26+TDR | TMLE100B12MP11 | 30800 | 17.7 | 8.1 | 33800 | 27400 | 81.07% | 2.44 | 0 | 9 |  |  |  |  | R-410A | 2.5667 | Residential & Commercial | USHP
215669797 | Central HP <5.4 tons | TEMPSTAR | HRCU-A-CB (Split System: Heat Pump with Remote Outdoor Unit-Air-Source) | T5H0V36*K*AAA* |  |  | ESH5X36M12A*+WALLCON | *80CTL0702120B* | 33600 | 16.5 | 8.5 | 35800 | 25400 | 70.95% | 1.76 | 0 | 9.5 |  |  |  |  | R-454B | 2.8 | Residential & Commercial | USHP
216680616 | Central HP <5.4 tons | COMFORTMAKER | HRCU-A-CB (Split System: Heat Pump with Remote Outdoor Unit-Air-Source) | DLCURAH24ABK |  |  | EN(A,D)4X24L17** | *97VTN0801716A* | 23400 | 16.5 | 9 | 26600 | 23800 | 89.47% | 1.82 | 0 | 10 |  |  |  |  | R-410A | 1.95 | Residential & Commercial | USHP | Ducted CEE Tier 1
216453092 | Central HP <5.4 tons | AMERICAN STANDARD | HRCU-A-CB (Split System: Heat Pump with Remote Outdoor Unit-Air-Source) | 5A6V0X36A1 |  |  | 5PX*B004AS3 | S8V2B060M4PCB | 34000 | 19.2 | 9.7 | 31400 | 25000 | 79.62% | 2.1 | 0 | 12 |  |  |  |  | R-454B | 2.8333 | Residential & Commercial | USHP | Ducted CEE Tier 1
213320456 | Central HP <5.4 tons | CHAMPION HEATING AND COOLING | HRCU-A-CB (Split System: Heat Pump with Remote Outdoor Unit-Air-Source) | HMH72B341 | ASPEN |  | D(A,C,E)48A34+TDR | TM8E120C16MP11 | 33200 | 18 | 8.1 | 33600 | 28600 | 85.12% | 2.66 | 0 | 10 |  |  |  |  | R-410A | 2.7667 | Residential & Commercial | USHP | Ducted CEE Tier 1
213320489 | Central HP <5.4 tons | CHAMPION HEATING AND COOLING | HRCU-A-CB (Split System: Heat Pump with Remote Outdoor Unit-Air-Source) | HMH72B341 | ASPEN |  | D(A,C,E)48A34+TDR | Z8ES080B12SMPS1 | 33000 | 18 | 8.1 | 32600 | 29400 | 90.18% | 2.66 | 0 | 9.5 |  |  |  |  | R-410A | 2.75 | Residential & Commercial | USHP
213320491 | Central HP <5.4 tons | CHAMPION HEATING AND COOLING | HRCU-A-CB (Split System: Heat Pump with Remote Outdoor Unit-Air-Source) | HMH72B341 | ASPEN |  | D(A,C,E)36D34+TDR | Z8ES080C16LMPS1 | 32800 | 18 | 8.5 | 33400 | 27600 | 82.63% | 2.7 | 0 | 10 |  |  |  |  | R-410A | 2.7333 | Residential & Commercial | USHP | Ducted CEE Tier 1
213320523 | Central HP <5.4 tons | CHAMPION HEATING AND COOLING | HRCU-A-CB (Split System: Heat Pump with Remote Outdoor Unit-Air-Source) | HMH72B341 | ASPEN |  | D(A,C,E)36A34+TDR | Z8ES120C16SMPS1 | 33600 | 18 | 8.1 | 32600 | 30200 | 92.64% | 2.73 | 0 | 9.5 |  |  |  |  | R-410A | 2.8 | Residential & Commercial | USHP
216819022 | Central HP <5.4 tons | FRIEDRICH | HRCU-A-CB (Split System: Heat Pump with Remote Outdoor Unit-Air-Source) | RD18AY24AJVC |  |  | RCFY2417MTANM | FR951V0403A17UH | 20800 | 17 | 8.1 | 20800 | 17200 | 82.69% | 1.9 | 0 | 10 |  |  |  |  | R-454B | 1.7333 | Residential & Commercial | USHP | Ducted CEE Tier 1
216819238 | Central HP <5.4 tons | FRIEDRICH | HRCU-A-CB (Split System: Heat Pump with Remote Outdoor Unit-Air-Source) | RD18AY24AJVC |  |  | RCFY2421MTANM | FR98MV1005A21UP | 21000 | 18 | 8.1 | 20800 | 17000 | 81.73% | 1.9 | 0 | 10 |  |  |  |  | R-454B | 1.75 | Residential & Commercial | USHP | Ducted CEE Tier 1
216819369 | Central HP <5.4 tons | FRIEDRICH | HRCU-A-CB (Split System: Heat Pump with Remote Outdoor Unit-Air-Source) | RD18AY24AJVC |  |  | RCFY2421MTANM | FR921V0603A17M4 | 21000 | 17 | 8.1 | 21000 | 17100 | 81.43% | 1.9 | 0 | 10 |  |  |  |  | R-454B | 1.75 | Residential & Commercial | USHP | Ducted CEE Tier 1
212626973 | Central HP <5.4 tons | COLEMAN | HRCU-A-CB (Split System: Heat Pump with Remote Outdoor Unit-Air-Source) | HMH72B341 | ASPEN |  | D(A,C,E)48D36+TDR | TMLE100B12MP11 | 33600 | 18 | 8.1 | 33800 | 27400 | 81.07% | 2.44 | 0 | 10 |  |  |  |  | R-410A | 2.8 | Residential & Commercial | USHP | Ducted CEE Tier 1
212626974 | Central HP <5.4 tons | COLEMAN | HRCU-A-CB (Split System: Heat Pump with Remote Outdoor Unit-Air-Source) | HMH72B341 | ASPEN |  | D(A,C,E)42D26+TDR | TM8E120C16MP11 | 32400 | 18 | 8.4 | 33800 | 28800 | 85.21% | 2.75 | 0 | 10 |  |  |  |  | R-410A | 2.7 | Residential & Commercial | USHP | Ducted CEE Tier 1
212627139 | Central HP <5.4 tons | COLEMAN | HRCU-A-CB (Split System: Heat Pump with Remote Outdoor Unit-Air-Source) | HMH72B341 | ASPEN |  | C(A,C,D,E)42A26+TDR | TPLC080C16MP13 | 29200 | 16.7 | 8.1 | 33800 | 27200 | 80.47% | 2.48 | 0 | 9.4 |  |  |  |  | R-410A | 2.4333 | Residential & Commercial | USHP
212627140 | Central HP <5.4 tons | COLEMAN | HRCU-A-CB (Split System: Heat Pump with Remote Outdoor Unit-Air-Source) | HMH72B341 | ASPEN |  | C(A,C,D,E)42A26+TDR | TPLC100C16MP13 | 29200 | 16.7 | 8.1 | 33800 | 27200 | 80.47% | 2.48 | 0 | 9.4 |  |  |  |  | R-410A | 2.4333 | Residential & Commercial | USHP
212627158 | Central HP <5.4 tons | COLEMAN | HRCU-A-CB (Split System: Heat Pump with Remote Outdoor Unit-Air-Source) | HMH72B341 | ASPEN |  | C(A,C,D,E)36C26+TDR | TM8Y100C20MP11 | 31800 | 18 | 8.5 | 33800 | 30000 | 88.76% | 2.85 | 0 | 9.4 |  |  |  |  | R-410A | 2.65 | Residential & Commercial | USHP
212627159 | Central HP <5.4 tons | COLEMAN | HRCU-A-CB (Split System: Heat Pump with Remote Outdoor Unit-Air-Source) | HMH72B341 | ASPEN |  | C(A,C,D,E)36C26+TDR | TM8Y120C20MP11 | 31800 | 18 | 8.5 | 33800 | 30000 | 88.76% | 2.85 | 0 | 9.4 |  |  |  |  | R-410A | 2.65 | Residential & Commercial | USHP
212627173 | Central HP <5.4 tons | COLEMAN | HRCU-A-CB (Split System: Heat Pump with Remote Outdoor Unit-Air-Source) | HMH72B341 | ASPEN |  | C(A,C,D,E)48A36+TDR | TM9V100C20MP12 | 32200 | 17.5 | 8.5 | 33800 | 28200 | 83.43% | 2.7 | 0 | 9.4 |  |  |  |  | R-410A | 2.6833 | Residential & Commercial | USHP
212627175 | Central HP <5.4 tons | COLEMAN | HRCU-A-CB (Split System: Heat Pump with Remote Outdoor Unit-Air-Source) | HMH72B341 | ASPEN |  | D(A,C,E)48A36+TDR | TM9V100C20MP12 | 32200 | 17.5 | 8.5 | 33800 | 28200 | 83.43% | 2.7 | 0 | 9.4 |  |  |  |  | R-410A | 2.6833 | Residential & Commercial | USHP
216055622 | Central HP <5.4 tons | CHAMPION HEATING AND COOLING | HRCU-A-CB (Split System: Heat Pump with Remote Outdoor Unit-Air-Source) | HH824E2S11 | ASPEN |  | D(A,C,E)24B4K+TDR | Z9ES026A08SMPS1 | 21000 | 17.5 | 8.5 | 23000 | 17300 | 75.22% | 2 | 0 | 11.7 |  |  |  |  | R-454B | 1.75 | Residential & Commercial | USHP | Ducted CEE Tier 1
214595726 | Central HP <5.4 tons | DAY & NIGHT | HRCU-A-CB (Split System: Heat Pump with Remote Outdoor Unit-Air-Source) | DLCURAH24ABK |  |  | EA*4X30L17A* | *96VTN0601716B* | 23600 | 16.5 | 9 | 26000 | 24000 | 92.31% | 2 | 0 | 10 |  |  |  |  | R-410A | 1.9667 | Residential & Commercial | USHP | Ducted CEE Tier 1
216453100 | Central HP <5.4 tons | AMERICAN STANDARD | HRCU-A-CB (Split System: Heat Pump with Remote Outdoor Unit-Air-Source) | 5A6V0X36A1 |  |  | 5PX*B006AS3 | S8V2B060M4PDB | 35200 | 20 | 9.4 | 32200 | 25000 | 77.64% | 2.1 | 0 | 12.5 |  |  |  |  | R-454B | 2.9333 | Residential & Commercial | USHP | Ducted CEE Tier 1
206771273 | Central HP <5.4 tons | AIRQUEST | HRCU-A-CB (Split System: Heat Pump with Remote Outdoor Unit-Air-Source) | HVH837GKA2* |  |  | EA*4X37L21A*+WALLCON | *80CTL0902120A* | 32800 | 17.5 | 8.5 | 33000 | 25200 | 76.36% | 1.98 | 12 | 11.7 |  |  |  |  | R-410A | 2.7333 | Residential & Commercial | USHP | Ducted CEE Tier 1
206772425 | Central HP <5.4 tons | AIRQUEST | HRCU-A-CB (Split System: Heat Pump with Remote Outdoor Unit-Air-Source) | HVH837GKA2* |  |  | EN(A,D)4X48L24**+WALLCON | *96CTN1002122A* | 32400 | 17.5 | 8.1 | 33000 | 24800 | 75.15% | 1.96 | 12 | 11.7 |  |  |  |  | R-410A | 2.7 | Residential & Commercial | USHP | Ducted CEE Tier 1
215869153 | Central HP <5.4 tons | AMERICAN STANDARD | HRCU-A-CB (Split System: Heat Pump with Remote Outdoor Unit-Air-Source) | 5A6V8X60A1 |  |  | 5TXCD008AS3 | S9V2C100U5VSB+LRP | 53000 | 18.1 | 8.5 | 56000 | 40000 | 71.43% | 2 | 0 | 10 |  |  |  |  | R-454B | 4.4167 | Residential & Commercial | USHP | Ducted CEE Tier 1
213273406 | Central HP <5.4 tons | COLEMAN | HRCU-A-CB (Split System: Heat Pump with Remote Outdoor Unit-Air-Source) | HMH72B361 | ASPEN |  | D(A,C,E)36D24+TDR | Z8ES100C20LMPS1 | 32000 | 16 | 8.1 | 36000 | 26800 | 74.44% | 2.83 | 0 | 8.6 |  |  |  |  | R-410A | 2.6667 | Residential & Commercial | USHP
213320467 | Central HP <5.4 tons | CHAMPION HEATING AND COOLING | HRCU-A-CB (Split System: Heat Pump with Remote Outdoor Unit-Air-Source) | HMH72B341 | ASPEN |  | D(A,C,E)36D34+TDR | TM9E080B12MP12 | 33000 | 17.5 | 8.1 | 33800 | 27400 | 81.07% | 2.63 | 0 | 10 |  |  |  |  | R-410A | 2.75 | Residential & Commercial | USHP | Ducted CEE Tier 1
213320484 | Central HP <5.4 tons | CHAMPION HEATING AND COOLING | HRCU-A-CB (Split System: Heat Pump with Remote Outdoor Unit-Air-Source) | HMH72B341 | ASPEN |  | D(A,C,E)36A34+TDR | Z8ES080B12LMPS1 | 33000 | 18 | 8.1 | 32600 | 29400 | 90.18% | 2.68 | 0 | 9.5 |  |  |  |  | R-410A | 2.75 | Residential & Commercial | USHP
213320498 | Central HP <5.4 tons | CHAMPION HEATING AND COOLING | HRCU-A-CB (Split System: Heat Pump with Remote Outdoor Unit-Air-Source) | HMH72B341 | ASPEN |  | D(A,C,E)48A34+TDR | Z8ES080C20LMPS1 | 32200 | 18 | 8.5 | 33200 | 28200 | 84.94% | 2.71 | 0 | 9.9 |  |  |  |  | R-410A | 2.6833 | Residential & Commercial | USHP
213320499 | Central HP <5.4 tons | CHAMPION HEATING AND COOLING | HRCU-A-CB (Split System: Heat Pump with Remote Outdoor Unit-Air-Source) | HMH72B341 | ASPEN |  | D(A,C,E)36A34+TDR | Z8ES080C20SMPS1 | 31600 | 17.9 | 8.5 | 33200 | 28200 | 84.94% | 2.71 | 0 | 9.8 |  |  |  |  | R-410A | 2.6333 | Residential & Commercial | USHP
213320531 | Central HP <5.4 tons | CHAMPION HEATING AND COOLING | HRCU-A-CB (Split System: Heat Pump with Remote Outdoor Unit-Air-Source) | HMH72B341 | ASPEN |  | D(A,C,E)48A34+TDR | Z8ES120C20SMPS1 | 32200 | 17.5 | 8.5 | 33800 | 27800 | 82.25% | 2.66 | 0 | 9.4 |  |  |  |  | R-410A | 2.6833 | Residential & Commercial | USHP
214802108 | Central HP <5.4 tons | BOSCH | HRCU-A-CB (Split System: Heat Pump with Remote Outdoor Unit-Air-Source) | BOVB-36HDN1-M20G | ADP |  | H,RG8J936+AEFE3A* | 0 | 23400 | 19.5 | 9.5 | 22400 | 17200 | 76.79% | 2 | 0 | 12.7 |  |  |  |  | R-410A | 1.95 | Residential & Commercial | USHP | Ducted CEE Tier 1
213320502 | Central HP <5.4 tons | CHAMPION HEATING AND COOLING | HRCU-A-CB (Split System: Heat Pump with Remote Outdoor Unit-Air-Source) | HMH72B341 | ASPEN |  | D(A,C,E)36A34+TDR | Z8ES100B12LMPS1 | 31600 | 18.4 | 8.1 | 33800 | 27800 | 82.25% | 2.66 | 0 | 9.3 |  |  |  |  | R-410A | 2.6333 | Residential & Commercial | USHP
213320479 | Central HP <5.4 tons | CHAMPION HEATING AND COOLING | HRCU-A-CB (Split System: Heat Pump with Remote Outdoor Unit-Air-Source) | HMH72B341 | ASPEN |  | D(A,C,E)36D34+TDR | Z8ES040A12LMPS1 | 33200 | 18 | 8.4 | 33000 | 30000 | 90.91% | 2.79 | 0 | 10 |  |  |  |  | R-410A | 2.7667 | Residential & Commercial | USHP | Ducted CEE Tier 1
213274551 | Central HP <5.4 tons | COLEMAN | HRCU-A-CB (Split System: Heat Pump with Remote Outdoor Unit-Air-Source) | THF2B48T21 | ASPEN |  | D(A,C,E)60A44+TDR | TM9V100C20MP12 | 43000 | 16 | 8.2 | 44000 | 31400 | 71.36% | 3.14 | 0 | 11.5 |  |  |  |  | R-410A | 3.5833 | Residential & Commercial | USHP | Ducted CEE Tier 1
214052492 | Central HP <5.4 tons | LENNOX | HRCU-A-CB (Split System: Heat Pump with Remote Outdoor Unit-Air-Source) | EL22XPV-024-230A** | ADP |  | HG80936 | ML180UH045XE36A* | 23400 | 21 | 8.5 | 21200 | 14900 | 70.28% | 1.86 | 0 | 13.5 |  |  |  |  | R-410A | 1.95 | Residential & Commercial | USHP | Ducted CEE Tier 1
215869099 | Central HP <5.4 tons | AMERICAN STANDARD | HRCU-A-CB (Split System: Heat Pump with Remote Outdoor Unit-Air-Source) | 5A6V8X36A1 |  |  | 5PX*C007AS3 | S9V2C080U5VSB+LRP | 33000 | 18.1 | 8.5 | 33400 | 25600 | 76.65% | 2.1 | 0 | 10.5 |  |  |  |  | R-454B | 2.75 | Residential & Commercial | USHP | Ducted CEE Tier 1
214391668 | Central HP <5.4 tons | RUUD | HRCU-A-CB (Split System: Heat Pump with Remote Outdoor Unit-Air-Source) | RP15AZ24AJ2N | ASPEN |  | CP31A34+TDR | R802V1004A17UHN | 22400 | 16 | 8.3 | 23000 | 17000 | 73.91% | 3.04 | 0 | 11.9 |  |  |  |  | R-410A | 1.8667 | Residential & Commercial | USHP | Ducted CEE Tier 1
215869101 | Central HP <5.4 tons | AMERICAN STANDARD | HRCU-A-CB (Split System: Heat Pump with Remote Outdoor Unit-Air-Source) | 5A6V8X36A1 |  |  | 5PX*CD05AS3 | S9V2C100D5VSB+LRP | 32200 | 18.1 | 8.5 | 34000 | 25600 | 75.29% | 2 | 0 | 10 |  |  |  |  | R-454B | 2.6833 | Residential & Commercial | USHP | Ducted CEE Tier 1
215869151 | Central HP <5.4 tons | AMERICAN STANDARD | HRCU-A-CB (Split System: Heat Pump with Remote Outdoor Unit-Air-Source) | 5A6V8X60A1 |  |  | 5TXCD008AS3 | S9V2C080U5VSB+LRP | 53000 | 18.1 | 8.5 | 56000 | 40000 | 71.43% | 2 | 0 | 10 |  |  |  |  | R-454B | 4.4167 | Residential & Commercial | USHP | Ducted CEE Tier 1
212925889 | Central HP <5.4 tons | TOSOT | HRCU-A-C (Split System: Heat Pump with Remote Outdoor Unit with No Indoor Fan --Air Source) | TU60-48WADU | ASPEN |  | C(A,C,D,E)48C44+TDR | 0 | 47000 | 15.2 | 8.5 | 48000 | 33600 | 70% | 1.8 | 0 | 10 |  |  |  |  | R-410A | 3.9167 | Residential & Commercial | USHP | Ducted CEE Tier 1
212627176 | Central HP <5.4 tons | COLEMAN | HRCU-A-CB (Split System: Heat Pump with Remote Outdoor Unit-Air-Source) | HMH72B341 | ASPEN |  | C(A,C,D,E)42B36+TDR | TP9C100C20MP13 | 32200 | 17.5 | 8.1 | 33800 | 28200 | 83.43% | 2.46 | 0 | 9.4 |  |  |  |  | R-410A | 2.6833 | Residential & Commercial | USHP
212627208 | Central HP <5.4 tons | COLEMAN | HRCU-A-CB (Split System: Heat Pump with Remote Outdoor Unit-Air-Source) | HMH72B341 | ASPEN |  | D(A,C,E)42D36+TDR | TM9Y060B12MP11 | 32600 | 17.5 | 8.1 | 34000 | 29400 | 86.47% | 2.43 | 0 | 9.5 |  |  |  |  | R-410A | 2.7167 | Residential & Commercial | USHP
212627223 | Central HP <5.4 tons | COLEMAN | HRCU-A-CB (Split System: Heat Pump with Remote Outdoor Unit-Air-Source) | HMH72B341 | ASPEN |  | D(A,C,E)42D36+TDR | CPLC080B12MP13 | 32400 | 17 | 8.1 | 33600 | 29400 | 87.5% | 2.42 | 0 | 9.5 |  |  |  |  | R-410A | 2.7 | Residential & Commercial | USHP
212627226 | Central HP <5.4 tons | COLEMAN | HRCU-A-CB (Split System: Heat Pump with Remote Outdoor Unit-Air-Source) | HMH72B341 | ASPEN |  | C(A,C,D,E)48C26+TDR | TM8V080B12MP12 | 31600 | 17 | 8.1 | 33600 | 29400 | 87.5% | 2.42 | 0 | 9 |  |  |  |  | R-410A | 2.6333 | Residential & Commercial | USHP
212627256 | Central HP <5.4 tons | COLEMAN | HRCU-A-CB (Split System: Heat Pump with Remote Outdoor Unit-Air-Source) | HMH72B341 | ASPEN |  | D(A,C,E)48B36+TDR | TL9E060B12UH11 | 32600 | 18 | 8.1 | 34000 | 27800 | 81.76% | 2.4 | 0 | 9.5 |  |  |  |  | R-410A | 2.7167 | Residential & Commercial | USHP
212627259 | Central HP <5.4 tons | COLEMAN | HRCU-A-CB (Split System: Heat Pump with Remote Outdoor Unit-Air-Source) | HMH72B341 | ASPEN |  | D(A,C,E)48D26+TDR | TL9E060B12UH11 | 31000 | 17.8 | 8.1 | 34000 | 27800 | 81.76% | 2.4 | 0 | 9.2 |  |  |  |  | R-410A | 2.5833 | Residential & Commercial | USHP
212627323 | Central HP <5.4 tons | COLEMAN | HRCU-A-CB (Split System: Heat Pump with Remote Outdoor Unit-Air-Source) | HMH72B341 | ASPEN |  | D(A,C,E)36D36+TDR | CP9C060B12MP13 | 32800 | 17.5 | 8.1 | 34000 | 27800 | 81.76% | 2.42 | 0 | 9.5 |  |  |  |  | R-410A | 2.7333 | Residential & Commercial | USHP
212627325 | Central HP <5.4 tons | COLEMAN | HRCU-A-CB (Split System: Heat Pump with Remote Outdoor Unit-Air-Source) | HMH72B341 | ASPEN |  | D(A,C,E)42B36+TDR | CP9C060B12MP13 | 32600 | 17.5 | 8.1 | 34000 | 27800 | 81.76% | 2.42 | 0 | 9.5 |  |  |  |  | R-410A | 2.7167 | Residential & Commercial | USHP
214604902 | Central HP <5.4 tons | CHAMPION HEATING AND COOLING | HRCU-A-CB (Split System: Heat Pump with Remote Outdoor Unit-Air-Source) | THF2B48T21 | ASPEN |  | DP61A44+TDR | TM9E060B12MP12 | 42000 | 15.2 | 8.2 | 44500 | 31600 | 71.01% | 3.05 | 0 | 10.9 |  |  |  |  | R-410A | 3.5 | Residential & Commercial | USHP | Ducted CEE Tier 1
215669422 | Central HP <5.4 tons | CARRIER | HRCU-A-CB (Split System: Heat Pump with Remote Outdoor Unit-Air-Source) | 27VNA036A*030* |  |  | CAA**6121AM*+UI | 58CU*A040C17**12 | 34800 | 18.5 | 9 | 34400 | 24800 | 72.09% | 1.92 | 0 | 10 |  |  |  |  | R-454B | 2.9 | Residential & Commercial | USHP | Ducted CEE Tier 1
215684051 | Central HP <5.4 tons | CARRIER | HRCU-A-CB (Split System: Heat Pump with Remote Outdoor Unit-Air-Source) | 27VNA036A*030* |  |  | CSAH*3612AM*+UI | 59TN6C100C21**22 | 33800 | 16.5 | 8.5 | 35800 | 25400 | 70.95% | 1.76 | 0 | 9.5 |  |  |  |  | R-454B | 2.8167 | Residential & Commercial | USHP
215684053 | Central HP <5.4 tons | CARRIER | HRCU-A-CB (Split System: Heat Pump with Remote Outdoor Unit-Air-Source) | 27VNA036A*030* |  |  | CSAH*3612AM*+UI | 59TN6C120C24**22 | 33800 | 16 | 8.5 | 35800 | 25400 | 70.95% | 1.76 | 0 | 9.5 |  |  |  |  | R-454B | 2.8167 | Residential & Commercial | USHP
215684069 | Central HP <5.4 tons | CARRIER | HRCU-A-CB (Split System: Heat Pump with Remote Outdoor Unit-Air-Source) | 27VNA036A*030* |  |  | CSAH*4212AM*+UI | 58TN*B090C17**16 | 34000 | 16.5 | 8.5 | 35600 | 25400 | 71.35% | 1.76 | 0 | 9.5 |  |  |  |  | R-454B | 2.8333 | Residential & Commercial | USHP
212627341 | Central HP <5.4 tons | COLEMAN | HRCU-A-CB (Split System: Heat Pump with Remote Outdoor Unit-Air-Source) | HMH72B341 | ASPEN |  | D(A,C,E)36A46+TDR | TM9V060B12MP12 | 32000 | 17.5 | 8.1 | 34000 | 27800 | 81.76% | 2.42 | 0 | 9.4 |  |  |  |  | R-410A | 2.6667 | Residential & Commercial | USHP
212627343 | Central HP <5.4 tons | COLEMAN | HRCU-A-CB (Split System: Heat Pump with Remote Outdoor Unit-Air-Source) | HMH72B341 | ASPEN |  | D(A,C,E)36B46+TDR | TM9V060B12MP12 | 33000 | 17.5 | 8.1 | 34000 | 27800 | 81.76% | 2.42 | 0 | 9.5 |  |  |  |  | R-410A | 2.75 | Residential & Commercial | USHP
212627356 | Central HP <5.4 tons | COLEMAN | HRCU-A-CB (Split System: Heat Pump with Remote Outdoor Unit-Air-Source) | HMH72B341 | ASPEN |  | D(A,C,E)48D26+TDR | TM9V060B12MP12 | 31200 | 17.3 | 8.1 | 34000 | 27800 | 81.76% | 2.42 | 0 | 9.2 |  |  |  |  | R-410A | 2.6 | Residential & Commercial | USHP
212627373 | Central HP <5.4 tons | COLEMAN | HRCU-A-CB (Split System: Heat Pump with Remote Outdoor Unit-Air-Source) | HMH72B341 | ASPEN |  | D(A,C,E)42C36+TDR | TP9C060B12MP13 | 32800 | 17.5 | 8.1 | 34000 | 27800 | 81.76% | 2.42 | 0 | 9.5 |  |  |  |  | R-410A | 2.7333 | Residential & Commercial | USHP
212627423 | Central HP <5.4 tons | COLEMAN | HRCU-A-CB (Split System: Heat Pump with Remote Outdoor Unit-Air-Source) | HMH72B341 | ASPEN |  | D(A,C,E)36A46+TDR | TM8E080B12MP11 | 32000 | 18 | 8.5 | 34000 | 28000 | 82.35% | 2.63 | 0 | 9.4 |  |  |  |  | R-410A | 2.6667 | Residential & Commercial | USHP
212627424 | Central HP <5.4 tons | COLEMAN | HRCU-A-CB (Split System: Heat Pump with Remote Outdoor Unit-Air-Source) | HMH72B341 | ASPEN |  | D(A,C,E)36B36+TDR | TM8E080B12MP11 | 32000 | 18 | 8.5 | 34000 | 28000 | 82.35% | 2.63 | 0 | 9.4 |  |  |  |  | R-410A | 2.6667 | Residential & Commercial | USHP
212627443 | Central HP <5.4 tons | COLEMAN | HRCU-A-CB (Split System: Heat Pump with Remote Outdoor Unit-Air-Source) | HMH72B341 | ASPEN |  | C(A,C,D,E)36C26+TDR | TM9Y080B12MP11 | 29800 | 17.4 | 8.1 | 34000 | 28000 | 82.35% | 2.41 | 0 | 9 |  |  |  |  | R-410A | 2.4833 | Residential & Commercial | USHP
212627457 | Central HP <5.4 tons | COLEMAN | HRCU-A-CB (Split System: Heat Pump with Remote Outdoor Unit-Air-Source) | HMH72B341 | ASPEN |  | D(A,C,E)42D36+TDR | TM9Y080B12MP11 | 33200 | 18 | 8.1 | 34000 | 28000 | 82.35% | 2.41 | 0 | 9 |  |  |  |  | R-410A | 2.7667 | Residential & Commercial | USHP
215934246 | Central HP <5.4 tons | HEIL | HRCU-A-CB (Split System: Heat Pump with Remote Outdoor Unit-Air-Source) | H5H3V48*K*AAA* |  |  | EA*5X61M21A*+WALLCON | *97CMN0801714B* | 44500 | 20.5 | 9.5 | 49000 | 36600 | 74.69% | 2 | 0 | 11 |  |  |  |  | R-454B | 3.7083 | Residential & Commercial | USHP | Ducted CEE Tier 1
215934296 | Central HP <5.4 tons | HEIL | HRCU-A-CB (Split System: Heat Pump with Remote Outdoor Unit-Air-Source) | H5H3V48*K*AAA* |  |  | EA*5X61M24A*+WALLCON | *80CSU1002120A* | 45500 | 21 | 9.5 | 48500 | 36800 | 75.88% | 2 | 0 | 11 |  |  |  |  | R-454B | 3.7917 | Residential & Commercial | USHP | Ducted CEE Tier 1
216551622 | Central HP <5.4 tons | FRIEDRICH | HRCU-A-CB (Split System: Heat Pump with Remote Outdoor Unit-Air-Source) | FRP19AY24AJVC |  |  | RCFY2421HEAAM | FR921V0703A17M4 | 22800 | 20 | 10 | 22800 | 18600 | 81.58% | 1.8 | 0 | 12 |  |  |  |  | R-454B | 1.9 | Residential & Commercial | USHP | Ducted CEE Tier 1
216819449 | Central HP <5.4 tons | FRIEDRICH | HRCU-A-CB (Split System: Heat Pump with Remote Outdoor Unit-Air-Source) | RD18AY48AJVC |  |  | RCFY4824MTANM | FR951V0705A21M4 | 42500 | 17 | 8.1 | 42500 | 33400 | 78.59% | 2 | 0 | 10 |  |  |  |  | R-454B | 3.5417 | Residential & Commercial | USHP | Ducted CEE Tier 1
216819024 | Central HP <5.4 tons | FRIEDRICH | HRCU-A-CB (Split System: Heat Pump with Remote Outdoor Unit-Air-Source) | RD18AY24AJVC |  |  | RCFY2417MTANM | FR801V0503A14UH | 21000 | 18 | 8.1 | 20800 | 17000 | 81.73% | 1.9 | 0 | 10 |  |  |  |  | R-454B | 1.75 | Residential & Commercial | USHP | Ducted CEE Tier 1
216819124 | Central HP <5.4 tons | FRIEDRICH | HRCU-A-CB (Split System: Heat Pump with Remote Outdoor Unit-Air-Source) | RD18AY24AJVC |  |  | RCFY2417MTANM | FR98MV0703A17UP | 21000 | 18 | 8.1 | 20800 | 17000 | 81.73% | 1.9 | 0 | 10 |  |  |  |  | R-454B | 1.75 | Residential & Commercial | USHP | Ducted CEE Tier 1
206772894 | Central HP <5.4 tons | AIRQUEST | HRCU-A-CB (Split System: Heat Pump with Remote Outdoor Unit-Air-Source) | HVH837GKA2* |  |  | EHD4X48AAL+WALLCON | *80CTL1352422A* | 32600 | 17 | 8.1 | 33000 | 24800 | 75.15% | 1.98 | 11 | 11 |  |  |  |  | R-410A | 2.7167 | Residential & Commercial | USHP | Ducted CEE Tier 1
206773653 | Central HP <5.4 tons | AIRQUEST | HRCU-A-CB (Split System: Heat Pump with Remote Outdoor Unit-Air-Source) | HVH837GKA2* |  |  | EHD4X42AAL+WALLCON | *95CSU0802120A* | 32600 | 17 | 8.1 | 33000 | 24800 | 75.15% | 1.96 | 11.5 | 11 |  |  |  |  | R-410A | 2.7167 | Residential & Commercial | USHP | Ducted CEE Tier 1
216675773 | Central HP <5.4 tons | HEIL | HRCU-A-CB (Split System: Heat Pump with Remote Outdoor Unit-Air-Source) | D5CURAH24AAK |  |  | EA*5X24M17A* | *80MS(N,L)0701412A* | 23400 | 15.2 | 8.5 | 24600 | 19600 | 79.67% | 1.9 | 0 | 9.8 |  |  |  |  | R-454B | 1.95 | Residential & Commercial | USHP
212499740 | Central HP <5.4 tons | LENNOX | HRCU-A-CB (Split System: Heat Pump with Remote Outdoor Unit-Air-Source) | EL22XPV-024-230A** | ADP |  | LP18/37R9 | EL280UH090E36B* | 24000 | 21 | 8.5 | 22000 | 15400 | 70% | 1.92 | 0 | 13.5 |  |  |  |  | R-410A | 2 | Residential & Commercial | USHP | Ducted CEE Tier 1
212499827 | Central HP <5.4 tons | LENNOX | HRCU-A-CB (Split System: Heat Pump with Remote Outdoor Unit-Air-Source) | EL22XPV-024-230A** | ADP |  | L*18/36T9 | ML180UH045V36A* | 23600 | 21 | 8.5 | 21400 | 15000 | 70.09% | 1.88 | 0 | 13.5 |  |  |  |  | R-410A | 1.9667 | Residential & Commercial | USHP | Ducted CEE Tier 1
212499840 | Central HP <5.4 tons | LENNOX | HRCU-A-CB (Split System: Heat Pump with Remote Outdoor Unit-Air-Source) | EL22XPV-024-230A** | ADP |  | L*19/36S9 | ML180UH045XE36A* | 23400 | 21 | 8.5 | 21200 | 14900 | 70.28% | 1.86 | 0 | 13.5 |  |  |  |  | R-410A | 1.95 | Residential & Commercial | USHP | Ducted CEE Tier 1
213320511 | Central HP <5.4 tons | CHAMPION HEATING AND COOLING | HRCU-A-CB (Split System: Heat Pump with Remote Outdoor Unit-Air-Source) | HMH72B341 | ASPEN |  | D(A,C,E)36A34+TDR | Z8ES100C16SMPS1 | 31600 | 17.9 | 8.5 | 33200 | 28200 | 84.94% | 2.7 | 0 | 9.3 |  |  |  |  | R-410A | 2.6333 | Residential & Commercial | USHP
216494109 | Central HP <5.4 tons | BRYANT HEATING AND COOLING SYSTEMS | HRCU-A-CB (Split System: Heat Pump with Remote Outdoor Unit-Air-Source) | 290VAN024**AA* | ADP |  | CE(P,V)3621G34*+TXV | 987MC42080C17*** | 23000 | 17 | 9 | 22600 | 16300 | 72.12% | 1.98 | 0 | 10 |  |  |  |  | R-454B | 1.9167 | Residential & Commercial | USHP | Ducted CEE Tier 1
212499841 | Central HP <5.4 tons | LENNOX | HRCU-A-CB (Split System: Heat Pump with Remote Outdoor Unit-Air-Source) | EL22XPV-024-230A** | ADP |  | LP25/36R9 | ML180UH045XE36A* | 23400 | 21 | 8.5 | 21200 | 14900 | 70.28% | 1.86 | 0 | 13.5 |  |  |  |  | R-410A | 1.95 | Residential & Commercial | USHP | Ducted CEE Tier 1
212499843 | Central HP <5.4 tons | LENNOX | HRCU-A-CB (Split System: Heat Pump with Remote Outdoor Unit-Air-Source) | EL22XPV-024-230A** | ADP |  | LH18/37R9 | ML180UH045XE36A* | 23400 | 21 | 8.5 | 21200 | 14900 | 70.28% | 1.86 | 0 | 13.5 |  |  |  |  | R-410A | 1.95 | Residential & Commercial | USHP | Ducted CEE Tier 1
212362758 | Central HP <5.4 tons | GOETTL | HRCU-A-CB (Split System: Heat Pump with Remote Outdoor Unit-Air-Source) | GSZV903610A* |  |  | CA*F3137*6A*+MBVC1201**-1A*+TXV | 0 | 34000 | 18.5 | 8.2 | 34000 | 24400 | 71.76% | 1.8 | 0 | 12 |  |  |  |  | R-410A | 2.8333 | Residential & Commercial | USHP | Ducted CEE Tier 1
212362841 | Central HP <5.4 tons | GOETTL | HRCU-A-CB (Split System: Heat Pump with Remote Outdoor Unit-Air-Source) | GSZV903610A* |  |  | CSCF3642N6D*+TXV | G*VM970603BNB* | 33800 | 18.5 | 8.2 | 34000 | 24400 | 71.76% | 1.8 | 0 | 11.5 |  |  |  |  | R-410A | 2.8167 | Residential & Commercial | USHP | Ducted CEE Tier 1
212362843 | Central HP <5.4 tons | GOETTL | HRCU-A-CB (Split System: Heat Pump with Remote Outdoor Unit-Air-Source) | GSZV903610A* |  |  | CSCF3642N6D*+TXV | G*VM970804CNB* | 33800 | 18.5 | 8.2 | 34000 | 24400 | 71.76% | 1.8 | 0 | 11.5 |  |  |  |  | R-410A | 2.8167 | Residential & Commercial | USHP | Ducted CEE Tier 1
212362757 | Central HP <5.4 tons | GOETTL | HRCU-A-CB (Split System: Heat Pump with Remote Outdoor Unit-Air-Source) | GSZV903610A* |  |  | AMVE48DP1400A* | 0 | 33600 | 19 | 8.2 | 33600 | 24400 | 72.62% | 1.8 | 0 | 12 |  |  |  |  | R-410A | 2.8 | Residential & Commercial | USHP | Ducted CEE Tier 1
212362759 | Central HP <5.4 tons | GOETTL | HRCU-A-CB (Split System: Heat Pump with Remote Outdoor Unit-Air-Source) | GSZV903610A* |  |  | CA*F3137*6A*+TXV | G*VS800604BUA* | 33600 | 18.5 | 8.2 | 34000 | 24400 | 71.76% | 1.8 | 0 | 12 |  |  |  |  | R-410A | 2.8 | Residential & Commercial | USHP | Ducted CEE Tier 1
215933826 | Central HP <5.4 tons | HEIL | HRCU-A-CB (Split System: Heat Pump with Remote Outdoor Unit-Air-Source) | H5H3V36*K*AAA* |  |  | ESH5X60M12A*+WALLCON | *95CSU0601716B* | 34000 | 19 | 9 | 34800 | 26400 | 75.86% | 1.92 | 0 | 11 |  |  |  |  | R-454B | 2.8333 | Residential & Commercial | USHP | Ducted CEE Tier 1
215683867 | Central HP <5.4 tons | CARRIER | HRCU-A-CB (Split System: Heat Pump with Remote Outdoor Unit-Air-Source) | 27VNA036A*030* |  |  | CAA**3717AM*+UI | 58CU*A040C17**12 | 34000 | 17.5 | 9 | 35600 | 25400 | 71.35% | 1.88 | 0 | 9 |  |  |  |  | R-454B | 2.8333 | Residential & Commercial | USHP
213320509 | Central HP <5.4 tons | CHAMPION HEATING AND COOLING | HRCU-A-CB (Split System: Heat Pump with Remote Outdoor Unit-Air-Source) | HMH72B341 | ASPEN |  | D(A,C,E)36D34+TDR | Z8ES100C16LMPS1 | 32800 | 18 | 8.5 | 33400 | 28400 | 85.03% | 2.7 | 0 | 9.5 |  |  |  |  | R-410A | 2.7333 | Residential & Commercial | USHP
213320442 | Central HP <5.4 tons | CHAMPION HEATING AND COOLING | HRCU-A-CB (Split System: Heat Pump with Remote Outdoor Unit-Air-Source) | HMH72B341 | ASPEN |  | D(A,C,E)36A34+TDR | TM8E080B12MP11 | 31600 | 17.9 | 8.4 | 34000 | 28000 | 82.35% | 2.62 | 0 | 9.3 |  |  |  |  | R-410A | 2.6333 | Residential & Commercial | USHP
214052479 | Central HP <5.4 tons | LENNOX | HRCU-A-CB (Split System: Heat Pump with Remote Outdoor Unit-Air-Source) | EL22XPV-024-230A** | ADP |  | HG34936 | EL280UH045E36A* | 23600 | 21 | 8.5 | 21400 | 15000 | 70.09% | 1.9 | 0 | 13.5 |  |  |  |  | R-410A | 1.9667 | Residential & Commercial | USHP | Ducted CEE Tier 1
212925893 | Central HP <5.4 tons | TOSOT | HRCU-A-C (Split System: Heat Pump with Remote Outdoor Unit with No Indoor Fan --Air Source) | TU60-48WADU | ASPEN |  | C(A,C,D,E)60C44+TDR | 0 | 50500 | 15.2 | 8.5 | 53000 | 37200 | 70.19% | 1.8 | 0 | 9.5 |  |  |  |  | R-410A | 4.2083 | Residential & Commercial | USHP
212627473 | Central HP <5.4 tons | COLEMAN | HRCU-A-CB (Split System: Heat Pump with Remote Outdoor Unit-Air-Source) | HMH72B341 | ASPEN |  | D(A,C,E)36D26+TDR | TMLE080B12MP11 | 30200 | 17.5 | 8.1 | 34000 | 28000 | 82.35% | 2.41 | 0 | 9 |  |  |  |  | R-410A | 2.5167 | Residential & Commercial | USHP
212627474 | Central HP <5.4 tons | COLEMAN | HRCU-A-CB (Split System: Heat Pump with Remote Outdoor Unit-Air-Source) | HMH72B341 | ASPEN |  | D(A,C,E)36D36+TDR | TMLE080B12MP11 | 32800 | 18 | 8.1 | 34000 | 28000 | 82.35% | 2.41 | 0 | 9.5 |  |  |  |  | R-410A | 2.7333 | Residential & Commercial | USHP
212627492 | Central HP <5.4 tons | COLEMAN | HRCU-A-CB (Split System: Heat Pump with Remote Outdoor Unit-Air-Source) | HMH72B341 | ASPEN |  | D(A,C,E)36D36+TDR | TM8E080C16MP11 | 33000 | 18 | 8.4 | 34000 | 28400 | 83.53% | 2.75 | 0 | 10 |  |  |  |  | R-410A | 2.75 | Residential & Commercial | USHP | Ducted CEE Tier 1
212627507 | Central HP <5.4 tons | COLEMAN | HRCU-A-CB (Split System: Heat Pump with Remote Outdoor Unit-Air-Source) | HMH72B341 | ASPEN |  | D(A,C,E)42D36+TDR | TPLC060A12MP13 | 32800 | 17.5 | 8.1 | 33400 | 28800 | 86.23% | 2.49 | 0 | 9.5 |  |  |  |  | R-410A | 2.7333 | Residential & Commercial | USHP
212627508 | Central HP <5.4 tons | COLEMAN | HRCU-A-CB (Split System: Heat Pump with Remote Outdoor Unit-Air-Source) | HMH72B341 | ASPEN |  | D(A,C,E)48C36+TDR | TPLC060A12MP13 | 32800 | 17.5 | 8.1 | 33400 | 28800 | 86.23% | 2.49 | 0 | 9.5 |  |  |  |  | R-410A | 2.7333 | Residential & Commercial | USHP
212627509 | Central HP <5.4 tons | COLEMAN | HRCU-A-CB (Split System: Heat Pump with Remote Outdoor Unit-Air-Source) | HMH72B341 | ASPEN |  | D(A,C,E)48D36+TDR | TPLC060A12MP13 | 32800 | 17.5 | 8.1 | 33400 | 28800 | 86.23% | 2.49 | 0 | 9.5 |  |  |  |  | R-410A | 2.7333 | Residential & Commercial | USHP
212627523 | Central HP <5.4 tons | COLEMAN | HRCU-A-CB (Split System: Heat Pump with Remote Outdoor Unit-Air-Source) | HMH72B341 | ASPEN |  | D(A,C,E)36B46+TDR | TM9V080B12MP12 | 32800 | 17 | 8.5 | 34000 | 29400 | 86.47% | 2.73 | 0 | 9.5 |  |  |  |  | R-410A | 2.7333 | Residential & Commercial | USHP
212627527 | Central HP <5.4 tons | COLEMAN | HRCU-A-CB (Split System: Heat Pump with Remote Outdoor Unit-Air-Source) | HMH72B341 | ASPEN |  | C(A,C,D,E)48C26+TDR | TP9C080B12MP13 | 31800 | 17 | 8.1 | 33600 | 29600 | 88.1% | 2.45 | 0 | 9 |  |  |  |  | R-410A | 2.65 | Residential & Commercial | USHP
212499942 | Central HP <5.4 tons | LENNOX | HRCU-A-CB (Split System: Heat Pump with Remote Outdoor Unit-Air-Source) | EL22XPV-024-230A** | ADP |  | LP29/36X9 | ML180UH090V48B* | 24000 | 21 | 8.7 | 22000 | 15400 | 70% | 1.9 | 0 | 13.5 |  |  |  |  | R-410A | 2 | Residential & Commercial | USHP | Ducted CEE Tier 1
212627558 | Central HP <5.4 tons | COLEMAN | HRCU-A-CB (Split System: Heat Pump with Remote Outdoor Unit-Air-Source) | HMH72B341 | ASPEN |  | D(A,C,E)42C36+TDR | TM8E100C16MP11 | 33000 | 18 | 8.4 | 34000 | 28400 | 83.53% | 2.74 | 0 | 10 |  |  |  |  | R-410A | 2.75 | Residential & Commercial | USHP | Ducted CEE Tier 1
212627577 | Central HP <5.4 tons | COLEMAN | HRCU-A-CB (Split System: Heat Pump with Remote Outdoor Unit-Air-Source) | HMH72B341 | ASPEN |  | D(A,C,E)48D36+TDR | TMLE040A12MP11 | 32800 | 18 | 8.1 | 33400 | 29000 | 86.83% | 2.48 | 0 | 10 |  |  |  |  | R-410A | 2.7333 | Residential & Commercial | USHP | Ducted CEE Tier 1
212627675 | Central HP <5.4 tons | COLEMAN | HRCU-A-CB (Split System: Heat Pump with Remote Outdoor Unit-Air-Source) | HMH72B341 | ASPEN |  | D(A,C,E)36D36+TDR | TL9E100C20UH11 | 33400 | 17 | 8.4 | 34000 | 29200 | 85.88% | 2.79 | 0 | 10 |  |  |  |  | R-410A | 2.7833 | Residential & Commercial | USHP | Ducted CEE Tier 1
212627676 | Central HP <5.4 tons | COLEMAN | HRCU-A-CB (Split System: Heat Pump with Remote Outdoor Unit-Air-Source) | HMH72B341 | ASPEN |  | D(A,C,E)42C36+TDR | TL9E100C20UH11 | 33400 | 17 | 8.4 | 34000 | 29200 | 85.88% | 2.79 | 0 | 10 |  |  |  |  | R-410A | 2.7833 | Residential & Commercial | USHP | Ducted CEE Tier 1
212627724 | Central HP <5.4 tons | COLEMAN | HRCU-A-CB (Split System: Heat Pump with Remote Outdoor Unit-Air-Source) | HMH72B341 | ASPEN |  | D(A,C,E)36B46+TDR | CPLC100C16MP13 | 33000 | 17.5 | 8.1 | 33800 | 27400 | 81.07% | 2.47 | 0 | 10 |  |  |  |  | R-410A | 2.75 | Residential & Commercial | USHP | Ducted CEE Tier 1
212627741 | Central HP <5.4 tons | COLEMAN | HRCU-A-CB (Split System: Heat Pump with Remote Outdoor Unit-Air-Source) | HMH72B341 | ASPEN |  | C(A,C,D,E)36B26+TDR | TM8V080C16MP12 | 29200 | 16.7 | 8.5 | 34000 | 27400 | 80.59% | 2.67 | 0 | 9.4 |  |  |  |  | R-410A | 2.4333 | Residential & Commercial | USHP
212627742 | Central HP <5.4 tons | COLEMAN | HRCU-A-CB (Split System: Heat Pump with Remote Outdoor Unit-Air-Source) | HMH72B341 | ASPEN |  | C(A,C,D,E)36B36+TDR | TM8V080C16MP12 | 32000 | 17.5 | 8.5 | 34000 | 27400 | 80.59% | 2.67 | 0 | 9.9 |  |  |  |  | R-410A | 2.6667 | Residential & Commercial | USHP
212627761 | Central HP <5.4 tons | COLEMAN | HRCU-A-CB (Split System: Heat Pump with Remote Outdoor Unit-Air-Source) | HMH72B341 | ASPEN |  | D(A,C,E)48D26+TDR | TM8V080C16MP12 | 31000 | 17.3 | 8.5 | 34000 | 27400 | 80.59% | 2.67 | 0 | 9.7 |  |  |  |  | R-410A | 2.5833 | Residential & Commercial | USHP
215869111 | Central HP <5.4 tons | AMERICAN STANDARD | HRCU-A-CB (Split System: Heat Pump with Remote Outdoor Unit-Air-Source) | 5A6V8X36A1 |  |  | 5TXCC007AS3 | S9V2C080U5VSB+LRP | 33000 | 18.1 | 8.5 | 33400 | 25600 | 76.65% | 2.1 | 0 | 10.5 |  |  |  |  | R-454B | 2.75 | Residential & Commercial | USHP | Ducted CEE Tier 1
206767071 | Central HP <5.4 tons | AIRQUEST | HRCU-A-CB (Split System: Heat Pump with Remote Outdoor Unit-Air-Source) | HVH825GKA3* |  |  | EA*4X24L17A*+WALLCON | *80CSU0401712A* | 23200 | 16.5 | 8.1 | 22000 | 16700 | 75.91% | 1.9 | 11 | 10.5 |  |  |  |  | R-410A | 1.9333 | Residential & Commercial | USHP | Ducted CEE Tier 1
206767490 | Central HP <5.4 tons | AIRQUEST | HRCU-A-CB (Split System: Heat Pump with Remote Outdoor Unit-Air-Source) | HVH825GKA3* |  |  | EA*4X36L17A*+WALLCON | *95CSU0601716A* | 23400 | 16.5 | 8.1 | 21600 | 16800 | 77.78% | 1.92 | 11 | 10.5 |  |  |  |  | R-410A | 1.95 | Residential & Commercial | USHP | Ducted CEE Tier 1
212627776 | Central HP <5.4 tons | COLEMAN | HRCU-A-CB (Split System: Heat Pump with Remote Outdoor Unit-Air-Source) | HMH72B341 | ASPEN |  | D(A,C,E)42B36+TDR | TM8V100C16MP12 | 32400 | 17.5 | 8.5 | 34000 | 27400 | 80.59% | 2.67 | 0 | 10 |  |  |  |  | R-410A | 2.7 | Residential & Commercial | USHP | Ducted CEE Tier 1
212627825 | Central HP <5.4 tons | COLEMAN | HRCU-A-CB (Split System: Heat Pump with Remote Outdoor Unit-Air-Source) | HMH72B341 | ASPEN |  | D(A,C,E)42A46+TDR | TPLC080C16MP13 | 32400 | 17.5 | 8.1 | 33800 | 27400 | 81.07% | 2.47 | 0 | 10 |  |  |  |  | R-410A | 2.7 | Residential & Commercial | USHP | Ducted CEE Tier 1
212627858 | Central HP <5.4 tons | COLEMAN | HRCU-A-CB (Split System: Heat Pump with Remote Outdoor Unit-Air-Source) | HMH72B341 | ASPEN |  | D(A,C,E)48D36+TDR | TPLC100C16MP13 | 33400 | 17.5 | 8.1 | 33800 | 27400 | 81.07% | 2.47 | 0 | 10 |  |  |  |  | R-410A | 2.7833 | Residential & Commercial | USHP | Ducted CEE Tier 1
212627859 | Central HP <5.4 tons | COLEMAN | HRCU-A-CB (Split System: Heat Pump with Remote Outdoor Unit-Air-Source) | HMH72B341 | ASPEN |  | C(A,C,D,E)36B26+TDR | TL9E080C16UH11 | 29200 | 16.7 | 8.5 | 34000 | 27800 | 81.76% | 2.65 | 0 | 8.9 |  |  |  |  | R-410A | 2.4333 | Residential & Commercial | USHP
212407357 | Central HP <5.4 tons | BRYANT HEATING AND COOLING SYSTEMS | HRCU-A-CB (Split System: Heat Pump with Remote Outdoor Unit-Air-Source) | 284ANV036*0**B* | ADP |  | C36A***C749 | 88*TA36070C14*** | 33400 | 19 | 9 | 33800 | 25800 | 76.33% | 2 | 0 | 12 |  |  |  |  | R-410A | 2.7833 | Residential & Commercial | USHP | Ducted CEE Tier 1
216819669 | Central HP <5.4 tons | FRIEDRICH | HRCU-A-CB (Split System: Heat Pump with Remote Outdoor Unit-Air-Source) | RD18AY48AJVC |  |  | RCFY4824STANM | FR802V1005A21UH | 41000 | 18 | 8.1 | 41000 | 37600 | 91.71% | 2.1 | 0 | 10 |  |  |  |  | R-454B | 3.4167 | Residential & Commercial | USHP | Ducted CEE Tier 1
216819310 | Central HP <5.4 tons | FRIEDRICH | HRCU-A-CB (Split System: Heat Pump with Remote Outdoor Unit-Air-Source) | RD18AY24AJVC |  |  | RCFY2421MTANM | FR951V0403A17UH | 20800 | 17 | 8.1 | 20800 | 17200 | 82.69% | 1.9 | 0 | 10 |  |  |  |  | R-454B | 1.7333 | Residential & Commercial | USHP | Ducted CEE Tier 1
212627860 | Central HP <5.4 tons | COLEMAN | HRCU-A-CB (Split System: Heat Pump with Remote Outdoor Unit-Air-Source) | HMH72B341 | ASPEN |  | D(A,C,E)36D26+TDR | TL9E080C16UH11 | 30000 | 17 | 8.5 | 34000 | 27800 | 81.76% | 2.65 | 0 | 9 |  |  |  |  | R-410A | 2.5 | Residential & Commercial | USHP
212627874 | Central HP <5.4 tons | COLEMAN | HRCU-A-CB (Split System: Heat Pump with Remote Outdoor Unit-Air-Source) | HMH72B341 | ASPEN |  | D(A,C,E)42B36+TDR | TL8E080C16UH11 | 32400 | 17.5 | 8.5 | 34000 | 27800 | 81.76% | 2.68 | 0 | 10 |  |  |  |  | R-410A | 2.7 | Residential & Commercial | USHP | Ducted CEE Tier 1
213147033 | Central HP <5.4 tons | CARRIER | HRCU-A-CB (Split System: Heat Pump with Remote Outdoor Unit-Air-Source) | 38MURAQ30AB3* | ADP |  | C36A***L129+AEFE4B* | 0 | 29600 | 15.2 | 8.15 | 33200 | 27000 | 81.33% | 1.76 | 0 | 8.5 |  |  |  |  | R-410A | 2.4667 | Residential & Commercial | USHP
215222806 | Central HP <5.4 tons | FRIEDRICH | HRCU-A-CB (Split System: Heat Pump with Remote Outdoor Unit-Air-Source) | RD17AZ60AJ3N |  |  | RCFZ6021STAAM | FR921T1005A21M4 | 54500 | 17 | 8.1 | 46500 | 34000 | 73.12% | 2.1 | 0 | 10 |  |  |  |  | R-410A | 4.5417 | Residential & Commercial | USHP | Ducted CEE Tier 1
206136167 | Central HP <5.4 tons | AIRQUEST | HRCU-A-CB (Split System: Heat Pump with Remote Outdoor Unit-Air-Source) | HVH837GKA** |  |  | EA*4X48L21A*+WALLCON | *95CSU0802120A* | 32400 | 17.5 | 8.5 | 32600 | 25000 | 76.69% | 1.98 | 12 | 11.5 |  |  |  |  | R-410A | 2.7 | Residential & Commercial | USHP | Ducted CEE Tier 1
212627876 | Central HP <5.4 tons | COLEMAN | HRCU-A-CB (Split System: Heat Pump with Remote Outdoor Unit-Air-Source) | HMH72B341 | ASPEN |  | D(A,C,E)42C36+TDR | TL8E080C16UH11 | 32800 | 17.5 | 8.5 | 34000 | 27800 | 81.76% | 2.68 | 0 | 10 |  |  |  |  | R-410A | 2.7333 | Residential & Commercial | USHP | Ducted CEE Tier 1
212627878 | Central HP <5.4 tons | COLEMAN | HRCU-A-CB (Split System: Heat Pump with Remote Outdoor Unit-Air-Source) | HMH72B341 | ASPEN |  | D(A,C,E)42D36+TDR | TL8E080C16UH11 | 33200 | 17.5 | 8.5 | 34000 | 27800 | 81.76% | 2.68 | 0 | 10 |  |  |  |  | R-410A | 2.7667 | Residential & Commercial | USHP | Ducted CEE Tier 1
212627894 | Central HP <5.4 tons | COLEMAN | HRCU-A-CB (Split System: Heat Pump with Remote Outdoor Unit-Air-Source) | HMH72B341 | ASPEN |  | D(A,C,E)42A46+TDR | TL9E080C16UH11 | 32400 | 17.5 | 8.5 | 34000 | 28000 | 82.35% | 2.66 | 0 | 9.5 |  |  |  |  | R-410A | 2.7 | Residential & Commercial | USHP
212627924 | Central HP <5.4 tons | COLEMAN | HRCU-A-CB (Split System: Heat Pump with Remote Outdoor Unit-Air-Source) | HMH72B341 | ASPEN |  | D(A,C,E)42D26+TDR | CP9C100C16MP13 | 30600 | 17.2 | 8.1 | 34000 | 27400 | 80.59% | 2.47 | 0 | 9.6 |  |  |  |  | R-410A | 2.55 | Residential & Commercial | USHP
212627927 | Central HP <5.4 tons | COLEMAN | HRCU-A-CB (Split System: Heat Pump with Remote Outdoor Unit-Air-Source) | HMH72B341 | ASPEN |  | D(A,C,E)48C26+TDR | CP9C100C16MP13 | 30600 | 17.2 | 8.1 | 34000 | 27400 | 80.59% | 2.47 | 0 | 9.6 |  |  |  |  | R-410A | 2.55 | Residential & Commercial | USHP
212625803 | Central HP <5.4 tons | COLEMAN | HRCU-A-CB (Split System: Heat Pump with Remote Outdoor Unit-Air-Source) | HMH72B341 | ASPEN |  | C(A,C,D,E)48C26+TDR | TM9Y120D20MP11 | 30200 | 16 | 8.5 | 32400 | 28200 | 87.04% | 2.77 | 0 | 9.1 |  |  |  |  | R-410A | 2.5167 | Residential & Commercial | USHP
212925898 | Central HP <5.4 tons | TOSOT | HRCU-A-C (Split System: Heat Pump with Remote Outdoor Unit with No Indoor Fan --Air Source) | TU60-48WADU | ASPEN |  | D(A,C,E)61C44+TDR | 0 | 47000 | 15.2 | 8.5 | 48000 | 33600 | 70% | 1.8 | 0 | 10 |  |  |  |  | R-410A | 3.9167 | Residential & Commercial | USHP | Ducted CEE Tier 1
206136087 | Central HP <5.4 tons | AIRQUEST | HRCU-A-CB (Split System: Heat Pump with Remote Outdoor Unit-Air-Source) | HVH837GKA** |  |  | EA*4X37L21A*+WALLCON | *95CSU1002122A* | 33000 | 17.5 | 8.5 | 32800 | 25000 | 76.22% | 2 | 12 | 11.5 |  |  |  |  | R-410A | 2.75 | Residential & Commercial | USHP | Ducted CEE Tier 1
213773287 | Central HP <5.4 tons | HEIL | HRCU-A-CB (Split System: Heat Pump with Remote Outdoor Unit-Air-Source) | HVH825GKA3* |  |  | EA*4X37L21A*+WALLCON | *80CTL0902120B* | 24400 | 16.5 | 8.1 | 21200 | 16600 | 78.3% | 2.02 | 0 | 11 |  |  |  |  | R-410A | 2.0333 | Residential & Commercial | USHP | Ducted CEE Tier 1
214608691 | Central HP <5.4 tons | COLEMAN | HRCU-A-CB (Split System: Heat Pump with Remote Outdoor Unit-Air-Source) | HMH72B341 | ASPEN |  | CM36B34+TDR | CP9C100C16MP13 | 32000 | 17.5 | 8.5 | 34000 | 24000 | 70.59% | 2.1 | 0 | 9.9 |  |  |  |  | R-410A | 2.6667 | Residential & Commercial | USHP
214608693 | Central HP <5.4 tons | COLEMAN | HRCU-A-CB (Split System: Heat Pump with Remote Outdoor Unit-Air-Source) | HMH72B341 | ASPEN |  | CM36B34+TDR | CP9C120D20MP13 | 31600 | 17 | 8.5 | 32400 | 23800 | 73.46% | 2.1 | 0 | 9.3 |  |  |  |  | R-410A | 2.6333 | Residential & Commercial | USHP
214607174 | Central HP <5.4 tons | LENNOX | HRCU-A-CB (Split System: Heat Pump with Remote Outdoor Unit-Air-Source) | EL22XPV-024-230A** | ADP |  | LD19/24Z9+LEFE3A* | 0 | 22400 | 20 | 8.35 | 20400 | 15600 | 76.47% | 2.18 | 0 | 13 |  |  |  |  | R-410A | 1.8667 | Residential & Commercial | USHP | Ducted CEE Tier 1
214607193 | Central HP <5.4 tons | LENNOX | HRCU-A-CB (Split System: Heat Pump with Remote Outdoor Unit-Air-Source) | EL22XPV-024-230A** | ADP |  | LP18/37R9+LEFE3A* | 0 | 23200 | 20 | 8.7 | 20600 | 15700 | 76.21% | 2.26 | 0 | 13.5 |  |  |  |  | R-410A | 1.9333 | Residential & Commercial | USHP | Ducted CEE Tier 1
213320514 | Central HP <5.4 tons | CHAMPION HEATING AND COOLING | HRCU-A-CB (Split System: Heat Pump with Remote Outdoor Unit-Air-Source) | HMH72B341 | ASPEN |  | D(A,C,E)36A34+TDR | Z8ES100C20LMPS1 | 31600 | 17.5 | 8.5 | 33200 | 27400 | 82.53% | 2.71 | 0 | 9.3 |  |  |  |  | R-410A | 2.6333 | Residential & Commercial | USHP
213320481 | Central HP <5.4 tons | CHAMPION HEATING AND COOLING | HRCU-A-CB (Split System: Heat Pump with Remote Outdoor Unit-Air-Source) | HMH72B341 | ASPEN |  | D(A,C,E)36A34+TDR | Z8ES040A12SMPS1 | 33200 | 18 | 8.1 | 32600 | 29800 | 91.41% | 2.71 | 0 | 10 |  |  |  |  | R-410A | 2.7667 | Residential & Commercial | USHP | Ducted CEE Tier 1
214052879 | Central HP <5.4 tons | LENNOX | HRCU-A-CB (Split System: Heat Pump with Remote Outdoor Unit-Air-Source) | SL25XPV-024-230A** | ADP |  | HG80936 | SL297UH060NV36B* | 22200 | 22 | 9.2 | 20000 | 20000 | 100% | 1.82 | 0 | 14 |  |  |  |  | R-410A | 1.85 | Residential & Commercial | USHP | Ducted CEE Tier 1
214608819 | Central HP <5.4 tons | COLEMAN | HRCU-A-CB (Split System: Heat Pump with Remote Outdoor Unit-Air-Source) | HMH72B341 | ASPEN |  | CM36B36+JMET12BS2N1+TDR | 0 | 32000 | 18.5 | 8.5 | 33800 | 23800 | 70.41% | 2.12 | 0 | 10.4 |  |  |  |  | R-410A | 2.6667 | Residential & Commercial | USHP | Ducted CEE Tier 1
213320485 | Central HP <5.4 tons | CHAMPION HEATING AND COOLING | HRCU-A-CB (Split System: Heat Pump with Remote Outdoor Unit-Air-Source) | HMH72B341 | ASPEN |  | D(A,C,E)36D34+TDR | Z8ES080B12LMPS1 | 33000 | 18 | 8.4 | 33000 | 29600 | 89.7% | 2.76 | 0 | 9.5 |  |  |  |  | R-410A | 2.75 | Residential & Commercial | USHP
213320494 | Central HP <5.4 tons | CHAMPION HEATING AND COOLING | HRCU-A-CB (Split System: Heat Pump with Remote Outdoor Unit-Air-Source) | HMH72B341 | ASPEN |  | D(A,C,E)36D34+TDR | Z8ES080C16SMPS1 | 32800 | 18 | 8.5 | 33400 | 27600 | 82.63% | 2.7 | 0 | 10 |  |  |  |  | R-410A | 2.7333 | Residential & Commercial | USHP | Ducted CEE Tier 1
213320505 | Central HP <5.4 tons | CHAMPION HEATING AND COOLING | HRCU-A-CB (Split System: Heat Pump with Remote Outdoor Unit-Air-Source) | HMH72B341 | ASPEN |  | D(A,C,E)36A34+TDR | Z8ES100B12SMPS1 | 31600 | 18.4 | 8.1 | 33800 | 27800 | 82.25% | 2.66 | 0 | 9.3 |  |  |  |  | R-410A | 2.6333 | Residential & Commercial | USHP
213320512 | Central HP <5.4 tons | CHAMPION HEATING AND COOLING | HRCU-A-CB (Split System: Heat Pump with Remote Outdoor Unit-Air-Source) | HMH72B341 | ASPEN |  | D(A,C,E)36D34+TDR | Z8ES100C16SMPS1 | 32800 | 18 | 8.5 | 33400 | 28400 | 85.03% | 2.7 | 0 | 9.5 |  |  |  |  | R-410A | 2.7333 | Residential & Commercial | USHP
213320519 | Central HP <5.4 tons | CHAMPION HEATING AND COOLING | HRCU-A-CB (Split System: Heat Pump with Remote Outdoor Unit-Air-Source) | HMH72B341 | ASPEN |  | D(A,C,E)48A34+TDR | Z8ES100C20SMPS1 | 32200 | 17.5 | 8.5 | 33200 | 27400 | 82.53% | 2.71 | 0 | 9.4 |  |  |  |  | R-410A | 2.6833 | Residential & Commercial | USHP
215735528 | Central HP <5.4 tons | YORK | HRCU-A-CB (Split System: Heat Pump with Remote Outdoor Unit-Air-Source) | HH860E2S11 | ADP |  | H,YE35*48+TXV-BLEED | TM9V100C16MP12 | 42500 | 17 | 8.3 | 42000 | 32800 | 78.1% | 1.96 | 0 | 11 |  |  |  |  | R-454B | 3.5417 | Residential & Commercial | USHP | Ducted CEE Tier 1
214776443 | Central HP <5.4 tons | YORK | HRCU-A-CB (Split System: Heat Pump with Remote Outdoor Unit-Air-Source) | HH860E2S11 | ADP |  | CH600C*C+TXV | TL9E080C16UH11 | 44000 | 17 | 8.45 | 44000 | 34000 | 77.27% | 1.98 | 0 | 10.5 |  |  |  |  | R-454B | 3.6667 | Residential & Commercial | USHP | Ducted CEE Tier 1
214776450 | Central HP <5.4 tons | YORK | HRCU-A-CB (Split System: Heat Pump with Remote Outdoor Unit-Air-Source) | HH860E2S11 | ADP |  | CH605D*C+TXV | TL9E080C16UH11 | 44500 | 18 | 8.5 | 44000 | 34000 | 77.27% | 2 | 0 | 11 |  |  |  |  | R-454B | 3.7083 | Residential & Commercial | USHP | Ducted CEE Tier 1
213320492 | Central HP <5.4 tons | CHAMPION HEATING AND COOLING | HRCU-A-CB (Split System: Heat Pump with Remote Outdoor Unit-Air-Source) | HMH72B341 | ASPEN |  | D(A,C,E)48A34+TDR | Z8ES080C16LMPS1 | 32200 | 18 | 8.5 | 33200 | 27400 | 82.53% | 2.7 | 0 | 9.9 |  |  |  |  | R-410A | 2.6833 | Residential & Commercial | USHP
213320508 | Central HP <5.4 tons | CHAMPION HEATING AND COOLING | HRCU-A-CB (Split System: Heat Pump with Remote Outdoor Unit-Air-Source) | HMH72B341 | ASPEN |  | D(A,C,E)36A34+TDR | Z8ES100C16LMPS1 | 31600 | 17.9 | 8.5 | 33200 | 28200 | 84.94% | 2.7 | 0 | 9.3 |  |  |  |  | R-410A | 2.6333 | Residential & Commercial | USHP
214607172 | Central HP <5.4 tons | LENNOX | HRCU-A-CB (Split System: Heat Pump with Remote Outdoor Unit-Air-Source) | EL22XPV-024-230A** | ADP |  | LH35/36E9+LEFE3A* | 0 | 22600 | 20 | 8.4 | 20400 | 15600 | 76.47% | 2.2 | 0 | 13 |  |  |  |  | R-410A | 1.8833 | Residential & Commercial | USHP | Ducted CEE Tier 1
214607179 | Central HP <5.4 tons | LENNOX | HRCU-A-CB (Split System: Heat Pump with Remote Outdoor Unit-Air-Source) | EL22XPV-024-230A** | ADP |  | LD19/25Y9+LEFE3A* | 0 | 22800 | 20 | 8.5 | 20600 | 15700 | 76.21% | 2.22 | 0 | 13 |  |  |  |  | R-410A | 1.9 | Residential & Commercial | USHP | Ducted CEE Tier 1
213320496 | Central HP <5.4 tons | CHAMPION HEATING AND COOLING | HRCU-A-CB (Split System: Heat Pump with Remote Outdoor Unit-Air-Source) | HMH72B341 | ASPEN |  | D(A,C,E)36A34+TDR | Z8ES080C20LMPS1 | 31600 | 17.9 | 8.5 | 33200 | 28200 | 84.94% | 2.71 | 0 | 9.8 |  |  |  |  | R-410A | 2.6333 | Residential & Commercial | USHP
216054738 | Central HP <5.4 tons | COLEMAN | HRCU-A-CB (Split System: Heat Pump with Remote Outdoor Unit-Air-Source) | HH836E2S11 | ASPEN |  | D(A,C,E)36A4K+TDR | Z8ES080B12SMPS1 | 30400 | 18 | 8.5 | 30000 | 24800 | 82.67% | 2 | 0 | 11.2 |  |  |  |  | R-454B | 2.5333 | Residential & Commercial | USHP | Ducted CEE Tier 1
216054740 | Central HP <5.4 tons | COLEMAN | HRCU-A-CB (Split System: Heat Pump with Remote Outdoor Unit-Air-Source) | HH836E2S11 | ASPEN |  | D(A,C,E)36A4K+TDR | Z8ES080C20SMPS1 | 32000 | 19 | 8.5 | 32200 | 25800 | 80.12% | 2 | 0 | 10.5 |  |  |  |  | R-454B | 2.6667 | Residential & Commercial | USHP | Ducted CEE Tier 1
216054729 | Central HP <5.4 tons | COLEMAN | HRCU-A-CB (Split System: Heat Pump with Remote Outdoor Unit-Air-Source) | HH836E2S11 | ASPEN |  | D(A,C,E)36A4K+TDR | TMLV100C16MP12 | 31000 | 18 | 8.5 | 31200 | 25400 | 81.41% | 2 | 0 | 10.5 |  |  |  |  | R-454B | 2.5833 | Residential & Commercial | USHP | Ducted CEE Tier 1
216054731 | Central HP <5.4 tons | COLEMAN | HRCU-A-CB (Split System: Heat Pump with Remote Outdoor Unit-Air-Source) | HH836E2S11 | ASPEN |  | D(A,C,E)36A4K+TDR | TP9C080B12MP13 | 30600 | 18 | 8.5 | 30800 | 25200 | 81.82% | 2 | 0 | 10.5 |  |  |  |  | R-454B | 2.55 | Residential & Commercial | USHP | Ducted CEE Tier 1
216054736 | Central HP <5.4 tons | COLEMAN | HRCU-A-CB (Split System: Heat Pump with Remote Outdoor Unit-Air-Source) | HH836E2S11 | ASPEN |  | D(A,C,E)36A4K+TDR | TPLC080C16MP13 | 31000 | 18 | 8.5 | 31200 | 25400 | 81.41% | 2 | 0 | 10.5 |  |  |  |  | R-454B | 2.5833 | Residential & Commercial | USHP | Ducted CEE Tier 1
212625804 | Central HP <5.4 tons | COLEMAN | HRCU-A-CB (Split System: Heat Pump with Remote Outdoor Unit-Air-Source) | HMH72B341 | ASPEN |  | D(A,C,E)36A36+TDR | TM9Y120D20MP11 | 31200 | 16.3 | 8.5 | 32400 | 28200 | 87.04% | 2.77 | 0 | 9.3 |  |  |  |  | R-410A | 2.6 | Residential & Commercial | USHP
212625838 | Central HP <5.4 tons | COLEMAN | HRCU-A-CB (Split System: Heat Pump with Remote Outdoor Unit-Air-Source) | HMH72B341 | ASPEN |  | D(A,C,E)36B36+TDR | CP9C120D20MP13 | 31600 | 17 | 8.1 | 32400 | 28200 | 87.04% | 2.51 | 0 | 9.3 |  |  |  |  | R-410A | 2.6333 | Residential & Commercial | USHP
212625852 | Central HP <5.4 tons | COLEMAN | HRCU-A-CB (Split System: Heat Pump with Remote Outdoor Unit-Air-Source) | HMH72B341 | ASPEN |  | C(A,C,D,E)36A46+TDR | TM9V120D20MP12 | 31600 | 17 | 8.5 | 32400 | 28200 | 87.04% | 2.79 | 0 | 9.3 |  |  |  |  | R-410A | 2.6333 | Residential & Commercial | USHP
212625872 | Central HP <5.4 tons | COLEMAN | HRCU-A-CB (Split System: Heat Pump with Remote Outdoor Unit-Air-Source) | HMH72B341 | ASPEN |  | C(A,C,D,E)36A46+TDR | TP9C120D20MP13 | 31600 | 17 | 8.1 | 32400 | 28200 | 87.04% | 2.51 | 0 | 9.3 |  |  |  |  | R-410A | 2.6333 | Residential & Commercial | USHP
212625886 | Central HP <5.4 tons | COLEMAN | HRCU-A-CB (Split System: Heat Pump with Remote Outdoor Unit-Air-Source) | HMH72B341 | ASPEN |  | D(A,C,E)42D36+TDR | TP9C120D20MP13 | 32800 | 17 | 8.1 | 32400 | 28200 | 87.04% | 2.51 | 0 | 9.5 |  |  |  |  | R-410A | 2.7333 | Residential & Commercial | USHP
212625954 | Central HP <5.4 tons | COLEMAN | HRCU-A-CB (Split System: Heat Pump with Remote Outdoor Unit-Air-Source) | HMH72B341 | ASPEN |  | D(A,C,E)36D36+TDR | TM9E100C20MP12 | 32800 | 15.5 | 8.1 | 33200 | 27000 | 81.33% | 2.43 | 0 | 10 |  |  |  |  | R-410A | 2.7333 | Residential & Commercial | USHP | Ducted CEE Tier 1
212626054 | Central HP <5.4 tons | COLEMAN | HRCU-A-CB (Split System: Heat Pump with Remote Outdoor Unit-Air-Source) | HMH72B341 | ASPEN |  | D(A,C,E)48B26+TDR | TM8Y120C20MP11 | 32200 | 18 | 8.1 | 33400 | 29800 | 89.22% | 2.72 | 0 | 9.5 |  |  |  |  | R-410A | 2.6833 | Residential & Commercial | USHP
212626056 | Central HP <5.4 tons | COLEMAN | HRCU-A-CB (Split System: Heat Pump with Remote Outdoor Unit-Air-Source) | HMH72B341 | ASPEN |  | C(A,C,D,E)48A36+TDR | TM8Y080B12MP11 | 32400 | 18 | 8.4 | 33400 | 27400 | 82.04% | 2.63 | 0 | 9.9 |  |  |  |  | R-410A | 2.7 | Residential & Commercial | USHP
215669442 | Central HP <5.4 tons | CARRIER | HRCU-A-CB (Split System: Heat Pump with Remote Outdoor Unit-Air-Source) | 27VNA036A*030* |  |  | CAA**6121AM*+UI | 58CU*A100C21**20 | 34800 | 18 | 9 | 34400 | 24800 | 72.09% | 1.9 | 0 | 10 |  |  |  |  | R-454B | 2.9 | Residential & Commercial | USHP | Ducted CEE Tier 1
212626387 | Central HP <5.4 tons | COLEMAN | HRCU-A-CB (Split System: Heat Pump with Remote Outdoor Unit-Air-Source) | HMH72B341 | ASPEN |  | D(A,C,E)36B36+TDR | TM9E100C16MP12 | 32200 | 18 | 8.5 | 33600 | 27200 | 80.95% | 2.66 | 0 | 9.9 |  |  |  |  | R-410A | 2.6833 | Residential & Commercial | USHP
212624251 | Central HP <5.4 tons | COLEMAN | HRCU-A-CB (Split System: Heat Pump with Remote Outdoor Unit-Air-Source) | HMH72B341 | ASPEN |  | C(A,C,D,E)48C24+TDR | TM8E080C16MP11 | 32200 | 18 | 8.5 | 34000 | 28400 | 83.53% | 2.77 | 0 | 10 |  |  |  |  | R-410A | 2.6833 | Residential & Commercial | USHP | Ducted CEE Tier 1
212624351 | Central HP <5.4 tons | COLEMAN | HRCU-A-CB (Split System: Heat Pump with Remote Outdoor Unit-Air-Source) | HMH72B341 | ASPEN |  | D(A,C,E)48A34+TDR | TM8V100C16MP12 | 32200 | 17.5 | 8.4 | 34000 | 27400 | 80.59% | 2.65 | 0 | 9.9 |  |  |  |  | R-410A | 2.6833 | Residential & Commercial | USHP
212624382 | Central HP <5.4 tons | COLEMAN | HRCU-A-CB (Split System: Heat Pump with Remote Outdoor Unit-Air-Source) | HMH72B341 | ASPEN |  | D(A,C,E)48A34+TDR | TL8E080C16UH11 | 32200 | 17.5 | 8.4 | 34000 | 27800 | 81.76% | 2.66 | 0 | 9.9 |  |  |  |  | R-410A | 2.6833 | Residential & Commercial | USHP
212624415 | Central HP <5.4 tons | COLEMAN | HRCU-A-CB (Split System: Heat Pump with Remote Outdoor Unit-Air-Source) | HMH72B341 | ASPEN |  | D(A,C,E)42D34+TDR | TM9Y080C16MP11 | 33200 | 18.5 | 8.5 | 34000 | 28000 | 82.35% | 2.66 | 0 | 9 |  |  |  |  | R-410A | 2.7667 | Residential & Commercial | USHP
212624418 | Central HP <5.4 tons | COLEMAN | HRCU-A-CB (Split System: Heat Pump with Remote Outdoor Unit-Air-Source) | HMH72B341 | ASPEN |  | D(A,C,E)48B34+TDR | TM9Y080C16MP11 | 32600 | 18.5 | 8.5 | 34000 | 28000 | 82.35% | 2.66 | 0 | 9.5 |  |  |  |  | R-410A | 2.7167 | Residential & Commercial | USHP
212624432 | Central HP <5.4 tons | COLEMAN | HRCU-A-CB (Split System: Heat Pump with Remote Outdoor Unit-Air-Source) | HMH72B341 | ASPEN |  | D(A,C,E)42D34+TDR | TM8E120C16MP11 | 33200 | 18 | 8.5 | 34000 | 28800 | 84.71% | 2.79 | 0 | 10 |  |  |  |  | R-410A | 2.7667 | Residential & Commercial | USHP | Ducted CEE Tier 1
212624434 | Central HP <5.4 tons | COLEMAN | HRCU-A-CB (Split System: Heat Pump with Remote Outdoor Unit-Air-Source) | HMH72B341 | ASPEN |  | D(A,C,E)48D34+TDR | TM8E120C16MP11 | 33200 | 18 | 8.5 | 34000 | 28800 | 84.71% | 2.79 | 0 | 10 |  |  |  |  | R-410A | 2.7667 | Residential & Commercial | USHP | Ducted CEE Tier 1
213320447 | Central HP <5.4 tons | CHAMPION HEATING AND COOLING | HRCU-A-CB (Split System: Heat Pump with Remote Outdoor Unit-Air-Source) | HMH72B341 | ASPEN |  | D(A,C,E)48A34+TDR | TM8E080C16MP11 | 33000 | 18 | 8.1 | 33600 | 28200 | 83.93% | 2.63 | 0 | 10 |  |  |  |  | R-410A | 2.75 | Residential & Commercial | USHP | Ducted CEE Tier 1
213320449 | Central HP <5.4 tons | CHAMPION HEATING AND COOLING | HRCU-A-CB (Split System: Heat Pump with Remote Outdoor Unit-Air-Source) | HMH72B341 | ASPEN |  | D(A,C,E)36D34+TDR | TM8E100B12MP11 | 33000 | 18 | 8.1 | 33800 | 27400 | 81.07% | 2.63 | 0 | 10 |  |  |  |  | R-410A | 2.75 | Residential & Commercial | USHP | Ducted CEE Tier 1
213320451 | Central HP <5.4 tons | CHAMPION HEATING AND COOLING | HRCU-A-CB (Split System: Heat Pump with Remote Outdoor Unit-Air-Source) | HMH72B341 | ASPEN |  | D(A,C,E)36A34+TDR | TM8E100C16MP11 | 33000 | 18 | 8.1 | 32600 | 28800 | 88.34% | 2.65 | 0 | 10 |  |  |  |  | R-410A | 2.75 | Residential & Commercial | USHP | Ducted CEE Tier 1
216819373 | Central HP <5.4 tons | FRIEDRICH | HRCU-A-CB (Split System: Heat Pump with Remote Outdoor Unit-Air-Source) | RD18AY48AJVC |  |  | RCFY4824MTANM | FR921V0855A21M4 | 42500 | 17 | 8.1 | 42500 | 33600 | 79.06% | 2 | 0 | 10 |  |  |  |  | R-454B | 3.5417 | Residential & Commercial | USHP | Ducted CEE Tier 1
216819689 | Central HP <5.4 tons | FRIEDRICH | HRCU-A-CB (Split System: Heat Pump with Remote Outdoor Unit-Air-Source) | RD18AY48AJVC |  |  | RCFY4821STANM | FR801V1005A21UHS | 41000 | 18 | 8.1 | 41000 | 37600 | 91.71% | 2.1 | 0 | 10 |  |  |  |  | R-454B | 3.4167 | Residential & Commercial | USHP | Ducted CEE Tier 1
216819665 | Central HP <5.4 tons | FRIEDRICH | HRCU-A-CB (Split System: Heat Pump with Remote Outdoor Unit-Air-Source) | RD18AY48AJVC |  |  | RCFY4821STANM | FR802V0504A17UH | 40500 | 16 | 8.1 | 40500 | 38000 | 93.83% | 2 | 0 | 10 |  |  |  |  | R-454B | 3.375 | Residential & Commercial | USHP | Ducted CEE Tier 1
206771642 | Central HP <5.4 tons | AIRQUEST | HRCU-A-CB (Split System: Heat Pump with Remote Outdoor Unit-Air-Source) | HVH837GKA2* |  |  | EA*4X43L21A*+WALLCON | *80CTL0902120A* | 32800 | 17.5 | 8.5 | 33000 | 25200 | 76.36% | 2 | 12 | 11.7 |  |  |  |  | R-410A | 2.7333 | Residential & Commercial | USHP | Ducted CEE Tier 1
216682987 | Central HP <5.4 tons | HEIL | HRCU-A-CB (Split System: Heat Pump with Remote Outdoor Unit-Air-Source) | DLCURAH24ABK |  |  | EHD4X24AAL | *97VTN1002122A* | 23400 | 16 | 9 | 26000 | 23800 | 91.54% | 1.86 | 0 | 10 |  |  |  |  | R-410A | 1.95 | Residential & Commercial | USHP | Ducted CEE Tier 1
212500158 | Central HP <5.4 tons | LENNOX | HRCU-A-CB (Split System: Heat Pump with Remote Outdoor Unit-Air-Source) | EL22XPV-024-230A** | ADP |  | LH29/36X9 | SLP99UH070XV36B* | 23800 | 21 | 8.5 | 22000 | 15400 | 70% | 1.92 | 0 | 13.5 |  |  |  |  | R-410A | 1.9833 | Residential & Commercial | USHP | Ducted CEE Tier 1
212500161 | Central HP <5.4 tons | LENNOX | HRCU-A-CB (Split System: Heat Pump with Remote Outdoor Unit-Air-Source) | EL22XPV-024-230A** | ADP |  | L*19/36U9 | SLP99UH070XV36B* | 23800 | 21 | 8.5 | 22000 | 15400 | 70% | 1.92 | 0 | 13.5 |  |  |  |  | R-410A | 1.9833 | Residential & Commercial | USHP | Ducted CEE Tier 1
214776459 | Central HP <5.4 tons | YORK | HRCU-A-CB (Split System: Heat Pump with Remote Outdoor Unit-Air-Source) | HH860E2S11 | ADP |  | CH604**C+TXV | TL9E100C20UH11 | 52000 | 19 | 8.5 | 51500 | 38000 | 73.79% | 2 | 0 | 11 |  |  |  |  | R-454B | 4.3333 | Residential & Commercial | USHP | Ducted CEE Tier 1
214776470 | Central HP <5.4 tons | YORK | HRCU-A-CB (Split System: Heat Pump with Remote Outdoor Unit-Air-Source) | HH860E2S11 | ADP |  | CV602D*A+TXV | TL9E100C20UH11 | 52000 | 19 | 8.5 | 51500 | 38000 | 73.79% | 2 | 0 | 11 |  |  |  |  | R-454B | 4.3333 | Residential & Commercial | USHP | Ducted CEE Tier 1
214776475 | Central HP <5.4 tons | YORK | HRCU-A-CB (Split System: Heat Pump with Remote Outdoor Unit-Air-Source) | HH860E2S11 | ADP |  | CH604**C+TXV | TM9E080C16MP12 | 44500 | 18 | 8.5 | 43500 | 34000 | 78.16% | 2 | 0 | 11 |  |  |  |  | R-454B | 3.7083 | Residential & Commercial | USHP | Ducted CEE Tier 1
214776511 | Central HP <5.4 tons | YORK | HRCU-A-CB (Split System: Heat Pump with Remote Outdoor Unit-Air-Source) | HH860E2S11 | ADP |  | CX601C*35+TXV | TM9E100C16MP12 | 44500 | 18 | 8.5 | 44000 | 34000 | 77.27% | 2 | 0 | 11 |  |  |  |  | R-454B | 3.7083 | Residential & Commercial | USHP | Ducted CEE Tier 1
214776525 | Central HP <5.4 tons | YORK | HRCU-A-CB (Split System: Heat Pump with Remote Outdoor Unit-Air-Source) | HH860E2S11 | ADP |  | CX601C*35+TXV | TM9E100C20MP12 | 53500 | 19 | 8.5 | 53000 | 39500 | 74.53% | 2 | 0 | 11 |  |  |  |  | R-454B | 4.4583 | Residential & Commercial | USHP | Ducted CEE Tier 1
214776536 | Central HP <5.4 tons | YORK | HRCU-A-CB (Split System: Heat Pump with Remote Outdoor Unit-Air-Source) | HH860E2S11 | ADP |  | CH600D*C+TXV | TM9E120D20MP12 | 51500 | 18 | 8.3 | 52500 | 39000 | 74.29% | 1.96 | 0 | 10.5 |  |  |  |  | R-454B | 4.2917 | Residential & Commercial | USHP | Ducted CEE Tier 1
214776550 | Central HP <5.4 tons | YORK | HRCU-A-CB (Split System: Heat Pump with Remote Outdoor Unit-Air-Source) | HH860E2S11 | ADP |  | CH600C*C+TXV | TM9V080C16MP12 | 43000 | 17 | 8.45 | 42000 | 33000 | 78.57% | 1.98 | 0 | 10.5 |  |  |  |  | R-454B | 3.5833 | Residential & Commercial | USHP | Ducted CEE Tier 1
214776559 | Central HP <5.4 tons | YORK | HRCU-A-CB (Split System: Heat Pump with Remote Outdoor Unit-Air-Source) | HH860E2S11 | ADP |  | CV606**C+TXV | TM9V080C16MP12 | 43500 | 18 | 8.5 | 42000 | 33000 | 78.57% | 2 | 0 | 11 |  |  |  |  | R-454B | 3.625 | Residential & Commercial | USHP | Ducted CEE Tier 1
214776561 | Central HP <5.4 tons | YORK | HRCU-A-CB (Split System: Heat Pump with Remote Outdoor Unit-Air-Source) | HH860E2S11 | ADP |  | CV607**C+TXV | TM9V080C16MP12 | 43500 | 18 | 8.5 | 42000 | 33000 | 78.57% | 2 | 0 | 11 |  |  |  |  | R-454B | 3.625 | Residential & Commercial | USHP | Ducted CEE Tier 1
214776570 | Central HP <5.4 tons | YORK | HRCU-A-CB (Split System: Heat Pump with Remote Outdoor Unit-Air-Source) | HH860E2S11 | ADP |  | CV482**C+TXV | TM9V100C16MP12 | 43000 | 17 | 8.4 | 42000 | 32800 | 78.1% | 1.98 | 0 | 11.5 |  |  |  |  | R-454B | 3.5833 | Residential & Commercial | USHP | Ducted CEE Tier 1
214776625 | Central HP <5.4 tons | YORK | HRCU-A-CB (Split System: Heat Pump with Remote Outdoor Unit-Air-Source) | HH860E2S11 | ADP |  | CH600C*C+TXV | TMLE080C20MP11 | 52500 | 18 | 8.3 | 53000 | 39500 | 74.53% | 1.96 | 0 | 10.5 |  |  |  |  | R-454B | 4.375 | Residential & Commercial | USHP | Ducted CEE Tier 1
214776679 | Central HP <5.4 tons | YORK | HRCU-A-CB (Split System: Heat Pump with Remote Outdoor Unit-Air-Source) | HH860E2S11 | ADP |  | CV606**C+TXV | TMLE120C20MP11 | 53000 | 19 | 8.5 | 52500 | 39000 | 74.29% | 2 | 0 | 11 |  |  |  |  | R-454B | 4.4167 | Residential & Commercial | USHP | Ducted CEE Tier 1
213320528 | Central HP <5.4 tons | CHAMPION HEATING AND COOLING | HRCU-A-CB (Split System: Heat Pump with Remote Outdoor Unit-Air-Source) | HMH72B341 | ASPEN |  | D(A,C,E)48A34+TDR | Z8ES120C20LMPS1 | 32200 | 17.5 | 8.5 | 33800 | 27800 | 82.25% | 2.66 | 0 | 9.4 |  |  |  |  | R-410A | 2.6833 | Residential & Commercial | USHP
212623745 | Central HP <5.4 tons | COLEMAN | HRCU-A-CB (Split System: Heat Pump with Remote Outdoor Unit-Air-Source) | HMH72B341 | ASPEN |  | D(A,C,E)42A44+TDR | TM9E060B12MP12 | 32600 | 17.5 | 8.1 | 34000 | 28000 | 82.35% | 2.39 | 0 | 9.5 |  |  |  |  | R-410A | 2.7167 | Residential & Commercial | USHP
212623829 | Central HP <5.4 tons | COLEMAN | HRCU-A-CB (Split System: Heat Pump with Remote Outdoor Unit-Air-Source) | HMH72B341 | ASPEN |  | D(A,C,E)36B44+TDR | CP9C060B12MP13 | 33000 | 17.5 | 8.1 | 34000 | 27800 | 81.76% | 2.42 | 0 | 9.5 |  |  |  |  | R-410A | 2.75 | Residential & Commercial | USHP
212623861 | Central HP <5.4 tons | COLEMAN | HRCU-A-CB (Split System: Heat Pump with Remote Outdoor Unit-Air-Source) | HMH72B341 | ASPEN |  | D(A,C,E)36B44+TDR | TM9V060B12MP12 | 33000 | 17.5 | 8.1 | 34000 | 27800 | 81.76% | 2.42 | 0 | 9.5 |  |  |  |  | R-410A | 2.75 | Residential & Commercial | USHP
212624500 | Central HP <5.4 tons | COLEMAN | HRCU-A-CB (Split System: Heat Pump with Remote Outdoor Unit-Air-Source) | HMH72B341 | ASPEN |  | D(A,C,E)48D24+TDR | CPLC080C16MP13 | 31000 | 17.3 | 8.1 | 33800 | 27400 | 81.07% | 2.47 | 0 | 9.7 |  |  |  |  | R-410A | 2.5833 | Residential & Commercial | USHP
212624566 | Central HP <5.4 tons | COLEMAN | HRCU-A-CB (Split System: Heat Pump with Remote Outdoor Unit-Air-Source) | HMH72B341 | ASPEN |  | C(A,C,D,E)36C24+TDR | TM8V080C16MP12 | 29800 | 16.9 | 8.5 | 34000 | 27400 | 80.59% | 2.67 | 0 | 9.5 |  |  |  |  | R-410A | 2.4833 | Residential & Commercial | USHP
212624618 | Central HP <5.4 tons | COLEMAN | HRCU-A-CB (Split System: Heat Pump with Remote Outdoor Unit-Air-Source) | HMH72B341 | ASPEN |  | D(A,C,E)36B44+TDR | TM8V100C16MP12 | 33000 | 17.5 | 8.5 | 34000 | 27400 | 80.59% | 2.67 | 0 | 10 |  |  |  |  | R-410A | 2.75 | Residential & Commercial | USHP | Ducted CEE Tier 1
212624634 | Central HP <5.4 tons | COLEMAN | HRCU-A-CB (Split System: Heat Pump with Remote Outdoor Unit-Air-Source) | HMH72B341 | ASPEN |  | D(A,C,E)48D34+TDR | TM8V100C16MP12 | 33400 | 17.5 | 8.5 | 34000 | 27400 | 80.59% | 2.67 | 0 | 10 |  |  |  |  | R-410A | 2.7833 | Residential & Commercial | USHP | Ducted CEE Tier 1
212624650 | Central HP <5.4 tons | COLEMAN | HRCU-A-CB (Split System: Heat Pump with Remote Outdoor Unit-Air-Source) | HMH72B341 | ASPEN |  | C(A,C,D,E)42C24+TDR | TMLV100C16MP12 | 30200 | 17 | 8.1 | 33800 | 27400 | 81.07% | 2.47 | 0 | 9 |  |  |  |  | R-410A | 2.5167 | Residential & Commercial | USHP
212624684 | Central HP <5.4 tons | COLEMAN | HRCU-A-CB (Split System: Heat Pump with Remote Outdoor Unit-Air-Source) | HMH72B341 | ASPEN |  | C(A,C,D,E)36D24+TDR | TPLC080C16MP13 | 30200 | 17 | 8.1 | 33800 | 27400 | 81.07% | 2.47 | 0 | 9 |  |  |  |  | R-410A | 2.5167 | Residential & Commercial | USHP
212624702 | Central HP <5.4 tons | COLEMAN | HRCU-A-CB (Split System: Heat Pump with Remote Outdoor Unit-Air-Source) | HMH72B341 | ASPEN |  | D(A,C,E)42D34+TDR | TPLC080C16MP13 | 33200 | 17.5 | 8.1 | 33800 | 27400 | 81.07% | 2.47 | 0 | 10 |  |  |  |  | R-410A | 2.7667 | Residential & Commercial | USHP | Ducted CEE Tier 1
212624719 | Central HP <5.4 tons | COLEMAN | HRCU-A-CB (Split System: Heat Pump with Remote Outdoor Unit-Air-Source) | HMH72B341 | ASPEN |  | C(A,C,D,E)48B24+TDR | TPLC100C16MP13 | 30200 | 17 | 8.1 | 33800 | 27400 | 81.07% | 2.47 | 0 | 9 |  |  |  |  | R-410A | 2.5167 | Residential & Commercial | USHP
212623986 | Central HP <5.4 tons | COLEMAN | HRCU-A-CB (Split System: Heat Pump with Remote Outdoor Unit-Air-Source) | HMH72B341 | ASPEN |  | C(A,C,D,E)48B24+TDR | TM9Y080B12MP11 | 30200 | 17.5 | 8.1 | 34000 | 28000 | 82.35% | 2.41 | 0 | 9.1 |  |  |  |  | R-410A | 2.5167 | Residential & Commercial | USHP
212623979 | Central HP <5.4 tons | COLEMAN | HRCU-A-CB (Split System: Heat Pump with Remote Outdoor Unit-Air-Source) | HMH72B341 | ASPEN |  | C(A,C,D,E)36B34+TDR | TM9Y080B12MP11 | 32000 | 18 | 8.1 | 34000 | 28000 | 82.35% | 2.41 | 0 | 9.4 |  |  |  |  | R-410A | 2.6667 | Residential & Commercial | USHP
212623870 | Central HP <5.4 tons | COLEMAN | HRCU-A-CB (Split System: Heat Pump with Remote Outdoor Unit-Air-Source) | HMH72B341 | ASPEN |  | D(A,C,E)42D34+TDR | TM9V060B12MP12 | 33200 | 17.5 | 8.1 | 34000 | 27800 | 81.76% | 2.42 | 0 | 9 |  |  |  |  | R-410A | 2.7667 | Residential & Commercial | USHP
212623904 | Central HP <5.4 tons | COLEMAN | HRCU-A-CB (Split System: Heat Pump with Remote Outdoor Unit-Air-Source) | HMH72B341 | ASPEN |  | D(A,C,E)48D34+TDR | TP9C060B12MP13 | 33600 | 17.5 | 8.1 | 34000 | 27800 | 81.76% | 2.42 | 0 | 9.5 |  |  |  |  | R-410A | 2.8 | Residential & Commercial | USHP
212623936 | Central HP <5.4 tons | COLEMAN | HRCU-A-CB (Split System: Heat Pump with Remote Outdoor Unit-Air-Source) | HMH72B341 | ASPEN |  | D(A,C,E)48C34+TDR | TL8E060A12UH11 | 32800 | 18 | 8.1 | 33400 | 29000 | 86.83% | 2.46 | 0 | 9.5 |  |  |  |  | R-410A | 2.7333 | Residential & Commercial | USHP
212623075 | Central HP <5.4 tons | COLEMAN | HRCU-A-CB (Split System: Heat Pump with Remote Outdoor Unit-Air-Source) | HMH72B341 | ASPEN |  | D(A,C,E)48C34+TDR | TM9E080B12MP12 | 33200 | 17.5 | 8.5 | 33800 | 27400 | 81.07% | 2.65 | 0 | 10 |  |  |  |  | R-410A | 2.7667 | Residential & Commercial | USHP | Ducted CEE Tier 1
212623077 | Central HP <5.4 tons | COLEMAN | HRCU-A-CB (Split System: Heat Pump with Remote Outdoor Unit-Air-Source) | HMH72B341 | ASPEN |  | D(A,C,E)48D34+TDR | TM9E080B12MP12 | 33600 | 17.5 | 8.5 | 33800 | 27400 | 81.07% | 2.65 | 0 | 10 |  |  |  |  | R-410A | 2.8 | Residential & Commercial | USHP | Ducted CEE Tier 1
212623093 | Central HP <5.4 tons | COLEMAN | HRCU-A-CB (Split System: Heat Pump with Remote Outdoor Unit-Air-Source) | HMH72B341 | ASPEN |  | D(A,C,E)42B34+TDR | TM8E120C16MP11 | 33200 | 18 | 8.3 | 33800 | 28800 | 85.21% | 2.73 | 0 | 10 |  |  |  |  | R-410A | 2.7667 | Residential & Commercial | USHP | Ducted CEE Tier 1
212500025 | Central HP <5.4 tons | LENNOX | HRCU-A-CB (Split System: Heat Pump with Remote Outdoor Unit-Air-Source) | EL22XPV-024-230A** | ADP |  | LH29/36F9 | ML196UH070XE48B* | 24000 | 16 | 8.2 | 22400 | 15700 | 70.09% | 1.88 | 0 | 12.5 |  |  |  |  | R-410A | 2 | Residential & Commercial | USHP | Ducted CEE Tier 1
216439955 | Central HP <5.4 tons | AMERICAN STANDARD | HRCU-A-CB (Split System: Heat Pump with Remote Outdoor Unit-Air-Source) | 5A6V0X24A1 |  |  | 5PX*B003AS3 | S9V2B060U4VSB+LRP | 20400 | 18.8 | 9.4 | 23800 | 17600 | 73.95% | 2.1 | 0 | 11.7 |  |  |  |  | R-454B | 1.7 | Residential & Commercial | USHP | Ducted CEE Tier 1
214271666 | Central HP <5.4 tons | CARRIER | HRCU-A-CB (Split System: Heat Pump with Remote Outdoor Unit-Air-Source) | 25VNA436A*031* | ADP |  | PL36H175P159 | 58TN*B070C17**16 | 33000 | 19 | 9 | 35000 | 27400 | 78.29% | 2.02 | 0 | 12 |  |  |  |  | R-410A | 2.75 | Residential & Commercial | USHP | Ducted CEE Tier 1
214271681 | Central HP <5.4 tons | CARRIER | HRCU-A-CB (Split System: Heat Pump with Remote Outdoor Unit-Air-Source) | 25VNA436A*031* | ADP |  | PL36H210P299 | 58TN*B090C17**16 | 33800 | 20 | 9 | 34800 | 27200 | 78.16% | 2.06 | 0 | 12.5 |  |  |  |  | R-410A | 2.8167 | Residential & Commercial | USHP | Ducted CEE Tier 1
214052514 | Central HP <5.4 tons | LENNOX | HRCU-A-CB (Split System: Heat Pump with Remote Outdoor Unit-Air-Source) | EL22XPV-024-230A** | ADP |  | HG80936 | SLP98UH070XV36B* | 23800 | 21 | 8.5 | 22000 | 15400 | 70% | 1.92 | 0 | 13.5 |  |  |  |  | R-410A | 1.9833 | Residential & Commercial | USHP | Ducted CEE Tier 1
216980439 | Central HP <5.4 tons | FRIEDRICH | HRCU-A-CB (Split System: Heat Pump with Remote Outdoor Unit-Air-Source) | RD18AY48AJVC |  |  | FRH2TY4824STANN | 0 | 41500 | 19 | 9.5 | 41500 | 37600 | 90.6% | 2.1 | 0 | 12 |  |  |  |  | R-454B | 3.4583 | Residential & Commercial | USHP | Ducted CEE Tier 1
216682587 | Central HP <5.4 tons | HEIL | HRCU-A-CB (Split System: Heat Pump with Remote Outdoor Unit-Air-Source) | DLCURAH36ABK |  |  | EA*4X48L21A* | *97VTN1002122A* | 35800 | 16.5 | 9 | 37400 | 34200 | 91.44% | 1.94 | 0 | 10 |  |  |  |  | R-410A | 2.9833 | Residential & Commercial | USHP | Ducted CEE Tier 1
216683405 | Central HP <5.4 tons | HEIL | HRCU-A-CB (Split System: Heat Pump with Remote Outdoor Unit-Air-Source) | DLCURAH24ABK |  |  | EHD4X36AAL | *97VTN1202422A* | 23800 | 16 | 8.5 | 25400 | 22400 | 88.19% | 1.75 | 0 | 10 |  |  |  |  | R-410A | 1.9833 | Residential & Commercial | USHP | Ducted CEE Tier 1
206772615 | Central HP <5.4 tons | AIRQUEST | HRCU-A-CB (Split System: Heat Pump with Remote Outdoor Unit-Air-Source) | HVH837GKA2* |  |  | EHD4X36AAL+WALLCON | *97CMN1002122A* | 32200 | 16.5 | 8.1 | 33200 | 24800 | 74.7% | 1.94 | 11.5 | 11 |  |  |  |  | R-410A | 2.6833 | Residential & Commercial | USHP | Ducted CEE Tier 1
215683933 | Central HP <5.4 tons | CARRIER | HRCU-A-CB (Split System: Heat Pump with Remote Outdoor Unit-Air-Source) | 27VNA036A*030* |  |  | CAA**4221AM*+UI | 58CU*A060C17**16 | 33000 | 17.5 | 8.5 | 35800 | 25600 | 71.51% | 1.86 | 0 | 9.5 |  |  |  |  | R-454B | 2.75 | Residential & Commercial | USHP
215683935 | Central HP <5.4 tons | CARRIER | HRCU-A-CB (Split System: Heat Pump with Remote Outdoor Unit-Air-Source) | 27VNA036A*030* |  |  | CAA**4221AM*+UI | 58CU*A100C21**20 | 33000 | 17.5 | 8.5 | 35800 | 25600 | 71.51% | 1.86 | 0 | 9.5 |  |  |  |  | R-454B | 2.75 | Residential & Commercial | USHP
216819079 | Central HP <5.4 tons | FRIEDRICH | HRCU-A-CB (Split System: Heat Pump with Remote Outdoor Unit-Air-Source) | RD18AY24AJVC |  |  | RCFY2417MTANM | FR921V0603A17M4 | 21000 | 17 | 8.1 | 21000 | 17100 | 81.43% | 1.9 | 0 | 10 |  |  |  |  | R-454B | 1.75 | Residential & Commercial | USHP | Ducted CEE Tier 1
216819129 | Central HP <5.4 tons | FRIEDRICH | HRCU-A-CB (Split System: Heat Pump with Remote Outdoor Unit-Air-Source) | RD18AY24AJVC |  |  | RCFY2417MTANM | FR97MV0603A17DH | 21000 | 18 | 8.1 | 20800 | 17000 | 81.73% | 1.9 | 0 | 10 |  |  |  |  | R-454B | 1.75 | Residential & Commercial | USHP | Ducted CEE Tier 1
214052880 | Central HP <5.4 tons | LENNOX | HRCU-A-CB (Split System: Heat Pump with Remote Outdoor Unit-Air-Source) | SL25XPV-024-230A** | ADP |  | HG80936 | SLP98UH070XV36B* | 22200 | 23 | 9.2 | 20000 | 20000 | 100% | 1.84 | 0 | 14 |  |  |  |  | R-410A | 1.85 | Residential & Commercial | USHP | Ducted CEE Tier 1
206772696 | Central HP <5.4 tons | AIRQUEST | HRCU-A-CB (Split System: Heat Pump with Remote Outdoor Unit-Air-Source) | HVH837GKA2* |  |  | EHD4X42AAL+WALLCON | *80CTL0701716A* | 32400 | 16.5 | 8.1 | 33200 | 25000 | 75.3% | 1.94 | 11.5 | 11 |  |  |  |  | R-410A | 2.7 | Residential & Commercial | USHP | Ducted CEE Tier 1
206773182 | Central HP <5.4 tons | AIRQUEST | HRCU-A-CB (Split System: Heat Pump with Remote Outdoor Unit-Air-Source) | HVH837GKA2* |  |  | EA*4X48L24A*+WALLCON | *80CSU1002120A* | 32200 | 17 | 8.1 | 32600 | 25000 | 76.69% | 1.96 | 12 | 11 |  |  |  |  | R-410A | 2.6833 | Residential & Commercial | USHP | Ducted CEE Tier 1
214521910 | Central HP <5.4 tons | COLEMAN | HRCU-A-CB (Split System: Heat Pump with Remote Outdoor Unit-Air-Source) | HMH72B341 | ASPEN |  | C(A,C,D,E)48A34+TDR | Z8ES080B12LMPS1 | 33000 | 18 | 8.1 | 32600 | 29400 | 90.18% | 2.66 | 0 | 9.5 |  |  |  |  | R-410A | 2.75 | Residential & Commercial | USHP
215407286 | Central HP <5.4 tons | CHAMPION HEATING AND COOLING | HRCU-A-C (Split System: Heat Pump with Remote Outdoor Unit with No Indoor Fan --Air Source) | HH836E2S11 | ASPEN |  | D(A,C,E)36D3J+TDR | 0 | 31200 | 15.2 | 8.1 | 31200 | 31600 | 101.3% | 2.61 | 0 | 10 |  |  |  |  | R-454B | 2.6 | Residential & Commercial | USHP | Ducted CEE Tier 1
212628135 | Central HP <5.4 tons | COLEMAN | HRCU-A-CB (Split System: Heat Pump with Remote Outdoor Unit-Air-Source) | HMH72B341 | ASPEN |  | D(A,C,E)48D36+TDR | TP9C100C20MP13 | 33400 | 17.5 | 8.1 | 34000 | 28400 | 83.53% | 2.46 | 0 | 9.5 |  |  |  |  | R-410A | 2.7833 | Residential & Commercial | USHP
216374537 | Central HP <5.4 tons | YORK | HRCU-A-CB (Split System: Heat Pump with Remote Outdoor Unit-Air-Source) | HH860E2S11 |  |  | CTU60D5XHS1+TXV | Y92E120D20SMPS1 | 54000 | 19 | 9 | 55000 | 40000 | 72.73% | 2 | 0 | 11 |  |  |  |  | R-454B | 4.5 | Residential & Commercial | USHP | Ducted CEE Tier 1
216751569 | Central HP <5.4 tons | YORK | HRCU-A-CB (Split System: Heat Pump with Remote Outdoor Unit-Air-Source) | HH860E2S11 | ADP |  | H,YG37*48+TXV-BLEED | TM8Y080C16MP11 | 44000 | 17 | 9 | 42000 | 33000 | 78.57% | 2 | 0 | 11.7 |  |  |  |  | R-454B | 3.6667 | Residential & Commercial | USHP | Ducted CEE Tier 1
216751586 | Central HP <5.4 tons | YORK | HRCU-A-CB (Split System: Heat Pump with Remote Outdoor Unit-Air-Source) | HH860E2S11 | ADP |  | H,YG51*48+TXV-BLEED | TM8Y080C16MP11 | 44000 | 18 | 9 | 42000 | 33000 | 78.57% | 2 | 0 | 11.7 |  |  |  |  | R-454B | 3.6667 | Residential & Commercial | USHP | Ducted CEE Tier 1
216751587 | Central HP <5.4 tons | YORK | HRCU-A-CB (Split System: Heat Pump with Remote Outdoor Unit-Air-Source) | HH860E2S11 | ADP |  | H,YG51*60+TXV-BLEED | TM8Y080C16MP11 | 44000 | 18 | 9 | 42000 | 33000 | 78.57% | 2 | 0 | 11.7 |  |  |  |  | R-454B | 3.6667 | Residential & Commercial | USHP | Ducted CEE Tier 1
216751601 | Central HP <5.4 tons | YORK | HRCU-A-CB (Split System: Heat Pump with Remote Outdoor Unit-Air-Source) | HH860E2S11 | ADP |  | H,YG3K*48+TXV-BLEED | TM8Y100C16MP11 | 44000 | 17 | 9 | 42000 | 33000 | 78.57% | 2 | 0 | 11.7 |  |  |  |  | R-454B | 3.6667 | Residential & Commercial | USHP | Ducted CEE Tier 1
216453102 | Central HP <5.4 tons | AMERICAN STANDARD | HRCU-A-CB (Split System: Heat Pump with Remote Outdoor Unit-Air-Source) | 5A6V0X36A1 |  |  | 5PX*B006AS3 | S8V2B080M4PCB | 35400 | 20 | 9.7 | 32600 | 25200 | 77.3% | 2.1 | 0 | 12.5 |  |  |  |  | R-454B | 2.95 | Residential & Commercial | USHP | Ducted CEE Tier 1
212623143 | Central HP <5.4 tons | COLEMAN | HRCU-A-CB (Split System: Heat Pump with Remote Outdoor Unit-Air-Source) | HMH72B341 | ASPEN |  | C(A,C,D,E)42D24+TDR | TM8E100B12MP11 | 30800 | 17.7 | 8.5 | 33800 | 27400 | 81.07% | 2.64 | 0 | 9 |  |  |  |  | R-410A | 2.5667 | Residential & Commercial | USHP
212623159 | Central HP <5.4 tons | COLEMAN | HRCU-A-CB (Split System: Heat Pump with Remote Outdoor Unit-Air-Source) | HMH72B341 | ASPEN |  | D(A,C,E)48B34+TDR | TM8E100B12MP11 | 32800 | 18 | 8.5 | 33800 | 27400 | 81.07% | 2.64 | 0 | 10 |  |  |  |  | R-410A | 2.7333 | Residential & Commercial | USHP | Ducted CEE Tier 1
212623202 | Central HP <5.4 tons | COLEMAN | HRCU-A-CB (Split System: Heat Pump with Remote Outdoor Unit-Air-Source) | HMH72B341 | ASPEN |  | C(A,C,D,E)48B24+TDR | TMLE100B12MP11 | 30400 | 17.5 | 8.1 | 33800 | 27400 | 81.07% | 2.44 | 0 | 9 |  |  |  |  | R-410A | 2.5333 | Residential & Commercial | USHP
212623207 | Central HP <5.4 tons | COLEMAN | HRCU-A-CB (Split System: Heat Pump with Remote Outdoor Unit-Air-Source) | HMH72B341 | ASPEN |  | D(A,C,E)36B44+TDR | TMLE100B12MP11 | 33000 | 18 | 8.1 | 33800 | 27400 | 81.07% | 2.44 | 0 | 10 |  |  |  |  | R-410A | 2.75 | Residential & Commercial | USHP | Ducted CEE Tier 1
212623211 | Central HP <5.4 tons | COLEMAN | HRCU-A-CB (Split System: Heat Pump with Remote Outdoor Unit-Air-Source) | HMH72B341 | ASPEN |  | D(A,C,E)42A44+TDR | TMLE100B12MP11 | 32600 | 18 | 8.1 | 33800 | 27400 | 81.07% | 2.44 | 0 | 10 |  |  |  |  | R-410A | 2.7167 | Residential & Commercial | USHP | Ducted CEE Tier 1
212623232 | Central HP <5.4 tons | COLEMAN | HRCU-A-CB (Split System: Heat Pump with Remote Outdoor Unit-Air-Source) | HMH72B341 | ASPEN |  | D(A,C,E)36A44+TDR | TM8Y120C20MP11 | 33600 | 18 | 8.3 | 33800 | 30000 | 88.76% | 2.76 | 0 | 9.5 |  |  |  |  | R-410A | 2.8 | Residential & Commercial | USHP
212623318 | Central HP <5.4 tons | COLEMAN | HRCU-A-CB (Split System: Heat Pump with Remote Outdoor Unit-Air-Source) | HMH72B341 | ASPEN |  | D(A,C,E)42D24+TDR | CP9C080C16MP13 | 30800 | 17.2 | 8.1 | 33800 | 27400 | 81.07% | 2.45 | 0 | 9 |  |  |  |  | R-410A | 2.5667 | Residential & Commercial | USHP
212623327 | Central HP <5.4 tons | COLEMAN | HRCU-A-CB (Split System: Heat Pump with Remote Outdoor Unit-Air-Source) | HMH72B341 | ASPEN |  | D(A,C,E)48C34+TDR | CP9C080C16MP13 | 33200 | 17.5 | 8.1 | 33800 | 27400 | 81.07% | 2.45 | 0 | 10 |  |  |  |  | R-410A | 2.7667 | Residential & Commercial | USHP | Ducted CEE Tier 1
212623352 | Central HP <5.4 tons | COLEMAN | HRCU-A-CB (Split System: Heat Pump with Remote Outdoor Unit-Air-Source) | HMH72B341 | ASPEN |  | D(A,C,E)36C34+TDR | TM9V080C16MP12 | 32600 | 17.5 | 8.5 | 33800 | 27400 | 81.07% | 2.66 | 0 | 10 |  |  |  |  | R-410A | 2.7167 | Residential & Commercial | USHP | Ducted CEE Tier 1
212623359 | Central HP <5.4 tons | COLEMAN | HRCU-A-CB (Split System: Heat Pump with Remote Outdoor Unit-Air-Source) | HMH72B341 | ASPEN |  | D(A,C,E)42D24+TDR | TM9V080C16MP12 | 30800 | 17.2 | 8.5 | 33800 | 27400 | 81.07% | 2.66 | 0 | 9 |  |  |  |  | R-410A | 2.5667 | Residential & Commercial | USHP
212623375 | Central HP <5.4 tons | COLEMAN | HRCU-A-CB (Split System: Heat Pump with Remote Outdoor Unit-Air-Source) | HMH72B341 | ASPEN |  | C(A,C,D,E)48B24+TDR | TP9C080C16MP13 | 30400 | 17 | 8.1 | 33800 | 27400 | 81.07% | 2.45 | 0 | 9 |  |  |  |  | R-410A | 2.5333 | Residential & Commercial | USHP
212623402 | Central HP <5.4 tons | COLEMAN | HRCU-A-CB (Split System: Heat Pump with Remote Outdoor Unit-Air-Source) | HMH72B341 | ASPEN |  | C(A,C,D,E)36C34+TDR | TM8Y100C20MP11 | 33600 | 18 | 8.3 | 33800 | 30200 | 89.35% | 2.82 | 0 | 9.5 |  |  |  |  | R-410A | 2.8 | Residential & Commercial | USHP
212623434 | Central HP <5.4 tons | COLEMAN | HRCU-A-CB (Split System: Heat Pump with Remote Outdoor Unit-Air-Source) | HMH72B341 | ASPEN |  | C(A,C,D,E)42B24+TDR | TM9Y080C16MP11 | 29600 | 17.8 | 8.5 | 33800 | 27800 | 82.25% | 2.66 | 0 | 9 |  |  |  |  | R-410A | 2.4667 | Residential & Commercial | USHP
212623477 | Central HP <5.4 tons | COLEMAN | HRCU-A-CB (Split System: Heat Pump with Remote Outdoor Unit-Air-Source) | HMH72B341 | ASPEN |  | C(A,C,D,E)42B24+TDR | TL9E080C16UH11 | 29600 | 16.9 | 8.5 | 33800 | 27800 | 82.25% | 2.66 | 0 | 9 |  |  |  |  | R-410A | 2.4667 | Residential & Commercial | USHP
212623502 | Central HP <5.4 tons | COLEMAN | HRCU-A-CB (Split System: Heat Pump with Remote Outdoor Unit-Air-Source) | HMH72B341 | ASPEN |  | D(A,C,E)48B24+TDR | TL8E100C20UH11 | 30200 | 17 | 8.4 | 33800 | 27200 | 80.47% | 2.66 | 0 | 9 |  |  |  |  | R-410A | 2.5167 | Residential & Commercial | USHP
212623570 | Central HP <5.4 tons | COLEMAN | HRCU-A-CB (Split System: Heat Pump with Remote Outdoor Unit-Air-Source) | HMH72B341 | ASPEN |  | D(A,C,E)48D34+TDR | TM9E040A10MP12 | 32200 | 17 | 8.1 | 33400 | 28400 | 85.03% | 2.42 | 0 | 9.5 |  |  |  |  | R-410A | 2.6833 | Residential & Commercial | USHP
212623602 | Central HP <5.4 tons | COLEMAN | HRCU-A-CB (Split System: Heat Pump with Remote Outdoor Unit-Air-Source) | HMH72B341 | ASPEN |  | C(A,C,D,E)48C24+TDR | TM9Y060B12MP11 | 31800 | 17.5 | 8.1 | 34000 | 29400 | 86.47% | 2.43 | 0 | 9 |  |  |  |  | R-410A | 2.65 | Residential & Commercial | USHP
212623611 | Central HP <5.4 tons | COLEMAN | HRCU-A-CB (Split System: Heat Pump with Remote Outdoor Unit-Air-Source) | HMH72B341 | ASPEN |  | D(A,C,E)48D34+TDR | TM9Y060B12MP11 | 32600 | 17.5 | 8.1 | 34000 | 29400 | 86.47% | 2.43 | 0 | 9.5 |  |  |  |  | R-410A | 2.7167 | Residential & Commercial | USHP
212623668 | Central HP <5.4 tons | COLEMAN | HRCU-A-CB (Split System: Heat Pump with Remote Outdoor Unit-Air-Source) | HMH72B341 | ASPEN |  | C(A,C,D,E)42B24+TDR | TL9E060B12UH11 | 29800 | 17.4 | 8.1 | 34000 | 27800 | 81.76% | 2.4 | 0 | 9 |  |  |  |  | R-410A | 2.4833 | Residential & Commercial | USHP
212623686 | Central HP <5.4 tons | COLEMAN | HRCU-A-CB (Split System: Heat Pump with Remote Outdoor Unit-Air-Source) | HMH72B341 | ASPEN |  | D(A,C,E)42D24+TDR | TL9E060B12UH11 | 30600 | 17.7 | 8.1 | 34000 | 27800 | 81.76% | 2.4 | 0 | 9 |  |  |  |  | R-410A | 2.55 | Residential & Commercial | USHP
214776686 | Central HP <5.4 tons | YORK | HRCU-A-CB (Split System: Heat Pump with Remote Outdoor Unit-Air-Source) | HH860E2S11 | ADP |  | CH604**C+TXV | TMLE130D20MP11 | 54000 | 19 | 8.5 | 53000 | 39500 | 74.53% | 2 | 0 | 11 |  |  |  |  | R-454B | 4.5 | Residential & Commercial | USHP | Ducted CEE Tier 1
214776734 | Central HP <5.4 tons | YORK | HRCU-A-CB (Split System: Heat Pump with Remote Outdoor Unit-Air-Source) | HH860E2S11 | ADP |  | CV600**C+TXV | Y81E080C16SMPS1 | 44000 | 17 | 8.4 | 42500 | 33000 | 77.65% | 1.98 | 0 | 11.7 |  |  |  |  | R-454B | 3.6667 | Residential & Commercial | USHP | Ducted CEE Tier 1
212624867 | Central HP <5.4 tons | COLEMAN | HRCU-A-CB (Split System: Heat Pump with Remote Outdoor Unit-Air-Source) | HMH72B341 | ASPEN |  | C(A,C,D,E)36B24+TDR | CP9C100C16MP13 | 29200 | 16.7 | 8.1 | 34000 | 27400 | 80.59% | 2.47 | 0 | 9.4 |  |  |  |  | R-410A | 2.4333 | Residential & Commercial | USHP
212624900 | Central HP <5.4 tons | COLEMAN | HRCU-A-CB (Split System: Heat Pump with Remote Outdoor Unit-Air-Source) | HMH72B341 | ASPEN |  | D(A,C,E)48D24+TDR | CP9C100C16MP13 | 31000 | 17.3 | 8.1 | 34000 | 27400 | 80.59% | 2.47 | 0 | 9.7 |  |  |  |  | R-410A | 2.5833 | Residential & Commercial | USHP
212624916 | Central HP <5.4 tons | COLEMAN | HRCU-A-CB (Split System: Heat Pump with Remote Outdoor Unit-Air-Source) | HMH72B341 | ASPEN |  | C(A,C,D,E)48C24+TDR | TM8Y080C16MP11 | 30600 | 18.1 | 8.5 | 34000 | 27400 | 80.59% | 2.67 | 0 | 9.6 |  |  |  |  | R-410A | 2.55 | Residential & Commercial | USHP
212624970 | Central HP <5.4 tons | COLEMAN | HRCU-A-CB (Split System: Heat Pump with Remote Outdoor Unit-Air-Source) | HMH72B341 | ASPEN |  | C(A,C,D,E)36C24+TDR | TM8Y100C16MP11 | 29800 | 17.8 | 8.5 | 34000 | 27400 | 80.59% | 2.67 | 0 | 9.5 |  |  |  |  | R-410A | 2.4833 | Residential & Commercial | USHP
212625033 | Central HP <5.4 tons | COLEMAN | HRCU-A-CB (Split System: Heat Pump with Remote Outdoor Unit-Air-Source) | HMH72B341 | ASPEN |  | C(A,C,D,E)36C24+TDR | TM9V100C16MP12 | 29800 | 16.9 | 8.5 | 34000 | 27400 | 80.59% | 2.67 | 0 | 9.5 |  |  |  |  | R-410A | 2.4833 | Residential & Commercial | USHP
212625103 | Central HP <5.4 tons | COLEMAN | HRCU-A-CB (Split System: Heat Pump with Remote Outdoor Unit-Air-Source) | HMH72B341 | ASPEN |  | C(A,C,D,E)42D24+TDR | TP9C100C16MP13 | 30600 | 17.2 | 8.1 | 34000 | 27400 | 80.59% | 2.47 | 0 | 9.6 |  |  |  |  | R-410A | 2.55 | Residential & Commercial | USHP
212625218 | Central HP <5.4 tons | COLEMAN | HRCU-A-CB (Split System: Heat Pump with Remote Outdoor Unit-Air-Source) | HMH72B341 | ASPEN |  | D(A,C,E)42D34+TDR | TM8Y120C20MP11 | 33600 | 18 | 8.5 | 34000 | 30200 | 88.82% | 2.85 | 0 | 9.5 |  |  |  |  | R-410A | 2.8 | Residential & Commercial | USHP
212625287 | Central HP <5.4 tons | COLEMAN | HRCU-A-CB (Split System: Heat Pump with Remote Outdoor Unit-Air-Source) | HMH72B341 | ASPEN |  | D(A,C,E)48C34+TDR | TL8E100C20UH11 | 33200 | 17.5 | 8.5 | 34000 | 27400 | 80.59% | 2.69 | 0 | 10 |  |  |  |  | R-410A | 2.7667 | Residential & Commercial | USHP | Ducted CEE Tier 1
212625303 | Central HP <5.4 tons | COLEMAN | HRCU-A-CB (Split System: Heat Pump with Remote Outdoor Unit-Air-Source) | HMH72B341 | ASPEN |  | C(A,C,D,E)36B24+TDR | TM9V100C20MP12 | 29200 | 16.7 | 8.5 | 34000 | 28000 | 82.35% | 2.69 | 0 | 8.9 |  |  |  |  | R-410A | 2.4333 | Residential & Commercial | USHP
212625317 | Central HP <5.4 tons | COLEMAN | HRCU-A-CB (Split System: Heat Pump with Remote Outdoor Unit-Air-Source) | HMH72B341 | ASPEN |  | D(A,C,E)36D24+TDR | TP9C100C20MP13 | 30000 | 17 | 8.1 | 34000 | 28000 | 82.35% | 2.47 | 0 | 9 |  |  |  |  | R-410A | 2.5 | Residential & Commercial | USHP
212625336 | Central HP <5.4 tons | COLEMAN | HRCU-A-CB (Split System: Heat Pump with Remote Outdoor Unit-Air-Source) | HMH72B341 | ASPEN |  | C(A,C,D,E)42C24+TDR | CP9C100C20MP13 | 30000 | 17 | 8.1 | 34000 | 28400 | 83.53% | 2.46 | 0 | 9 |  |  |  |  | R-410A | 2.5 | Residential & Commercial | USHP
212625367 | Central HP <5.4 tons | COLEMAN | HRCU-A-CB (Split System: Heat Pump with Remote Outdoor Unit-Air-Source) | HMH72B341 | ASPEN |  | D(A,C,E)48D34+TDR | CP9C100C20MP13 | 33400 | 17.5 | 8.1 | 34000 | 28400 | 83.53% | 2.46 | 0 | 9.5 |  |  |  |  | R-410A | 2.7833 | Residential & Commercial | USHP
212625369 | Central HP <5.4 tons | COLEMAN | HRCU-A-CB (Split System: Heat Pump with Remote Outdoor Unit-Air-Source) | HMH72B341 | ASPEN |  | C(A,C,D,E)36A44+TDR | TM9V100C20MP12 | 32000 | 17.5 | 8.5 | 34000 | 28400 | 83.53% | 2.7 | 0 | 9.4 |  |  |  |  | R-410A | 2.6667 | Residential & Commercial | USHP
212625435 | Central HP <5.4 tons | COLEMAN | HRCU-A-CB (Split System: Heat Pump with Remote Outdoor Unit-Air-Source) | HMH72B341 | ASPEN |  | C(A,C,D,E)36D24+TDR | TP9C100C20MP13 | 30000 | 17 | 8.1 | 34000 | 28400 | 83.53% | 2.46 | 0 | 9 |  |  |  |  | R-410A | 2.5 | Residential & Commercial | USHP
212625451 | Central HP <5.4 tons | COLEMAN | HRCU-A-CB (Split System: Heat Pump with Remote Outdoor Unit-Air-Source) | HMH72B341 | ASPEN |  | D(A,C,E)36C34+TDR | TP9C100C20MP13 | 32400 | 17.5 | 8.1 | 34000 | 28400 | 83.53% | 2.46 | 0 | 9.5 |  |  |  |  | R-410A | 2.7 | Residential & Commercial | USHP
212625521 | Central HP <5.4 tons | COLEMAN | HRCU-A-CB (Split System: Heat Pump with Remote Outdoor Unit-Air-Source) | HMH72B341 | ASPEN |  | C(A,C,D,E)42A26+TDR | TPLC120C20MP13 | 28600 | 15.6 | 8.1 | 32000 | 27600 | 86.25% | 2.44 | 0 | 8.4 |  |  |  |  | R-410A | 2.3833 | Residential & Commercial | USHP
212625620 | Central HP <5.4 tons | COLEMAN | HRCU-A-CB (Split System: Heat Pump with Remote Outdoor Unit-Air-Source) | HMH72B341 | ASPEN |  | C(A,C,D,E)42A26+TDR | TM9V120D20MP12 | 28800 | 16.1 | 8.5 | 32200 | 28000 | 86.96% | 2.79 | 0 | 8.9 |  |  |  |  | R-410A | 2.4 | Residential & Commercial | USHP
212625635 | Central HP <5.4 tons | COLEMAN | HRCU-A-CB (Split System: Heat Pump with Remote Outdoor Unit-Air-Source) | HMH72B341 | ASPEN |  | C(A,C,D,E)36B26+TDR | CPLC100C20MP13 | 28600 | 15.6 | 8.1 | 32400 | 27400 | 84.57% | 2.45 | 0 | 8.4 |  |  |  |  | R-410A | 2.3833 | Residential & Commercial | USHP
212625636 | Central HP <5.4 tons | COLEMAN | HRCU-A-CB (Split System: Heat Pump with Remote Outdoor Unit-Air-Source) | HMH72B341 | ASPEN |  | C(A,C,D,E)36C26+TDR | CPLC100C20MP13 | 29000 | 15.8 | 8.1 | 32400 | 27400 | 84.57% | 2.45 | 0 | 8.5 |  |  |  |  | R-410A | 2.4167 | Residential & Commercial | USHP
212625638 | Central HP <5.4 tons | COLEMAN | HRCU-A-CB (Split System: Heat Pump with Remote Outdoor Unit-Air-Source) | HMH72B341 | ASPEN |  | D(A,C,E)42C26+TDR | CPLC100C20MP13 | 29600 | 15.9 | 8.1 | 32400 | 27400 | 84.57% | 2.45 | 0 | 8 |  |  |  |  | R-410A | 2.4667 | Residential & Commercial | USHP
212625669 | Central HP <5.4 tons | COLEMAN | HRCU-A-CB (Split System: Heat Pump with Remote Outdoor Unit-Air-Source) | HMH72B341 | ASPEN |  | D(A,C,E)36B46+TDR | CPLC100C20MP13 | 32400 | 16.5 | 8.1 | 32400 | 27800 | 85.8% | 2.44 | 0 | 9 |  |  |  |  | R-410A | 2.7 | Residential & Commercial | USHP
212625686 | Central HP <5.4 tons | COLEMAN | HRCU-A-CB (Split System: Heat Pump with Remote Outdoor Unit-Air-Source) | HMH72B341 | ASPEN |  | D(A,C,E)36A46+TDR | CPLC120C20MP13 | 31400 | 16.5 | 8.1 | 32400 | 27800 | 85.8% | 2.44 | 0 | 8.9 |  |  |  |  | R-410A | 2.6167 | Residential & Commercial | USHP
214391042 | Central HP <5.4 tons | DAY & NIGHT | HRCU-A-CB (Split System: Heat Pump with Remote Outdoor Unit-Air-Source) | DLCURAH24ABK | ADP |  | H,GE32936 | *96VTN0401712B* | 23400 | 16 | 8.5 | 25400 | 25800 | 101.6% | 2.18 | 0 | 9.5 |  |  |  |  | R-410A | 1.95 | Residential & Commercial | USHP
212625787 | Central HP <5.4 tons | COLEMAN | HRCU-A-CB (Split System: Heat Pump with Remote Outdoor Unit-Air-Source) | HMH72B341 | ASPEN |  | D(A,C,E)42B36+TDR | TPLC120C20MP13 | 31800 | 16.5 | 8.1 | 32400 | 27800 | 85.8% | 2.44 | 0 | 8.9 |  |  |  |  | R-410A | 2.65 | Residential & Commercial | USHP
214521915 | Central HP <5.4 tons | COLEMAN | HRCU-A-CB (Split System: Heat Pump with Remote Outdoor Unit-Air-Source) | HMH72B341 | ASPEN |  | C(A,C,D,E)42A34+TDR | Z8ES080C16LMPS1 | 31800 | 17.9 | 8.4 | 33200 | 27400 | 82.53% | 2.68 | 0 | 9.9 |  |  |  |  | R-410A | 2.65 | Residential & Commercial | USHP
214521916 | Central HP <5.4 tons | COLEMAN | HRCU-A-CB (Split System: Heat Pump with Remote Outdoor Unit-Air-Source) | HMH72B341 | ASPEN |  | C(A,C,D,E)48A34+TDR | Z8ES080C16LMPS1 | 32200 | 18 | 8.5 | 33200 | 27400 | 82.53% | 2.7 | 0 | 9.9 |  |  |  |  | R-410A | 2.6833 | Residential & Commercial | USHP
214521949 | Central HP <5.4 tons | COLEMAN | HRCU-A-CB (Split System: Heat Pump with Remote Outdoor Unit-Air-Source) | HMH72B341 | ASPEN |  | C(A,C,D,E)48A34+TDR | Z8ES120C16SMPS1 | 33600 | 18 | 8.1 | 32600 | 30200 | 92.64% | 2.73 | 0 | 9.5 |  |  |  |  | R-410A | 2.8 | Residential & Commercial | USHP
214389873 | Central HP <5.4 tons | CARRIER | HRCU-A-CB (Split System: Heat Pump with Remote Outdoor Unit-Air-Source) | 25VNA424A*031* | ADP |  | H,PG24936 | 58TN*B070C17**16 | 23000 | 20 | 10 | 25400 | 19800 | 77.95% | 2.3 | 0 | 13 |  |  |  |  | R-410A | 1.9167 | Residential & Commercial | USHP | Ducted CEE Tier 1
215399911 | Central HP <5.4 tons | CHAMPION HEATING AND COOLING | HRCU-A-C (Split System: Heat Pump with Remote Outdoor Unit with No Indoor Fan --Air Source) | HH836E2S11 | ASPEN |  | C(A,C,D,E)48A3K+TDR | 0 | 30800 | 15.2 | 8.1 | 31000 | 31600 | 101.9% | 2.52 | 0 | 10 |  |  |  |  | R-454B | 2.5667 | Residential & Commercial | USHP | Ducted CEE Tier 1
216619269 | Central HP <5.4 tons | CARRIER | HRCU-A-CB (Split System: Heat Pump with Remote Outdoor Unit-Air-Source) | 25VNA436A*031* | ADP |  | C36A***L13*+TXV | 59MN7C060C17**14 | 32800 | 18 | 9 | 36400 | 26400 | 72.53% | 1.96 | 0 | 11.5 |  |  |  |  | R-410A | 2.7333 | Residential & Commercial | USHP | Ducted CEE Tier 1
216751603 | Central HP <5.4 tons | YORK | HRCU-A-CB (Split System: Heat Pump with Remote Outdoor Unit-Air-Source) | HH860E2S11 | ADP |  | H,YG48*48+TXV-BLEED | TM8Y100C16MP11 | 44000 | 18 | 9 | 42000 | 33000 | 78.57% | 2 | 0 | 11.7 |  |  |  |  | R-454B | 3.6667 | Residential & Commercial | USHP | Ducted CEE Tier 1
216751619 | Central HP <5.4 tons | YORK | HRCU-A-CB (Split System: Heat Pump with Remote Outdoor Unit-Air-Source) | HH860E2S11 | ADP |  | H,YG84*48+TXV-BLEED | TM8Y100C16MP11 | 44000 | 18 | 9 | 42000 | 33000 | 78.57% | 2 | 0 | 11.7 |  |  |  |  | R-454B | 3.6667 | Residential & Commercial | USHP | Ducted CEE Tier 1
216751650 | Central HP <5.4 tons | YORK | HRCU-A-CB (Split System: Heat Pump with Remote Outdoor Unit-Air-Source) | HH860E2S11 | ADP |  | H,YG50*60+TXV-BLEED | TM8Y120C20MP11 | 54000 | 19 | 9 | 53000 | 39000 | 73.58% | 2 | 0 | 11 |  |  |  |  | R-454B | 4.5 | Residential & Commercial | USHP | Ducted CEE Tier 1
216751653 | Central HP <5.4 tons | YORK | HRCU-A-CB (Split System: Heat Pump with Remote Outdoor Unit-Air-Source) | HH860E2S11 | ADP |  | H,YG52*60+TXV-BLEED | TM8Y120C20MP11 | 54000 | 19 | 9 | 53000 | 39000 | 73.58% | 2 | 0 | 11 |  |  |  |  | R-454B | 4.5 | Residential & Commercial | USHP | Ducted CEE Tier 1
216751686 | Central HP <5.4 tons | YORK | HRCU-A-CB (Split System: Heat Pump with Remote Outdoor Unit-Air-Source) | HH860E2S11 | ADP |  | H,YG3K*60+TXV-BLEED | TM9E080C20MP12 | 53500 | 18 | 8.45 | 53000 | 39000 | 73.58% | 1.98 | 0 | 10.5 |  |  |  |  | R-454B | 4.4583 | Residential & Commercial | USHP | Ducted CEE Tier 1
216751718 | Central HP <5.4 tons | YORK | HRCU-A-CB (Split System: Heat Pump with Remote Outdoor Unit-Air-Source) | HH860E2S11 | ADP |  | H,YG52*60+TXV-BLEED | TM9E100C16MP12 | 44500 | 18 | 9 | 44000 | 34000 | 77.27% | 2 | 0 | 11 |  |  |  |  | R-454B | 3.7083 | Residential & Commercial | USHP | Ducted CEE Tier 1
216751721 | Central HP <5.4 tons | YORK | HRCU-A-CB (Split System: Heat Pump with Remote Outdoor Unit-Air-Source) | HH860E2S11 | ADP |  | H,YG86*60+TXV-BLEED | TM9E100C16MP12 | 44500 | 18 | 9 | 44000 | 34000 | 77.27% | 2 | 0 | 11 |  |  |  |  | R-454B | 3.7083 | Residential & Commercial | USHP | Ducted CEE Tier 1
216751735 | Central HP <5.4 tons | YORK | HRCU-A-CB (Split System: Heat Pump with Remote Outdoor Unit-Air-Source) | HH860E2S11 | ADP |  | H,YG86*60+TXV-BLEED | TM9E100C20MP12 | 54000 | 19 | 8.5 | 53000 | 39000 | 73.58% | 2 | 0 | 11 |  |  |  |  | R-454B | 4.5 | Residential & Commercial | USHP | Ducted CEE Tier 1
214776736 | Central HP <5.4 tons | YORK | HRCU-A-CB (Split System: Heat Pump with Remote Outdoor Unit-Air-Source) | HH860E2S11 | ADP |  | CX601C*35+TXV | Y81E080C16SMPS1 | 44500 | 18 | 8.5 | 42500 | 33000 | 77.65% | 2 | 0 | 12 |  |  |  |  | R-454B | 3.7083 | Residential & Commercial | USHP | Ducted CEE Tier 1
214776786 | Central HP <5.4 tons | YORK | HRCU-A-CB (Split System: Heat Pump with Remote Outdoor Unit-Air-Source) | HH860E2S11 | ADP |  | CV602D*A+TXV | Y81E120C20SMPS1 | 52500 | 19 | 8.5 | 51500 | 38000 | 73.79% | 2 | 0 | 11.7 |  |  |  |  | R-454B | 4.375 | Residential & Commercial | USHP | Ducted CEE Tier 1
214776820 | Central HP <5.4 tons | YORK | HRCU-A-CB (Split System: Heat Pump with Remote Outdoor Unit-Air-Source) | HH860E2S11 | ADP |  | CV602D*A+TXV | YP9C100C20MP13 | 52000 | 19 | 8.5 | 51500 | 38000 | 73.79% | 2 | 0 | 11 |  |  |  |  | R-454B | 4.3333 | Residential & Commercial | USHP | Ducted CEE Tier 1
214776836 | Central HP <5.4 tons | YORK | HRCU-A-CB (Split System: Heat Pump with Remote Outdoor Unit-Air-Source) | HH860E2S11 | ADP |  | CH600C*C+TXV | YPLC080C16MP13 | 43000 | 17 | 8.45 | 42000 | 32800 | 78.1% | 1.98 | 0 | 11.5 |  |  |  |  | R-454B | 3.5833 | Residential & Commercial | USHP | Ducted CEE Tier 1
214776843 | Central HP <5.4 tons | YORK | HRCU-A-CB (Split System: Heat Pump with Remote Outdoor Unit-Air-Source) | HH860E2S11 | ADP |  | CH605D*C+TXV | YPLC080C16MP13 | 43500 | 18 | 8.5 | 42000 | 32800 | 78.1% | 2 | 0 | 11.7 |  |  |  |  | R-454B | 3.625 | Residential & Commercial | USHP | Ducted CEE Tier 1
214776859 | Central HP <5.4 tons | YORK | HRCU-A-CB (Split System: Heat Pump with Remote Outdoor Unit-Air-Source) | HH860E2S11 | ADP |  | CX601C*35+TXV | YPLC100C20MP13 | 53000 | 19 | 8.5 | 52000 | 38500 | 74.04% | 2 | 0 | 11 |  |  |  |  | R-454B | 4.4167 | Residential & Commercial | USHP | Ducted CEE Tier 1
214776861 | Central HP <5.4 tons | YORK | HRCU-A-CB (Split System: Heat Pump with Remote Outdoor Unit-Air-Source) | HH860E2S11 | ADP |  | CH605D*C+TXV | YPLC100C20MP13 | 44000 | 18 | 8.5 | 42500 | 33200 | 78.12% | 2 | 0 | 11.7 |  |  |  |  | R-454B | 3.6667 | Residential & Commercial | USHP | Ducted CEE Tier 1
214777197 | Central HP <5.4 tons | YORK | HRCU-A-CB (Split System: Heat Pump with Remote Outdoor Unit-Air-Source) | HH860E2S11 | ADP |  | CV602C*A+TXV | TL8E080C16UH11 | 44500 | 18 | 8.5 | 43500 | 33800 | 77.7% | 2 | 0 | 11 |  |  |  |  | R-454B | 3.7083 | Residential & Commercial | USHP | Ducted CEE Tier 1
215870963 | Central HP <5.4 tons | YORK | HRCU-A-CB (Split System: Heat Pump with Remote Outdoor Unit-Air-Source) | HH860E2S11 | ADP |  | CH600D*C+TXV | Y91E080C20SMPS1 | 44000 | 17 | 8.4 | 44500 | 33000 | 74.16% | 1.98 | 0 | 11.7 |  |  |  |  | R-454B | 3.6667 | Residential & Commercial | USHP | Ducted CEE Tier 1
214776413 | Central HP <5.4 tons | YORK | HRCU-A-CB (Split System: Heat Pump with Remote Outdoor Unit-Air-Source) | HH860E2S11 | ADP |  | CH604**C+TXV | TL8E080C16UH11 | 44500 | 18 | 8.5 | 43500 | 33800 | 77.7% | 2 | 0 | 11 |  |  |  |  | R-454B | 3.7083 | Residential & Commercial | USHP | Ducted CEE Tier 1
214776466 | Central HP <5.4 tons | YORK | HRCU-A-CB (Split System: Heat Pump with Remote Outdoor Unit-Air-Source) | HH860E2S11 | ADP |  | CV606**C+TXV | TL9E100C20UH11 | 52000 | 19 | 8.5 | 51500 | 38000 | 73.79% | 2 | 0 | 11 |  |  |  |  | R-454B | 4.3333 | Residential & Commercial | USHP | Ducted CEE Tier 1
214776497 | Central HP <5.4 tons | YORK | HRCU-A-CB (Split System: Heat Pump with Remote Outdoor Unit-Air-Source) | HH860E2S11 | ADP |  | CV606**C+TXV | TM9E080C20MP12 | 53500 | 19 | 8.5 | 53000 | 39500 | 74.53% | 2 | 0 | 11 |  |  |  |  | R-454B | 4.4583 | Residential & Commercial | USHP | Ducted CEE Tier 1
214776499 | Central HP <5.4 tons | YORK | HRCU-A-CB (Split System: Heat Pump with Remote Outdoor Unit-Air-Source) | HH860E2S11 | ADP |  | CV607**C+TXV | TM9E080C20MP12 | 53500 | 19 | 8.5 | 53000 | 39500 | 74.53% | 2 | 0 | 11 |  |  |  |  | R-454B | 4.4583 | Residential & Commercial | USHP | Ducted CEE Tier 1
212623863 | Central HP <5.4 tons | COLEMAN | HRCU-A-CB (Split System: Heat Pump with Remote Outdoor Unit-Air-Source) | HMH72B341 | ASPEN |  | D(A,C,E)36D24+TDR | TM9V060B12MP12 | 30400 | 17 | 8.1 | 34000 | 27800 | 81.76% | 2.42 | 0 | 9.1 |  |  |  |  | R-410A | 2.5333 | Residential & Commercial | USHP
212623865 | Central HP <5.4 tons | COLEMAN | HRCU-A-CB (Split System: Heat Pump with Remote Outdoor Unit-Air-Source) | HMH72B341 | ASPEN |  | D(A,C,E)42A44+TDR | TM9V060B12MP12 | 32600 | 17.5 | 8.1 | 34000 | 27800 | 81.76% | 2.42 | 0 | 9.5 |  |  |  |  | R-410A | 2.7167 | Residential & Commercial | USHP
214776516 | Central HP <5.4 tons | YORK | HRCU-A-CB (Split System: Heat Pump with Remote Outdoor Unit-Air-Source) | HH860E2S11 | ADP |  | CV607**C+TXV | TM9E100C16MP12 | 44500 | 18 | 8.5 | 44000 | 34000 | 77.27% | 2 | 0 | 11 |  |  |  |  | R-454B | 3.7083 | Residential & Commercial | USHP | Ducted CEE Tier 1
214776549 | Central HP <5.4 tons | YORK | HRCU-A-CB (Split System: Heat Pump with Remote Outdoor Unit-Air-Source) | HH860E2S11 | ADP |  | CV481**C+TXV | TM9V080C16MP12 | 42500 | 17 | 8.3 | 42000 | 33000 | 78.57% | 1.96 | 0 | 10.5 |  |  |  |  | R-454B | 3.5417 | Residential & Commercial | USHP | Ducted CEE Tier 1
212623866 | Central HP <5.4 tons | COLEMAN | HRCU-A-CB (Split System: Heat Pump with Remote Outdoor Unit-Air-Source) | HMH72B341 | ASPEN |  | D(A,C,E)42B34+TDR | TM9V060B12MP12 | 32600 | 17.5 | 8.1 | 34000 | 27800 | 81.76% | 2.42 | 0 | 9.5 |  |  |  |  | R-410A | 2.7167 | Residential & Commercial | USHP
212623900 | Central HP <5.4 tons | COLEMAN | HRCU-A-CB (Split System: Heat Pump with Remote Outdoor Unit-Air-Source) | HMH72B341 | ASPEN |  | D(A,C,E)48B34+TDR | TP9C060B12MP13 | 32800 | 17.5 | 8.1 | 34000 | 27800 | 81.76% | 2.42 | 0 | 9.5 |  |  |  |  | R-410A | 2.7333 | Residential & Commercial | USHP
212623947 | Central HP <5.4 tons | COLEMAN | HRCU-A-CB (Split System: Heat Pump with Remote Outdoor Unit-Air-Source) | HMH72B341 | ASPEN |  | C(A,C,D,E)42B24+TDR | TM8E080B12MP11 | 29800 | 17.4 | 8.5 | 34000 | 27800 | 81.76% | 2.62 | 0 | 9 |  |  |  |  | R-410A | 2.4833 | Residential & Commercial | USHP
212623948 | Central HP <5.4 tons | COLEMAN | HRCU-A-CB (Split System: Heat Pump with Remote Outdoor Unit-Air-Source) | HMH72B341 | ASPEN |  | C(A,C,D,E)42B24+TDR | TMLE080B12MP11 | 29800 | 17.4 | 8.1 | 34000 | 27800 | 81.76% | 2.41 | 0 | 9 |  |  |  |  | R-410A | 2.4833 | Residential & Commercial | USHP
214776581 | Central HP <5.4 tons | YORK | HRCU-A-CB (Split System: Heat Pump with Remote Outdoor Unit-Air-Source) | HH860E2S11 | ADP |  | CV609**A+TXV | TM9V100C16MP12 | 43500 | 18 | 8.5 | 42000 | 32800 | 78.1% | 2 | 0 | 11.7 |  |  |  |  | R-454B | 3.625 | Residential & Commercial | USHP | Ducted CEE Tier 1
214776582 | Central HP <5.4 tons | YORK | HRCU-A-CB (Split System: Heat Pump with Remote Outdoor Unit-Air-Source) | HH860E2S11 | ADP |  | CH600C*C+TXV | TM9V100C20MP12 | 51000 | 18 | 8.3 | 51500 | 38000 | 73.79% | 1.96 | 0 | 10.5 |  |  |  |  | R-454B | 4.25 | Residential & Commercial | USHP | Ducted CEE Tier 1
212623964 | Central HP <5.4 tons | COLEMAN | HRCU-A-CB (Split System: Heat Pump with Remote Outdoor Unit-Air-Source) | HMH72B341 | ASPEN |  | D(A,C,E)36D24+TDR | TM8E080B12MP11 | 30200 | 17.5 | 8.5 | 34000 | 28000 | 82.35% | 2.63 | 0 | 9 |  |  |  |  | R-410A | 2.5167 | Residential & Commercial | USHP
212623029 | Central HP <5.4 tons | COLEMAN | HRCU-A-CB (Split System: Heat Pump with Remote Outdoor Unit-Air-Source) | HMH72B341 | ASPEN |  | C(A,C,D,E)36C34+TDR | TM9E080B12MP12 | 32600 | 17.5 | 8.5 | 33800 | 27400 | 81.07% | 2.65 | 0 | 10 |  |  |  |  | R-410A | 2.7167 | Residential & Commercial | USHP | Ducted CEE Tier 1
212623111 | Central HP <5.4 tons | COLEMAN | HRCU-A-CB (Split System: Heat Pump with Remote Outdoor Unit-Air-Source) | HMH72B341 | ASPEN |  | C(A,C,D,E)36D24+TDR | TM8E060A12MP11 | 30400 | 17.5 | 8.1 | 33800 | 27400 | 81.07% | 2.44 | 0 | 9 |  |  |  |  | R-410A | 2.5333 | Residential & Commercial | USHP
212623112 | Central HP <5.4 tons | COLEMAN | HRCU-A-CB (Split System: Heat Pump with Remote Outdoor Unit-Air-Source) | HMH72B341 | ASPEN |  | C(A,C,D,E)42B24+TDR | TM8E060A12MP11 | 30000 | 17.4 | 8.1 | 33800 | 27400 | 81.07% | 2.44 | 0 | 9.5 |  |  |  |  | R-410A | 2.5 | Residential & Commercial | USHP
214776596 | Central HP <5.4 tons | YORK | HRCU-A-CB (Split System: Heat Pump with Remote Outdoor Unit-Air-Source) | HH860E2S11 | ADP |  | CH600C*C+TXV | TM9V120D20MP12 | 52000 | 18 | 8.3 | 52000 | 38500 | 74.04% | 1.96 | 0 | 10.5 |  |  |  |  | R-454B | 4.3333 | Residential & Commercial | USHP | Ducted CEE Tier 1
214776613 | Central HP <5.4 tons | YORK | HRCU-A-CB (Split System: Heat Pump with Remote Outdoor Unit-Air-Source) | HH860E2S11 | ADP |  | CV482**C+TXV | TMLE080C16MP11 | 44000 | 17 | 8.4 | 43500 | 33800 | 77.7% | 1.98 | 0 | 10.5 |  |  |  |  | R-454B | 3.6667 | Residential & Commercial | USHP | Ducted CEE Tier 1
212623114 | Central HP <5.4 tons | COLEMAN | HRCU-A-CB (Split System: Heat Pump with Remote Outdoor Unit-Air-Source) | HMH72B341 | ASPEN |  | C(A,C,D,E)42D24+TDR | TM8E060A12MP11 | 30800 | 17.7 | 8.1 | 33800 | 27400 | 81.07% | 2.44 | 0 | 9 |  |  |  |  | R-410A | 2.5667 | Residential & Commercial | USHP
212623161 | Central HP <5.4 tons | COLEMAN | HRCU-A-CB (Split System: Heat Pump with Remote Outdoor Unit-Air-Source) | HMH72B341 | ASPEN |  | D(A,C,E)48C34+TDR | TM8E100B12MP11 | 33200 | 18 | 8.5 | 33800 | 27400 | 81.07% | 2.64 | 0 | 10 |  |  |  |  | R-410A | 2.7667 | Residential & Commercial | USHP | Ducted CEE Tier 1
214776632 | Central HP <5.4 tons | YORK | HRCU-A-CB (Split System: Heat Pump with Remote Outdoor Unit-Air-Source) | HH860E2S11 | ADP |  | CV605**C+TXV | TMLE080C20MP11 | 53500 | 18 | 8.5 | 53000 | 39500 | 74.53% | 2 | 0 | 11 |  |  |  |  | R-454B | 4.4583 | Residential & Commercial | USHP | Ducted CEE Tier 1
216619274 | Central HP <5.4 tons | CARRIER | HRCU-A-CB (Split System: Heat Pump with Remote Outdoor Unit-Air-Source) | 25VNA436A*031* | ADP |  | C36A***L539 | 59MN7C060C17**14 | 33600 | 19 | 9 | 35400 | 25800 | 72.88% | 2 | 0 | 11.7 |  |  |  |  | R-410A | 2.8 | Residential & Commercial | USHP | Ducted CEE Tier 1
212623437 | Central HP <5.4 tons | COLEMAN | HRCU-A-CB (Split System: Heat Pump with Remote Outdoor Unit-Air-Source) | HMH72B341 | ASPEN |  | D(A,C,E)36A34+TDR | TM9Y080C16MP11 | 31600 | 18.4 | 8.5 | 33800 | 27800 | 82.25% | 2.66 | 0 | 9.3 |  |  |  |  | R-410A | 2.6333 | Residential & Commercial | USHP
212623455 | Central HP <5.4 tons | COLEMAN | HRCU-A-CB (Split System: Heat Pump with Remote Outdoor Unit-Air-Source) | HMH72B341 | ASPEN |  | C(A,C,D,E)42A34+TDR | TL8E100C20UH11 | 31800 | 17.5 | 8.4 | 33800 | 27200 | 80.47% | 2.64 | 0 | 9.9 |  |  |  |  | R-410A | 2.65 | Residential & Commercial | USHP
212623457 | Central HP <5.4 tons | COLEMAN | HRCU-A-CB (Split System: Heat Pump with Remote Outdoor Unit-Air-Source) | HMH72B341 | ASPEN |  | D(A,C,E)42A34+TDR | TL8E100C20UH11 | 31800 | 17.5 | 8.4 | 33800 | 27200 | 80.47% | 2.64 | 0 | 9.9 |  |  |  |  | R-410A | 2.65 | Residential & Commercial | USHP
212623471 | Central HP <5.4 tons | COLEMAN | HRCU-A-CB (Split System: Heat Pump with Remote Outdoor Unit-Air-Source) | HMH72B341 | ASPEN |  | C(A,C,D,E)42A24+TDR | TM8V100C16MP12 | 29200 | 16.7 | 8.5 | 33800 | 27200 | 80.47% | 2.67 | 0 | 9.4 |  |  |  |  | R-410A | 2.4333 | Residential & Commercial | USHP
212623472 | Central HP <5.4 tons | COLEMAN | HRCU-A-CB (Split System: Heat Pump with Remote Outdoor Unit-Air-Source) | HMH72B341 | ASPEN |  | C(A,C,D,E)42A24+TDR | TMLV100C16MP12 | 29200 | 16.7 | 8.1 | 33800 | 27200 | 80.47% | 2.48 | 0 | 9.4 |  |  |  |  | R-410A | 2.4333 | Residential & Commercial | USHP
216751737 | Central HP <5.4 tons | YORK | HRCU-A-CB (Split System: Heat Pump with Remote Outdoor Unit-Air-Source) | HH860E2S11 | ADP |  | H,YG37*60+TXV-BLEED | TM9E120D20MP12 | 52500 | 18 | 8.35 | 52500 | 39000 | 74.29% | 1.98 | 0 | 10.5 |  |  |  |  | R-454B | 4.375 | Residential & Commercial | USHP | Ducted CEE Tier 1
216751771 | Central HP <5.4 tons | YORK | HRCU-A-CB (Split System: Heat Pump with Remote Outdoor Unit-Air-Source) | HH860E2S11 | ADP |  | H,YG52*60+TXV-BLEED | TM9V080C16MP12 | 43500 | 18 | 9 | 42000 | 33600 | 80% | 2 | 0 | 11 |  |  |  |  | R-454B | 3.625 | Residential & Commercial | USHP | Ducted CEE Tier 1
216751804 | Central HP <5.4 tons | YORK | HRCU-A-CB (Split System: Heat Pump with Remote Outdoor Unit-Air-Source) | HH860E2S11 | ADP |  | H,YG37*60+TXV-BLEED | TM9V100C20MP12 | 52000 | 18 | 8.35 | 51500 | 38000 | 73.79% | 1.98 | 0 | 10.5 |  |  |  |  | R-454B | 4.3333 | Residential & Commercial | USHP | Ducted CEE Tier 1
216751885 | Central HP <5.4 tons | YORK | HRCU-A-CB (Split System: Heat Pump with Remote Outdoor Unit-Air-Source) | HH860E2S11 | ADP |  | H,YG52*60+TXV-BLEED | Y91E100C16SMPS1 | 45500 | 18 | 9 | 44000 | 33400 | 75.91% | 2 | 0 | 11.7 |  |  |  |  | R-454B | 3.7917 | Residential & Commercial | USHP | Ducted CEE Tier 1
214776650 | Central HP <5.4 tons | YORK | HRCU-A-CB (Split System: Heat Pump with Remote Outdoor Unit-Air-Source) | HH860E2S11 | ADP |  | CV605**C+TXV | TMLE100C16MP11 | 44500 | 18 | 8.5 | 43500 | 33800 | 77.7% | 2 | 0 | 11 |  |  |  |  | R-454B | 3.7083 | Residential & Commercial | USHP | Ducted CEE Tier 1
214776665 | Central HP <5.4 tons | YORK | HRCU-A-CB (Split System: Heat Pump with Remote Outdoor Unit-Air-Source) | HH860E2S11 | ADP |  | CV606**C+TXV | TMLE100C20MP11 | 53500 | 19 | 8.5 | 53000 | 39500 | 74.53% | 2 | 0 | 11 |  |  |  |  | R-454B | 4.4583 | Residential & Commercial | USHP | Ducted CEE Tier 1
214776682 | Central HP <5.4 tons | YORK | HRCU-A-CB (Split System: Heat Pump with Remote Outdoor Unit-Air-Source) | HH860E2S11 | ADP |  | CH602**A+TXV | TMLE120C20MP11 | 53000 | 19 | 8.5 | 52000 | 38500 | 74.04% | 2 | 0 | 11 |  |  |  |  | R-454B | 4.4167 | Residential & Commercial | USHP | Ducted CEE Tier 1
212623214 | Central HP <5.4 tons | COLEMAN | HRCU-A-CB (Split System: Heat Pump with Remote Outdoor Unit-Air-Source) | HMH72B341 | ASPEN |  | D(A,C,E)42C34+TDR | TMLE100B12MP11 | 33000 | 18 | 8.1 | 33800 | 27400 | 81.07% | 2.44 | 0 | 10 |  |  |  |  | R-410A | 2.75 | Residential & Commercial | USHP | Ducted CEE Tier 1
212623245 | Central HP <5.4 tons | COLEMAN | HRCU-A-CB (Split System: Heat Pump with Remote Outdoor Unit-Air-Source) | HMH72B341 | ASPEN |  | D(A,C,E)42A34+TDR | TM8V080C16MP12 | 31800 | 17.5 | 8.3 | 33800 | 27400 | 81.07% | 2.64 | 0 | 9.9 |  |  |  |  | R-410A | 2.65 | Residential & Commercial | USHP
212623504 | Central HP <5.4 tons | COLEMAN | HRCU-A-CB (Split System: Heat Pump with Remote Outdoor Unit-Air-Source) | HMH72B341 | ASPEN |  | C(A,C,D,E)36C24+TDR | TM8Y100C20MP11 | 31800 | 18 | 8.5 | 33800 | 30000 | 88.76% | 2.85 | 0 | 9.4 |  |  |  |  | R-410A | 2.65 | Residential & Commercial | USHP
212623541 | Central HP <5.4 tons | COLEMAN | HRCU-A-CB (Split System: Heat Pump with Remote Outdoor Unit-Air-Source) | HMH72B341 | ASPEN |  | C(A,C,D,E)48A34+TDR | TP9C100C20MP13 | 32200 | 17.5 | 8.1 | 33800 | 28200 | 83.43% | 2.46 | 0 | 9.4 |  |  |  |  | R-410A | 2.6833 | Residential & Commercial | USHP
212623641 | Central HP <5.4 tons | COLEMAN | HRCU-A-CB (Split System: Heat Pump with Remote Outdoor Unit-Air-Source) | HMH72B341 | ASPEN |  | D(A,C,E)48D34+TDR | CPLC080B12MP13 | 32400 | 17 | 8.1 | 33600 | 29400 | 87.5% | 2.42 | 0 | 9.5 |  |  |  |  | R-410A | 2.7 | Residential & Commercial | USHP
212623691 | Central HP <5.4 tons | COLEMAN | HRCU-A-CB (Split System: Heat Pump with Remote Outdoor Unit-Air-Source) | HMH72B341 | ASPEN |  | D(A,C,E)48C24+TDR | TL9E060B12UH11 | 30600 | 17.7 | 8.1 | 34000 | 27800 | 81.76% | 2.4 | 0 | 9 |  |  |  |  | R-410A | 2.55 | Residential & Commercial | USHP
212623741 | Central HP <5.4 tons | COLEMAN | HRCU-A-CB (Split System: Heat Pump with Remote Outdoor Unit-Air-Source) | HMH72B341 | ASPEN |  | D(A,C,E)36D24+TDR | TM9E060B12MP12 | 30400 | 17 | 8.1 | 34000 | 28000 | 82.35% | 2.39 | 0 | 9.1 |  |  |  |  | R-410A | 2.5333 | Residential & Commercial | USHP
212623855 | Central HP <5.4 tons | COLEMAN | HRCU-A-CB (Split System: Heat Pump with Remote Outdoor Unit-Air-Source) | HMH72B341 | ASPEN |  | C(A,C,D,E)42D24+TDR | TM9V060B12MP12 | 30800 | 17.2 | 8.1 | 34000 | 27800 | 81.76% | 2.42 | 0 | 9 |  |  |  |  | R-410A | 2.5667 | Residential & Commercial | USHP
212623872 | Central HP <5.4 tons | COLEMAN | HRCU-A-CB (Split System: Heat Pump with Remote Outdoor Unit-Air-Source) | HMH72B341 | ASPEN |  | D(A,C,E)48C24+TDR | TM9V060B12MP12 | 30800 | 17.2 | 8.1 | 34000 | 27800 | 81.76% | 2.42 | 0 | 9 |  |  |  |  | R-410A | 2.5667 | Residential & Commercial | USHP
212623874 | Central HP <5.4 tons | COLEMAN | HRCU-A-CB (Split System: Heat Pump with Remote Outdoor Unit-Air-Source) | HMH72B341 | ASPEN |  | D(A,C,E)48D24+TDR | TM9V060B12MP12 | 31200 | 17.3 | 8.1 | 34000 | 27800 | 81.76% | 2.42 | 0 | 9.2 |  |  |  |  | R-410A | 2.6 | Residential & Commercial | USHP
214776683 | Central HP <5.4 tons | YORK | HRCU-A-CB (Split System: Heat Pump with Remote Outdoor Unit-Air-Source) | HH860E2S11 | ADP |  | CV602D*A+TXV | TMLE120C20MP11 | 53000 | 19 | 8.5 | 52500 | 39000 | 74.29% | 2 | 0 | 11 |  |  |  |  | R-454B | 4.4167 | Residential & Commercial | USHP | Ducted CEE Tier 1
214776698 | Central HP <5.4 tons | YORK | HRCU-A-CB (Split System: Heat Pump with Remote Outdoor Unit-Air-Source) | HH860E2S11 | ADP |  | CV609**A+TXV | TMLE130D20MP11 | 54000 | 19 | 8.5 | 53000 | 39500 | 74.53% | 2 | 0 | 11 |  |  |  |  | R-454B | 4.5 | Residential & Commercial | USHP | Ducted CEE Tier 1
214776699 | Central HP <5.4 tons | YORK | HRCU-A-CB (Split System: Heat Pump with Remote Outdoor Unit-Air-Source) | HH860E2S11 | ADP |  | CH480C*C+TXV | TMLV100C16MP12 | 42500 | 17 | 8.3 | 42000 | 32800 | 78.1% | 1.96 | 0 | 11 |  |  |  |  | R-454B | 3.5417 | Residential & Commercial | USHP | Ducted CEE Tier 1
214776813 | Central HP <5.4 tons | YORK | HRCU-A-CB (Split System: Heat Pump with Remote Outdoor Unit-Air-Source) | HH860E2S11 | ADP |  | CX601C*35+TXV | YP9C100C20MP13 | 52000 | 19 | 8.5 | 51500 | 38000 | 73.79% | 2 | 0 | 11 |  |  |  |  | R-454B | 4.3333 | Residential & Commercial | USHP | Ducted CEE Tier 1
214776815 | Central HP <5.4 tons | YORK | HRCU-A-CB (Split System: Heat Pump with Remote Outdoor Unit-Air-Source) | HH860E2S11 | ADP |  | CV605**C+TXV | YP9C100C20MP13 | 44000 | 18 | 8.5 | 42500 | 33200 | 78.12% | 2 | 0 | 11.7 |  |  |  |  | R-454B | 3.6667 | Residential & Commercial | USHP | Ducted CEE Tier 1
214776816 | Central HP <5.4 tons | YORK | HRCU-A-CB (Split System: Heat Pump with Remote Outdoor Unit-Air-Source) | HH860E2S11 | ADP |  | CV606**C+TXV | YP9C100C20MP13 | 52000 | 19 | 8.5 | 51500 | 38000 | 73.79% | 2 | 0 | 11 |  |  |  |  | R-454B | 4.3333 | Residential & Commercial | USHP | Ducted CEE Tier 1
214776848 | Central HP <5.4 tons | YORK | HRCU-A-CB (Split System: Heat Pump with Remote Outdoor Unit-Air-Source) | HH860E2S11 | ADP |  | CH602**A+TXV | YPLC080C16MP13 | 43500 | 18 | 8.5 | 42000 | 32800 | 78.1% | 2 | 0 | 11.7 |  |  |  |  | R-454B | 3.625 | Residential & Commercial | USHP | Ducted CEE Tier 1
214777198 | Central HP <5.4 tons | YORK | HRCU-A-CB (Split System: Heat Pump with Remote Outdoor Unit-Air-Source) | HH860E2S11 | ADP |  | CV602C*A+TXV | TL8E100C20UH11 | 52000 | 19 | 8.5 | 51500 | 38000 | 73.79% | 2 | 0 | 11 |  |  |  |  | R-454B | 4.3333 | Residential & Commercial | USHP | Ducted CEE Tier 1
212623265 | Central HP <5.4 tons | COLEMAN | HRCU-A-CB (Split System: Heat Pump with Remote Outdoor Unit-Air-Source) | HMH72B341 | ASPEN |  | C(A,C,D,E)36C34+TDR | TL9E100C20UH11 | 33400 | 17 | 8.3 | 33800 | 29200 | 86.39% | 2.78 | 0 | 10 |  |  |  |  | R-410A | 2.7833 | Residential & Commercial | USHP | Ducted CEE Tier 1
212623281 | Central HP <5.4 tons | COLEMAN | HRCU-A-CB (Split System: Heat Pump with Remote Outdoor Unit-Air-Source) | HMH72B341 | ASPEN |  | D(A,C,E)42A34+TDR | TM8Y080C16MP11 | 31800 | 18.5 | 8.3 | 33800 | 27400 | 81.07% | 2.63 | 0 | 9.9 |  |  |  |  | R-410A | 2.65 | Residential & Commercial | USHP
212623312 | Central HP <5.4 tons | COLEMAN | HRCU-A-CB (Split System: Heat Pump with Remote Outdoor Unit-Air-Source) | HMH72B341 | ASPEN |  | D(A,C,E)36D24+TDR | CP9C080C16MP13 | 30400 | 17 | 8.1 | 33800 | 27400 | 81.07% | 2.45 | 0 | 9 |  |  |  |  | R-410A | 2.5333 | Residential & Commercial | USHP
212623379 | Central HP <5.4 tons | COLEMAN | HRCU-A-CB (Split System: Heat Pump with Remote Outdoor Unit-Air-Source) | HMH72B341 | ASPEN |  | D(A,C,E)36B34+TDR | TP9C080C16MP13 | 32200 | 17.5 | 8.1 | 33800 | 27400 | 81.07% | 2.45 | 0 | 9.9 |  |  |  |  | R-410A | 2.6833 | Residential & Commercial | USHP
212623381 | Central HP <5.4 tons | COLEMAN | HRCU-A-CB (Split System: Heat Pump with Remote Outdoor Unit-Air-Source) | HMH72B341 | ASPEN |  | D(A,C,E)36B44+TDR | TP9C080C16MP13 | 33000 | 17.5 | 8.1 | 33800 | 27400 | 81.07% | 2.45 | 0 | 10 |  |  |  |  | R-410A | 2.75 | Residential & Commercial | USHP | Ducted CEE Tier 1
212623395 | Central HP <5.4 tons | COLEMAN | HRCU-A-CB (Split System: Heat Pump with Remote Outdoor Unit-Air-Source) | HMH72B341 | ASPEN |  | D(A,C,E)48D24+TDR | TP9C080C16MP13 | 31200 | 17.3 | 8.1 | 33800 | 27400 | 81.07% | 2.45 | 0 | 9.7 |  |  |  |  | R-410A | 2.6 | Residential & Commercial | USHP
212623479 | Central HP <5.4 tons | COLEMAN | HRCU-A-CB (Split System: Heat Pump with Remote Outdoor Unit-Air-Source) | HMH72B341 | ASPEN |  | C(A,C,D,E)48A34+TDR | TL9E080C16UH11 | 32200 | 17.5 | 8.5 | 33800 | 27800 | 82.25% | 2.66 | 0 | 9.4 |  |  |  |  | R-410A | 2.6833 | Residential & Commercial | USHP
212623496 | Central HP <5.4 tons | COLEMAN | HRCU-A-CB (Split System: Heat Pump with Remote Outdoor Unit-Air-Source) | HMH72B341 | ASPEN |  | C(A,C,D,E)42A24+TDR | TM8Y080C16MP11 | 29200 | 17.7 | 8.5 | 33800 | 27200 | 80.47% | 2.67 | 0 | 9.4 |  |  |  |  | R-410A | 2.4333 | Residential & Commercial | USHP
212623646 | Central HP <5.4 tons | COLEMAN | HRCU-A-CB (Split System: Heat Pump with Remote Outdoor Unit-Air-Source) | HMH72B341 | ASPEN |  | C(A,C,D,E)48D24+TDR | TM8V080B12MP12 | 32000 | 17 | 8.1 | 33600 | 29400 | 87.5% | 2.42 | 0 | 9.5 |  |  |  |  | R-410A | 2.6667 | Residential & Commercial | USHP
212623663 | Central HP <5.4 tons | COLEMAN | HRCU-A-CB (Split System: Heat Pump with Remote Outdoor Unit-Air-Source) | HMH72B341 | ASPEN |  | C(A,C,D,E)36B24+TDR | TL9E060B12UH11 | 29200 | 17.2 | 8.1 | 34000 | 27800 | 81.76% | 2.4 | 0 | 9 |  |  |  |  | R-410A | 2.4333 | Residential & Commercial | USHP
212623665 | Central HP <5.4 tons | COLEMAN | HRCU-A-CB (Split System: Heat Pump with Remote Outdoor Unit-Air-Source) | HMH72B341 | ASPEN |  | C(A,C,D,E)36C24+TDR | TL9E060B12UH11 | 29800 | 17.4 | 8.1 | 34000 | 27800 | 81.76% | 2.4 | 0 | 9 |  |  |  |  | R-410A | 2.4833 | Residential & Commercial | USHP
212623681 | Central HP <5.4 tons | COLEMAN | HRCU-A-CB (Split System: Heat Pump with Remote Outdoor Unit-Air-Source) | HMH72B341 | ASPEN |  | D(A,C,E)36D34+TDR | TL9E060B12UH11 | 32800 | 18 | 8.1 | 34000 | 27800 | 81.76% | 2.4 | 0 | 9.5 |  |  |  |  | R-410A | 2.7333 | Residential & Commercial | USHP
212623730 | Central HP <5.4 tons | COLEMAN | HRCU-A-CB (Split System: Heat Pump with Remote Outdoor Unit-Air-Source) | HMH72B341 | ASPEN |  | D(A,C,E)36A44+TDR | TM9E060B12MP12 | 32000 | 17.5 | 8.1 | 34000 | 28000 | 82.35% | 2.39 | 0 | 9.4 |  |  |  |  | R-410A | 2.6667 | Residential & Commercial | USHP
212623815 | Central HP <5.4 tons | COLEMAN | HRCU-A-CB (Split System: Heat Pump with Remote Outdoor Unit-Air-Source) | HMH72B341 | ASPEN |  | C(A,C,D,E)36B24+TDR | CP9C060B12MP13 | 29400 | 16.7 | 8.1 | 34000 | 27800 | 81.76% | 2.42 | 0 | 9 |  |  |  |  | R-410A | 2.45 | Residential & Commercial | USHP
212621510 | Central HP <5.4 tons | COLEMAN | HRCU-A-CB (Split System: Heat Pump with Remote Outdoor Unit-Air-Source) | HMH72B341 | ASPEN |  | C(A,C,D,E)42A24+TDR | TPLC100C20MP13 | 28600 | 15.6 | 8.1 | 32000 | 27600 | 86.25% | 2.44 | 0 | 8.4 |  |  |  |  | R-410A | 2.3833 | Residential & Commercial | USHP
212621593 | Central HP <5.4 tons | COLEMAN | HRCU-A-CB (Split System: Heat Pump with Remote Outdoor Unit-Air-Source) | HMH72B341 | ASPEN |  | D(A,C,E)36A34+TDR | TP9C120D20MP13 | 31200 | 16.8 | 8.1 | 32200 | 28000 | 86.96% | 2.51 | 0 | 9.3 |  |  |  |  | R-410A | 2.6 | Residential & Commercial | USHP
212621624 | Central HP <5.4 tons | COLEMAN | HRCU-A-CB (Split System: Heat Pump with Remote Outdoor Unit-Air-Source) | HMH72B341 | ASPEN |  | C(A,C,D,E)36B24+TDR | TMLV120C20MP12 | 28600 | 15.6 | 8.1 | 32400 | 27400 | 84.57% | 2.45 | 0 | 8.4 |  |  |  |  | R-410A | 2.3833 | Residential & Commercial | USHP
212621643 | Central HP <5.4 tons | COLEMAN | HRCU-A-CB (Split System: Heat Pump with Remote Outdoor Unit-Air-Source) | HMH72B341 | ASPEN |  | C(A,C,D,E)42C24+TDR | CPLC100C20MP13 | 29600 | 15.9 | 8.1 | 32400 | 27800 | 85.8% | 2.44 | 0 | 8 |  |  |  |  | R-410A | 2.4667 | Residential & Commercial | USHP
212621675 | Central HP <5.4 tons | COLEMAN | HRCU-A-CB (Split System: Heat Pump with Remote Outdoor Unit-Air-Source) | HMH72B341 | ASPEN |  | D(A,C,E)42A44+TDR | CPLC120C20MP13 | 31800 | 16.5 | 8.1 | 32400 | 27800 | 85.8% | 2.44 | 0 | 8.9 |  |  |  |  | R-410A | 2.65 | Residential & Commercial | USHP
212621711 | Central HP <5.4 tons | COLEMAN | HRCU-A-CB (Split System: Heat Pump with Remote Outdoor Unit-Air-Source) | HMH72B341 | ASPEN |  | C(A,C,D,E)36D24+TDR | TM8V120C20MP12 | 29600 | 15.9 | 8.5 | 32400 | 27800 | 85.8% | 2.7 | 0 | 8 |  |  |  |  | R-410A | 2.4667 | Residential & Commercial | USHP
212621724 | Central HP <5.4 tons | COLEMAN | HRCU-A-CB (Split System: Heat Pump with Remote Outdoor Unit-Air-Source) | HMH72B341 | ASPEN |  | D(A,C,E)42D24+TDR | TM8V120C20MP12 | 30000 | 16 | 8.5 | 32400 | 27800 | 85.8% | 2.7 | 0 | 8.6 |  |  |  |  | R-410A | 2.5 | Residential & Commercial | USHP
206771030 | Central HP <5.4 tons | AIRQUEST | HRCU-A-CB (Split System: Heat Pump with Remote Outdoor Unit-Air-Source) | HVH837GKA2* |  |  | EA*4X36L17A*+WALLCON | *80CTL0901716A* | 31600 | 17.5 | 8.1 | 33200 | 24200 | 72.89% | 1.86 | 11 | 11 |  |  |  |  | R-410A | 2.6333 | Residential & Commercial | USHP | Ducted CEE Tier 1
215669091 | Central HP <5.4 tons | TEMPSTAR | HRCU-A-CB (Split System: Heat Pump with Remote Outdoor Unit-Air-Source) | T5H0V36*K*AAA* |  |  | EA*5X43M21A*+WALLCON | *96CTN1002122B* | 34600 | 18 | 9 | 35200 | 25000 | 71.02% | 1.9 | 0 | 10 |  |  |  |  | R-454B | 2.8833 | Residential & Commercial | USHP | Ducted CEE Tier 1
215669191 | Central HP <5.4 tons | TEMPSTAR | HRCU-A-CB (Split System: Heat Pump with Remote Outdoor Unit-Air-Source) | T5H0V36*K*AAA* |  |  | EA*5X48M21A*+WALLCON | *95CSU0601716B* | 33600 | 17.5 | 9 | 35200 | 25200 | 71.59% | 1.88 | 0 | 9.5 |  |  |  |  | R-454B | 2.8 | Residential & Commercial | USHP
214671320 | Central HP <5.4 tons | LENNOX | HRCU-A-CB (Split System: Heat Pump with Remote Outdoor Unit-Air-Source) | EL22XPV-024-230A** | ADP |  | L*24/36Z9 | ML180UH045E36A* | 23400 | 21 | 8.5 | 21200 | 14900 | 70.28% | 1.86 | 0 | 13.5 |  |  |  |  | R-410A | 1.95 | Residential & Commercial | USHP | Ducted CEE Tier 1
213320452 | Central HP <5.4 tons | CHAMPION HEATING AND COOLING | HRCU-A-CB (Split System: Heat Pump with Remote Outdoor Unit-Air-Source) | HMH72B341 | ASPEN |  | D(A,C,E)36D34+TDR | TM8E100C16MP11 | 33000 | 18 | 8.4 | 33000 | 29000 | 87.88% | 2.76 | 0 | 10 |  |  |  |  | R-410A | 2.75 | Residential & Commercial | USHP | Ducted CEE Tier 1
215669933 | Central HP <5.4 tons | TEMPSTAR | HRCU-A-CB (Split System: Heat Pump with Remote Outdoor Unit-Air-Source) | T5H0V36*K*AAA* |  |  | ESH5X36M12A*+WALLCON | *96CTN1202422B* | 33800 | 16 | 8.5 | 35800 | 25400 | 70.95% | 1.76 | 0 | 9.5 |  |  |  |  | R-454B | 2.8167 | Residential & Commercial | USHP
212621725 | Central HP <5.4 tons | COLEMAN | HRCU-A-CB (Split System: Heat Pump with Remote Outdoor Unit-Air-Source) | HMH72B341 | ASPEN |  | D(A,C,E)42D34+TDR | TM8V120C20MP12 | 32600 | 16.5 | 8.5 | 32400 | 27800 | 85.8% | 2.7 | 0 | 9 |  |  |  |  | R-410A | 2.7167 | Residential & Commercial | USHP
212621758 | Central HP <5.4 tons | COLEMAN | HRCU-A-CB (Split System: Heat Pump with Remote Outdoor Unit-Air-Source) | HMH72B341 | ASPEN |  | C(A,C,D,E)42C24+TDR | TPLC100C20MP13 | 29600 | 15.9 | 8.1 | 32400 | 27800 | 85.8% | 2.44 | 0 | 8 |  |  |  |  | R-410A | 2.4667 | Residential & Commercial | USHP
212621775 | Central HP <5.4 tons | COLEMAN | HRCU-A-CB (Split System: Heat Pump with Remote Outdoor Unit-Air-Source) | HMH72B341 | ASPEN |  | D(A,C,E)48D24+TDR | TPLC100C20MP13 | 30400 | 16.1 | 8.1 | 32400 | 27800 | 85.8% | 2.44 | 0 | 8 |  |  |  |  | R-410A | 2.5333 | Residential & Commercial | USHP
212621810 | Central HP <5.4 tons | COLEMAN | HRCU-A-CB (Split System: Heat Pump with Remote Outdoor Unit-Air-Source) | HMH72B341 | ASPEN |  | C(A,C,D,E)48B24+TDR | TM9Y120D20MP11 | 29800 | 15.9 | 8.5 | 32400 | 28200 | 87.04% | 2.77 | 0 | 9 |  |  |  |  | R-410A | 2.4833 | Residential & Commercial | USHP
212621825 | Central HP <5.4 tons | COLEMAN | HRCU-A-CB (Split System: Heat Pump with Remote Outdoor Unit-Air-Source) | HMH72B341 | ASPEN |  | D(A,C,E)42D34+TDR | TM9Y120D20MP11 | 32800 | 16.5 | 8.5 | 32400 | 28200 | 87.04% | 2.77 | 0 | 9.5 |  |  |  |  | R-410A | 2.7333 | Residential & Commercial | USHP
212621826 | Central HP <5.4 tons | COLEMAN | HRCU-A-CB (Split System: Heat Pump with Remote Outdoor Unit-Air-Source) | HMH72B341 | ASPEN |  | D(A,C,E)48A34+TDR | TM9Y120D20MP11 | 31800 | 16.5 | 8.5 | 32400 | 28200 | 87.04% | 2.77 | 0 | 9.4 |  |  |  |  | R-410A | 2.65 | Residential & Commercial | USHP
212621827 | Central HP <5.4 tons | COLEMAN | HRCU-A-CB (Split System: Heat Pump with Remote Outdoor Unit-Air-Source) | HMH72B341 | ASPEN |  | D(A,C,E)48B34+TDR | TM9Y120D20MP11 | 32200 | 16.5 | 8.5 | 32400 | 28200 | 87.04% | 2.77 | 0 | 9.4 |  |  |  |  | R-410A | 2.6833 | Residential & Commercial | USHP
206767209 | Central HP <5.4 tons | DAY & NIGHT | HRCU-A-CB (Split System: Heat Pump with Remote Outdoor Unit-Air-Source) | CVH825GKA3* |  |  | EA*4X37L21A*+WALLCON | *80CSU0601716A* | 24400 | 17 | 8.1 | 21200 | 16600 | 78.3% | 2.02 | 11.5 | 11 |  |  |  |  | R-410A | 2.0333 | Residential & Commercial | USHP | Ducted CEE Tier 1
206767502 | Central HP <5.4 tons | DAY & NIGHT | HRCU-A-CB (Split System: Heat Pump with Remote Outdoor Unit-Air-Source) | CVH825GKA3* |  |  | EA*4X36L21A*+WALLCON | *95CSU0601716A* | 23600 | 16.5 | 8.1 | 21600 | 16700 | 77.31% | 1.92 | 11 | 10.5 |  |  |  |  | R-410A | 1.9667 | Residential & Commercial | USHP | Ducted CEE Tier 1
214573929 | Central HP <5.4 tons | BRYANT HEATING AND COOLING SYSTEMS | HRCU-A-CB (Split System: Heat Pump with Remote Outdoor Unit-Air-Source) | 288BNV037*0**B* |  |  | CAP**4821AL*+UI | 935CB66100C21*** | 32400 | 17.5 | 8.5 | 32400 | 24800 | 76.54% | 2 | 0 | 11.5 |  |  |  |  | R-410A | 2.7 | Residential & Commercial | USHP | Ducted CEE Tier 1
214572979 | Central HP <5.4 tons | BRYANT HEATING AND COOLING SYSTEMS | HRCU-A-CB (Split System: Heat Pump with Remote Outdoor Unit-Air-Source) | 288BNV037*0**A* |  |  | CAP**6121AL*+UI | 987MC60060C21*** | 33000 | 17.5 | 8.5 | 32200 | 25000 | 77.64% | 1.98 | 0 | 11 |  |  |  |  | R-410A | 2.75 | Residential & Commercial | USHP | Ducted CEE Tier 1
214573429 | Central HP <5.4 tons | BRYANT HEATING AND COOLING SYSTEMS | HRCU-A-CB (Split System: Heat Pump with Remote Outdoor Unit-Air-Source) | 288BNV037*0**A* |  |  | CNPV*4821AL*+UI | 88*TB60070C21*** | 32400 | 18.5 | 8.1 | 32800 | 24800 | 75.61% | 1.96 | 0 | 11.5 |  |  |  |  | R-410A | 2.7 | Residential & Commercial | USHP | Ducted CEE Tier 1
212621876 | Central HP <5.4 tons | COLEMAN | HRCU-A-CB (Split System: Heat Pump with Remote Outdoor Unit-Air-Source) | HMH72B341 | ASPEN |  | C(A,C,D,E)48D24+TDR | TM9V120D20MP12 | 30600 | 16.6 | 8.5 | 32400 | 28200 | 87.04% | 2.79 | 0 | 9 |  |  |  |  | R-410A | 2.55 | Residential & Commercial | USHP
212621878 | Central HP <5.4 tons | COLEMAN | HRCU-A-CB (Split System: Heat Pump with Remote Outdoor Unit-Air-Source) | HMH72B341 | ASPEN |  | D(A,C,E)36B34+TDR | TM9V120D20MP12 | 31600 | 17 | 8.5 | 32400 | 28200 | 87.04% | 2.79 | 0 | 9.3 |  |  |  |  | R-410A | 2.6333 | Residential & Commercial | USHP
212621891 | Central HP <5.4 tons | COLEMAN | HRCU-A-CB (Split System: Heat Pump with Remote Outdoor Unit-Air-Source) | HMH72B341 | ASPEN |  | D(A,C,E)48D34+TDR | TM9V120D20MP12 | 33000 | 17 | 8.5 | 32400 | 28200 | 87.04% | 2.79 | 0 | 9 |  |  |  |  | R-410A | 2.75 | Residential & Commercial | USHP
212621894 | Central HP <5.4 tons | COLEMAN | HRCU-A-CB (Split System: Heat Pump with Remote Outdoor Unit-Air-Source) | HMH72B341 | ASPEN |  | C(A,C,D,E)36C24+TDR | TP9C120D20MP13 | 29400 | 16.3 | 8.1 | 32400 | 28200 | 87.04% | 2.51 | 0 | 9 |  |  |  |  | R-410A | 2.45 | Residential & Commercial | USHP
212621942 | Central HP <5.4 tons | COLEMAN | HRCU-A-CB (Split System: Heat Pump with Remote Outdoor Unit-Air-Source) | HMH72B341 | ASPEN |  | C(A,C,D,E)42C24+TDR | TM9V040A10MP12 | 30000 | 16.6 | 8.1 | 33200 | 27400 | 82.53% | 2.41 | 0 | 9.1 |  |  |  |  | R-410A | 2.5 | Residential & Commercial | USHP
212621943 | Central HP <5.4 tons | COLEMAN | HRCU-A-CB (Split System: Heat Pump with Remote Outdoor Unit-Air-Source) | HMH72B341 | ASPEN |  | C(A,C,D,E)42D24+TDR | TM9V040A10MP12 | 30400 | 16.7 | 8.1 | 33200 | 27400 | 82.53% | 2.41 | 0 | 9 |  |  |  |  | R-410A | 2.5333 | Residential & Commercial | USHP
212621959 | Central HP <5.4 tons | COLEMAN | HRCU-A-CB (Split System: Heat Pump with Remote Outdoor Unit-Air-Source) | HMH72B341 | ASPEN |  | D(A,C,E)48B34+TDR | TM9V040A10MP12 | 32200 | 17 | 8.1 | 33200 | 27400 | 82.53% | 2.41 | 0 | 9.5 |  |  |  |  | R-410A | 2.6833 | Residential & Commercial | USHP
212621961 | Central HP <5.4 tons | COLEMAN | HRCU-A-CB (Split System: Heat Pump with Remote Outdoor Unit-Air-Source) | HMH72B341 | ASPEN |  | D(A,C,E)48C34+TDR | TM9V040A10MP12 | 32600 | 17 | 8.1 | 33200 | 27400 | 82.53% | 2.41 | 0 | 9 |  |  |  |  | R-410A | 2.7167 | Residential & Commercial | USHP
212622061 | Central HP <5.4 tons | COLEMAN | HRCU-A-CB (Split System: Heat Pump with Remote Outdoor Unit-Air-Source) | HMH72B341 | ASPEN |  | D(A,C,E)48B24+TDR | TL9E100C20UH11 | 32000 | 17 | 8.1 | 33400 | 28800 | 86.23% | 2.69 | 0 | 10 |  |  |  |  | R-410A | 2.6667 | Residential & Commercial | USHP | Ducted CEE Tier 1
212622093 | Central HP <5.4 tons | COLEMAN | HRCU-A-CB (Split System: Heat Pump with Remote Outdoor Unit-Air-Source) | HMH72B341 | ASPEN |  | D(A,C,E)48B24+TDR | TM8Y080B12MP11 | 30600 | 17.6 | 8.4 | 33400 | 27400 | 82.04% | 2.63 | 0 | 9 |  |  |  |  | R-410A | 2.55 | Residential & Commercial | USHP
212622260 | Central HP <5.4 tons | COLEMAN | HRCU-A-CB (Split System: Heat Pump with Remote Outdoor Unit-Air-Source) | HMH72B341 | ASPEN |  | D(A,C,E)36A34+TDR | TM9Y100C16MP11 | 32800 | 18 | 8.1 | 33600 | 28200 | 83.93% | 2.62 | 0 | 10 |  |  |  |  | R-410A | 2.7333 | Residential & Commercial | USHP | Ducted CEE Tier 1
212622343 | Central HP <5.4 tons | COLEMAN | HRCU-A-CB (Split System: Heat Pump with Remote Outdoor Unit-Air-Source) | HMH72B341 | ASPEN |  | D(A,C,E)36A34+TDR | TM8E120C16MP11 | 33200 | 18 | 8.1 | 33600 | 28600 | 85.12% | 2.67 | 0 | 10 |  |  |  |  | R-410A | 2.7667 | Residential & Commercial | USHP | Ducted CEE Tier 1
212622359 | Central HP <5.4 tons | COLEMAN | HRCU-A-CB (Split System: Heat Pump with Remote Outdoor Unit-Air-Source) | HMH72B341 | ASPEN |  | C(A,C,D,E)42B24+TDR | TM8E100C16MP11 | 31400 | 18 | 8.2 | 33600 | 28200 | 83.93% | 2.66 | 0 | 9.9 |  |  |  |  | R-410A | 2.6167 | Residential & Commercial | USHP
212622396 | Central HP <5.4 tons | COLEMAN | HRCU-A-CB (Split System: Heat Pump with Remote Outdoor Unit-Air-Source) | HMH72B341 | ASPEN |  | C(A,C,D,E)48A34+TDR | TM8Y100C20MP11 | 33600 | 18 | 8.1 | 33600 | 30000 | 89.29% | 2.72 | 0 | 9.5 |  |  |  |  | R-410A | 2.8 | Residential & Commercial | USHP
214779322 | Central HP <5.4 tons | YORK | HRCU-A-CB (Split System: Heat Pump with Remote Outdoor Unit-Air-Source) | HMH72B341 | ADP |  | SM6937 | 0 | 33000 | 18 | 8.7 | 31600 | 22800 | 72.15% | 2.1 | 0 | 10.5 |  |  |  |  | R-410A | 2.75 | Residential & Commercial | USHP | Ducted CEE Tier 1
212622493 | Central HP <5.4 tons | COLEMAN | HRCU-A-CB (Split System: Heat Pump with Remote Outdoor Unit-Air-Source) | HMH72B341 | ASPEN |  | D(A,C,E)48B24+TDR | CP9C100C20MP13 | 30000 | 17 | 8.1 | 33600 | 28200 | 83.93% | 2.46 | 0 | 9 |  |  |  |  | R-410A | 2.5 | Residential & Commercial | USHP
214385570 | Central HP <5.4 tons | COMFORTMAKER | HRCU-A-CB (Split System: Heat Pump with Remote Outdoor Unit-Air-Source) | DLCURAH24ABK | ADP |  | H,YE35936 | *80MSU0401712A* | 23600 | 17 | 8.5 | 24600 | 24000 | 97.56% | 2.02 | 0 | 10.5 |  |  |  |  | R-410A | 1.9667 | Residential & Commercial | USHP | Ducted CEE Tier 1
216494132 | Central HP <5.4 tons | BRYANT HEATING AND COOLING SYSTEMS | HRCU-A-CB (Split System: Heat Pump with Remote Outdoor Unit-Air-Source) | 290VAN048**AA* | ADP |  | CE(P,V)4824G1K*+TXV | 88*TB60110C21*** | 44500 | 18 | 9 | 46500 | 33600 | 72.26% | 2.06 | 0 | 9.5 |  |  |  |  | R-454B | 3.7083 | Residential & Commercial | USHP
212623367 | Central HP <5.4 tons | COLEMAN | HRCU-A-CB (Split System: Heat Pump with Remote Outdoor Unit-Air-Source) | HMH72B341 | ASPEN |  | C(A,C,D,E)36B24+TDR | TP9C080C16MP13 | 29400 | 16.7 | 8.1 | 33800 | 27400 | 81.07% | 2.45 | 0 | 9.4 |  |  |  |  | R-410A | 2.45 | Residential & Commercial | USHP
212623369 | Central HP <5.4 tons | COLEMAN | HRCU-A-CB (Split System: Heat Pump with Remote Outdoor Unit-Air-Source) | HMH72B341 | ASPEN |  | C(A,C,D,E)36C24+TDR | TP9C080C16MP13 | 29800 | 16.9 | 8.1 | 33800 | 27400 | 81.07% | 2.45 | 0 | 9.5 |  |  |  |  | R-410A | 2.4833 | Residential & Commercial | USHP
215425722 | Central HP <5.4 tons | YORK | HRCU-A-CB (Split System: Heat Pump with Remote Outdoor Unit-Air-Source) | HH824E2S11 | ADP |  | H,YE24*36+TXV | TM9E080B12MP12 | 21800 | 17 | 8.5 | 21200 | 17600 | 83.02% | 1.92 | 0 | 11 |  |  |  |  | R-454B | 1.8167 | Residential & Commercial | USHP | Ducted CEE Tier 1
215425749 | Central HP <5.4 tons | YORK | HRCU-A-CB (Split System: Heat Pump with Remote Outdoor Unit-Air-Source) | HH824E2S11 | ADP |  | H,YE24*24+TXV | TM9Y040A10MP11 | 22200 | 16 | 8.1 | 20800 | 16900 | 81.25% | 1.92 | 0 | 10.5 |  |  |  |  | R-454B | 1.85 | Residential & Commercial | USHP | Ducted CEE Tier 1
215425765 | Central HP <5.4 tons | YORK | HRCU-A-CB (Split System: Heat Pump with Remote Outdoor Unit-Air-Source) | HH824E2S11 | ADP |  | H,YE32*30+TXV-BLEED | TM9Y080B12MP11 | 22200 | 17 | 8.65 | 21000 | 17000 | 80.95% | 1.94 | 0 | 11.5 |  |  |  |  | R-454B | 1.85 | Residential & Commercial | USHP | Ducted CEE Tier 1
215425783 | Central HP <5.4 tons | YORK | HRCU-A-CB (Split System: Heat Pump with Remote Outdoor Unit-Air-Source) | HH824E2S11 | ADP |  | H,YE7J*24+TXV | Y81E080B12SMPS1 | 23000 | 18 | 9 | 21400 | 18100 | 84.58% | 2 | 0 | 12 |  |  |  |  | R-454B | 1.9167 | Residential & Commercial | USHP | Ducted CEE Tier 1
212622712 | Central HP <5.4 tons | COLEMAN | HRCU-A-CB (Split System: Heat Pump with Remote Outdoor Unit-Air-Source) | HMH72B341 | ASPEN |  | D(A,C,E)36D24+TDR | TM9Y100C16MP11 | 31600 | 18 | 8.3 | 33800 | 28600 | 84.62% | 2.69 | 0 | 10 |  |  |  |  | R-410A | 2.6333 | Residential & Commercial | USHP | Ducted CEE Tier 1
212622747 | Central HP <5.4 tons | COLEMAN | HRCU-A-CB (Split System: Heat Pump with Remote Outdoor Unit-Air-Source) | HMH72B341 | ASPEN |  | D(A,C,E)36C34+TDR | TM9V080B12MP12 | 32800 | 17 | 8.3 | 33800 | 29600 | 87.57% | 2.7 | 0 | 9.5 |  |  |  |  | R-410A | 2.7333 | Residential & Commercial | USHP
212622760 | Central HP <5.4 tons | COLEMAN | HRCU-A-CB (Split System: Heat Pump with Remote Outdoor Unit-Air-Source) | HMH72B341 | ASPEN |  | C(A,C,D,E)42B24+TDR | TM9E060A10MP12 | 29600 | 16.9 | 8.1 | 33800 | 27400 | 81.07% | 2.4 | 0 | 9 |  |  |  |  | R-410A | 2.4667 | Residential & Commercial | USHP
212622761 | Central HP <5.4 tons | COLEMAN | HRCU-A-CB (Split System: Heat Pump with Remote Outdoor Unit-Air-Source) | HMH72B341 | ASPEN |  | C(A,C,D,E)42C24+TDR | TM9E060A10MP12 | 30200 | 17.1 | 8.1 | 33800 | 27400 | 81.07% | 2.4 | 0 | 9.1 |  |  |  |  | R-410A | 2.5167 | Residential & Commercial | USHP
212622778 | Central HP <5.4 tons | COLEMAN | HRCU-A-CB (Split System: Heat Pump with Remote Outdoor Unit-Air-Source) | HMH72B341 | ASPEN |  | D(A,C,E)48B34+TDR | TM9E060A10MP12 | 32400 | 17.5 | 8.1 | 33800 | 27400 | 81.07% | 2.4 | 0 | 9.5 |  |  |  |  | R-410A | 2.7 | Residential & Commercial | USHP
212622844 | Central HP <5.4 tons | COLEMAN | HRCU-A-CB (Split System: Heat Pump with Remote Outdoor Unit-Air-Source) | HMH72B341 | ASPEN |  | D(A,C,E)42C24+TDR | TM8E100C16MP11 | 31800 | 18 | 8.3 | 33800 | 28600 | 84.62% | 2.7 | 0 | 10 |  |  |  |  | R-410A | 2.65 | Residential & Commercial | USHP | Ducted CEE Tier 1
216054601 | Central HP <5.4 tons | COLEMAN | HRCU-A-CB (Split System: Heat Pump with Remote Outdoor Unit-Air-Source) | HH824E2S11 | ASPEN |  | C(A,C,D,E)24D2K+TDR | TM9Y080B12MP11 | 21000 | 17 | 8.5 | 22800 | 18500 | 81.14% | 2 | 0 | 11.2 |  |  |  |  | R-454B | 1.75 | Residential & Commercial | USHP | Ducted CEE Tier 1
216728044 | Central HP <5.4 tons | COMFORTMAKER | HRCU-A-CB (Split System: Heat Pump with Remote Outdoor Unit-Air-Source) | D5CUHAH24AAK |  |  | FTMA5X24L0B* | 0 | 23200 | 17 | 9 | 21400 | 19100 | 89.25% | 2 | 0 | 11 |  |  |  |  | R-454B | 1.9333 | Residential & Commercial | USHP | Ducted CEE Tier 1
212623984 | Central HP <5.4 tons | COLEMAN | HRCU-A-CB (Split System: Heat Pump with Remote Outdoor Unit-Air-Source) | HMH72B341 | ASPEN |  | C(A,C,D,E)42C24+TDR | TM9Y080B12MP11 | 30200 | 17.5 | 8.1 | 34000 | 28000 | 82.35% | 2.41 | 0 | 9.1 |  |  |  |  | R-410A | 2.5167 | Residential & Commercial | USHP
215670045 | Central HP <5.4 tons | TEMPSTAR | HRCU-A-CB (Split System: Heat Pump with Remote Outdoor Unit-Air-Source) | T5H0V36*K*AAA* |  |  | ESH5X42M12A*+WALLCON | *95CSU1002122B* | 34000 | 16.5 | 8.5 | 35600 | 25200 | 70.79% | 1.78 | 0 | 9.5 |  |  |  |  | R-454B | 2.8333 | Residential & Commercial | USHP
215683871 | Central HP <5.4 tons | CARRIER | HRCU-A-CB (Split System: Heat Pump with Remote Outdoor Unit-Air-Source) | 27VNA036A*030* |  |  | CAA**3717AM*+UI | 58TN*B045C17**12 | 33600 | 17 | 9 | 36000 | 25800 | 71.67% | 1.86 | 0 | 9 |  |  |  |  | R-454B | 2.8 | Residential & Commercial | USHP
215683905 | Central HP <5.4 tons | CARRIER | HRCU-A-CB (Split System: Heat Pump with Remote Outdoor Unit-Air-Source) | 27VNA036A*030* |  |  | CAA**3721AM*+UI | 58TN*B090C21**20 | 34600 | 18 | 9 | 35200 | 25000 | 71.02% | 1.9 | 0 | 10 |  |  |  |  | R-454B | 2.8833 | Residential & Commercial | USHP | Ducted CEE Tier 1
215669241 | Central HP <5.4 tons | TEMPSTAR | HRCU-A-CB (Split System: Heat Pump with Remote Outdoor Unit-Air-Source) | T5H0V36*K*AAA* |  |  | EA*5X48M21A*+WALLCON | *97CMN0801714B* | 33600 | 17.5 | 9 | 35200 | 25200 | 71.59% | 1.88 | 0 | 9.5 |  |  |  |  | R-454B | 2.8 | Residential & Commercial | USHP
212623843 | Central HP <5.4 tons | COLEMAN | HRCU-A-CB (Split System: Heat Pump with Remote Outdoor Unit-Air-Source) | HMH72B341 | ASPEN |  | D(A,C,E)48D24+TDR | CP9C060B12MP13 | 31200 | 17.3 | 8.1 | 34000 | 27800 | 81.76% | 2.42 | 0 | 9.2 |  |  |  |  | R-410A | 2.6 | Residential & Commercial | USHP
212623854 | Central HP <5.4 tons | COLEMAN | HRCU-A-CB (Split System: Heat Pump with Remote Outdoor Unit-Air-Source) | HMH72B341 | ASPEN |  | C(A,C,D,E)42C24+TDR | TM9V060B12MP12 | 30400 | 17 | 8.1 | 34000 | 27800 | 81.76% | 2.42 | 0 | 9.1 |  |  |  |  | R-410A | 2.5333 | Residential & Commercial | USHP
212623879 | Central HP <5.4 tons | COLEMAN | HRCU-A-CB (Split System: Heat Pump with Remote Outdoor Unit-Air-Source) | HMH72B341 | ASPEN |  | C(A,C,D,E)36C24+TDR | TP9C060B12MP13 | 29800 | 16.9 | 8.1 | 34000 | 27800 | 81.76% | 2.42 | 0 | 9 |  |  |  |  | R-410A | 2.4833 | Residential & Commercial | USHP
214440889 | Central HP <5.4 tons | BRYANT HEATING AND COOLING SYSTEMS | HRCU-A-CB (Split System: Heat Pump with Remote Outdoor Unit-Air-Source) | 284ANV036*0**B* | ADP |  | V,C36H***P219 | 88*TB36070C14*** | 32200 | 19 | 9 | 35400 | 27600 | 77.97% | 2.02 | 0 | 11.7 |  |  |  |  | R-410A | 2.6833 | Residential & Commercial | USHP | Ducted CEE Tier 1
213320478 | Central HP <5.4 tons | CHAMPION HEATING AND COOLING | HRCU-A-CB (Split System: Heat Pump with Remote Outdoor Unit-Air-Source) | HMH72B341 | ASPEN |  | D(A,C,E)36A34+TDR | Z8ES040A12LMPS1 | 33200 | 18 | 8.1 | 32600 | 29800 | 91.41% | 2.71 | 0 | 10 |  |  |  |  | R-410A | 2.7667 | Residential & Commercial | USHP | Ducted CEE Tier 1
212623884 | Central HP <5.4 tons | COLEMAN | HRCU-A-CB (Split System: Heat Pump with Remote Outdoor Unit-Air-Source) | HMH72B341 | ASPEN |  | C(A,C,D,E)42D24+TDR | TP9C060B12MP13 | 30800 | 17.2 | 8.1 | 34000 | 27800 | 81.76% | 2.42 | 0 | 9 |  |  |  |  | R-410A | 2.5667 | Residential & Commercial | USHP
214776393 | Central HP <5.4 tons | YORK | HRCU-A-CB (Split System: Heat Pump with Remote Outdoor Unit-Air-Source) | HH836E2S11 | ADP |  | CV365**C+TXV | TM9V060B12MP12 | 32200 | 16 | 8.4 | 29000 | 24800 | 85.52% | 1.98 | 0 | 10.5 |  |  |  |  | R-454B | 2.6833 | Residential & Commercial | USHP | Ducted CEE Tier 1
214776402 | Central HP <5.4 tons | YORK | HRCU-A-CB (Split System: Heat Pump with Remote Outdoor Unit-Air-Source) | HH836E2S11 | ADP |  | CV361**C+TXV | Y81E080B12SMPS1 | 32000 | 17 | 8.2 | 28200 | 24400 | 86.52% | 1.94 | 0 | 11 |  |  |  |  | R-454B | 2.6667 | Residential & Commercial | USHP | Ducted CEE Tier 1
215670077 | Central HP <5.4 tons | TEMPSTAR | HRCU-A-CB (Split System: Heat Pump with Remote Outdoor Unit-Air-Source) | T5H0V36*K*AAA* |  |  | ESH5X42M12A*+WALLCON | *97CMN1002122B* | 34000 | 16.5 | 8.5 | 35600 | 25200 | 70.79% | 1.78 | 0 | 9.5 |  |  |  |  | R-454B | 2.8333 | Residential & Commercial | USHP
214521985 | Central HP <5.4 tons | COLEMAN | HRCU-A-CB (Split System: Heat Pump with Remote Outdoor Unit-Air-Source) | HMH72B341 | ASPEN |  | C(A,C,D,E)48A34+TDR | Z9ES080C20SMPS1 | 32200 | 17.5 | 8.4 | 33400 | 27600 | 82.63% | 2.67 | 0 | 9.4 |  |  |  |  | R-410A | 2.6833 | Residential & Commercial | USHP
212394554 | Central HP <5.4 tons | YORK | HRCU-A-CB (Split System: Heat Pump with Remote Outdoor Unit-Air-Source) | HMH72B341 | ADP |  | H,YE34936 | TM9E080B12MP12 | 32800 | 17 | 8.5 | 32400 | 23200 | 71.6% | 2.02 | 0 | 9.5 |  |  |  |  | R-410A | 2.7333 | Residential & Commercial | USHP
212623905 | Central HP <5.4 tons | COLEMAN | HRCU-A-CB (Split System: Heat Pump with Remote Outdoor Unit-Air-Source) | HMH72B341 | ASPEN |  | C(A,C,D,E)42B34+TDR | TM8E080B12MP11 | 32200 | 18 | 8.4 | 34000 | 28000 | 82.35% | 2.6 | 0 | 9.4 |  |  |  |  | R-410A | 2.6833 | Residential & Commercial | USHP
212623955 | Central HP <5.4 tons | COLEMAN | HRCU-A-CB (Split System: Heat Pump with Remote Outdoor Unit-Air-Source) | HMH72B341 | ASPEN |  | C(A,C,D,E)42C24+TDR | TM8E080B12MP11 | 30200 | 17.5 | 8.5 | 34000 | 28000 | 82.35% | 2.63 | 0 | 9 |  |  |  |  | R-410A | 2.5167 | Residential & Commercial | USHP
212623956 | Central HP <5.4 tons | COLEMAN | HRCU-A-CB (Split System: Heat Pump with Remote Outdoor Unit-Air-Source) | HMH72B341 | ASPEN |  | C(A,C,D,E)42D24+TDR | TM8E080B12MP11 | 30600 | 17.7 | 8.5 | 34000 | 28000 | 82.35% | 2.63 | 0 | 9 |  |  |  |  | R-410A | 2.55 | Residential & Commercial | USHP
212623973 | Central HP <5.4 tons | COLEMAN | HRCU-A-CB (Split System: Heat Pump with Remote Outdoor Unit-Air-Source) | HMH72B341 | ASPEN |  | D(A,C,E)48C24+TDR | TM8E080B12MP11 | 30600 | 17.7 | 8.5 | 34000 | 28000 | 82.35% | 2.63 | 0 | 9 |  |  |  |  | R-410A | 2.55 | Residential & Commercial | USHP
216054693 | Central HP <5.4 tons | COLEMAN | HRCU-A-CB (Split System: Heat Pump with Remote Outdoor Unit-Air-Source) | HH836E2S11 | ASPEN |  | D(A,C,E)36A4K+TDR | TM8E100C16MP11 | 31000 | 18 | 8.5 | 31200 | 25200 | 80.77% | 2 | 0 | 10.5 |  |  |  |  | R-454B | 2.5833 | Residential & Commercial | USHP | Ducted CEE Tier 1
216054709 | Central HP <5.4 tons | COLEMAN | HRCU-A-CB (Split System: Heat Pump with Remote Outdoor Unit-Air-Source) | HH836E2S11 | ASPEN |  | D(A,C,E)36A4K+TDR | TM9E100C16MP12 | 30800 | 18 | 8.5 | 31200 | 25200 | 80.77% | 2 | 0 | 10.5 |  |  |  |  | R-454B | 2.5667 | Residential & Commercial | USHP | Ducted CEE Tier 1
216054743 | Central HP <5.4 tons | COLEMAN | HRCU-A-CB (Split System: Heat Pump with Remote Outdoor Unit-Air-Source) | HH836E2S11 | ASPEN |  | D(A,C,E)36A4K+TDR | Z8ES100C20SMPS1 | 31600 | 18 | 8.5 | 31800 | 25400 | 79.87% | 2 | 0 | 10.5 |  |  |  |  | R-454B | 2.6333 | Residential & Commercial | USHP | Ducted CEE Tier 1
216054744 | Central HP <5.4 tons | COLEMAN | HRCU-A-CB (Split System: Heat Pump with Remote Outdoor Unit-Air-Source) | HH836E2S11 | ASPEN |  | D(A,C,E)36A4K+TDR | Z8ES120C16SMPS1 | 31400 | 18 | 8.5 | 31200 | 25200 | 80.77% | 2 | 0 | 11 |  |  |  |  | R-454B | 2.6167 | Residential & Commercial | USHP | Ducted CEE Tier 1
212623378 | Central HP <5.4 tons | COLEMAN | HRCU-A-CB (Split System: Heat Pump with Remote Outdoor Unit-Air-Source) | HMH72B341 | ASPEN |  | D(A,C,E)36A44+TDR | TP9C080C16MP13 | 32000 | 17.5 | 8.1 | 33800 | 27400 | 81.07% | 2.45 | 0 | 9.9 |  |  |  |  | R-410A | 2.6667 | Residential & Commercial | USHP
212623383 | Central HP <5.4 tons | COLEMAN | HRCU-A-CB (Split System: Heat Pump with Remote Outdoor Unit-Air-Source) | HMH72B341 | ASPEN |  | D(A,C,E)36C34+TDR | TP9C080C16MP13 | 32600 | 17.5 | 8.1 | 33800 | 27400 | 81.07% | 2.45 | 0 | 10 |  |  |  |  | R-410A | 2.7167 | Residential & Commercial | USHP | Ducted CEE Tier 1
212623469 | Central HP <5.4 tons | COLEMAN | HRCU-A-CB (Split System: Heat Pump with Remote Outdoor Unit-Air-Source) | HMH72B341 | ASPEN |  | C(A,C,D,E)42A24+TDR | CPLC100C16MP13 | 29200 | 16.7 | 8.1 | 33800 | 27200 | 80.47% | 2.48 | 0 | 9.4 |  |  |  |  | R-410A | 2.4333 | Residential & Commercial | USHP
212623476 | Central HP <5.4 tons | COLEMAN | HRCU-A-CB (Split System: Heat Pump with Remote Outdoor Unit-Air-Source) | HMH72B341 | ASPEN |  | C(A,C,D,E)42B24+TDR | TL8E080C16UH11 | 29600 | 16.9 | 8.5 | 33800 | 27400 | 81.07% | 2.68 | 0 | 9.5 |  |  |  |  | R-410A | 2.4667 | Residential & Commercial | USHP
212623478 | Central HP <5.4 tons | COLEMAN | HRCU-A-CB (Split System: Heat Pump with Remote Outdoor Unit-Air-Source) | HMH72B341 | ASPEN |  | C(A,C,D,E)42B34+TDR | TL9E080C16UH11 | 32200 | 17.5 | 8.5 | 33800 | 27800 | 82.25% | 2.66 | 0 | 9.4 |  |  |  |  | R-410A | 2.6833 | Residential & Commercial | USHP
212623483 | Central HP <5.4 tons | COLEMAN | HRCU-A-CB (Split System: Heat Pump with Remote Outdoor Unit-Air-Source) | HMH72B341 | ASPEN |  | D(A,C,E)36A34+TDR | TL8E080C16UH11 | 31600 | 17.5 | 8.5 | 33800 | 27800 | 82.25% | 2.68 | 0 | 9.8 |  |  |  |  | R-410A | 2.6333 | Residential & Commercial | USHP
212623485 | Central HP <5.4 tons | COLEMAN | HRCU-A-CB (Split System: Heat Pump with Remote Outdoor Unit-Air-Source) | HMH72B341 | ASPEN |  | D(A,C,E)42D24+TDR | TM8Y100C20MP11 | 32600 | 18 | 8.4 | 33800 | 30000 | 88.76% | 2.83 | 0 | 9 |  |  |  |  | R-410A | 2.7167 | Residential & Commercial | USHP
212623653 | Central HP <5.4 tons | COLEMAN | HRCU-A-CB (Split System: Heat Pump with Remote Outdoor Unit-Air-Source) | HMH72B341 | ASPEN |  | C(A,C,D,E)48C24+TDR | TPLC080B12MP13 | 31600 | 17 | 8.1 | 33600 | 29400 | 87.5% | 2.42 | 0 | 9 |  |  |  |  | R-410A | 2.6333 | Residential & Commercial | USHP
212674059 | Central HP <5.4 tons | CHAMPION HEATING AND COOLING | HRCU-A-CB (Split System: Heat Pump with Remote Outdoor Unit-Air-Source) | HMH72B361 | ASPEN |  | L(E,G)M48B6 | 0 | 34400 | 18 | 8.1 | 36000 | 26400 | 73.33% | 2.81 | 0 | 9 |  |  |  |  | R-410A | 2.8667 | Residential & Commercial | USHP
216751936 | Central HP <5.4 tons | YORK | HRCU-A-CB (Split System: Heat Pump with Remote Outdoor Unit-Air-Source) | HH836E2S11 | ADP |  | H,YG36*36+TXV-BLEED | TM8Y080C16MP11 | 33800 | 19 | 9 | 30200 | 25000 | 82.78% | 2 | 0 | 11 |  |  |  |  | R-454B | 2.8167 | Residential & Commercial | USHP | Ducted CEE Tier 1
216751952 | Central HP <5.4 tons | YORK | HRCU-A-CB (Split System: Heat Pump with Remote Outdoor Unit-Air-Source) | HH836E2S11 | ADP |  | H,YG37*36+TXV-BLEED | TM8Y120C20MP11 | 34600 | 19 | 9 | 31000 | 25400 | 81.94% | 2 | 0 | 11 |  |  |  |  | R-454B | 2.8833 | Residential & Commercial | USHP | Ducted CEE Tier 1
216751954 | Central HP <5.4 tons | YORK | HRCU-A-CB (Split System: Heat Pump with Remote Outdoor Unit-Air-Source) | HH836E2S11 | ADP |  | H,YG80*36+TXV-BLEED | TM8Y120C20MP11 | 34600 | 19 | 9 | 31000 | 25400 | 81.94% | 2 | 0 | 11 |  |  |  |  | R-454B | 2.8833 | Residential & Commercial | USHP | Ducted CEE Tier 1
216751969 | Central HP <5.4 tons | YORK | HRCU-A-CB (Split System: Heat Pump with Remote Outdoor Unit-Air-Source) | HH836E2S11 | ADP |  | H,YG80*36+TXV-BLEED | TM9E080C16MP12 | 33800 | 19 | 9 | 30400 | 25000 | 82.24% | 2 | 0 | 11 |  |  |  |  | R-454B | 2.8167 | Residential & Commercial | USHP | Ducted CEE Tier 1
210472963 | Central HP <5.4 tons | BRYANT HEATING AND COOLING SYSTEMS | HRCU-A-CB (Split System: Heat Pump with Remote Outdoor Unit-Air-Source) | 288BNV025*0**C* |  |  | CAP**4221AL*+UI | 88*TA48090C17*** | 23800 | 17.5 | 8.1 | 21400 | 16500 | 77.1% | 1.98 | 0 | 11 |  |  |  |  | R-410A | 1.9833 | Residential & Commercial | USHP | Ducted CEE Tier 1
216619271 | Central HP <5.4 tons | CARRIER | HRCU-A-CB (Split System: Heat Pump with Remote Outdoor Unit-Air-Source) | 25VNA436A*031* | ADP |  | C36A***L15*+TXV | 59MN7C060C17**14 | 33200 | 19 | 9 | 35400 | 25800 | 72.88% | 2 | 0 | 11.5 |  |  |  |  | R-410A | 2.7667 | Residential & Commercial | USHP | Ducted CEE Tier 1
214573799 | Central HP <5.4 tons | BRYANT HEATING AND COOLING SYSTEMS | HRCU-A-CB (Split System: Heat Pump with Remote Outdoor Unit-Air-Source) | 288BNV037*0**B* |  |  | CAP**4224AL*+UI | 935CB60080C21*** | 31800 | 17 | 8.5 | 33000 | 24400 | 73.94% | 1.9 | 0 | 11 |  |  |  |  | R-410A | 2.65 | Residential & Commercial | USHP | Ducted CEE Tier 1
216619273 | Central HP <5.4 tons | CARRIER | HRCU-A-CB (Split System: Heat Pump with Remote Outdoor Unit-Air-Source) | 25VNA436A*031* | ADP |  | C36A***L53*+TXV | 59MN7C060C17**14 | 33600 | 19 | 9 | 35400 | 25800 | 72.88% | 2 | 0 | 11.7 |  |  |  |  | R-410A | 2.8 | Residential & Commercial | USHP | Ducted CEE Tier 1
215425710 | Central HP <5.4 tons | YORK | HRCU-A-CB (Split System: Heat Pump with Remote Outdoor Unit-Air-Source) | HH824E2S11 | ADP |  | H,YE32*24+TXV | TM9E060A10MP12 | 22200 | 16 | 8.65 | 21200 | 17700 | 83.49% | 1.94 | 0 | 10.5 |  |  |  |  | R-454B | 1.85 | Residential & Commercial | USHP | Ducted CEE Tier 1
215425725 | Central HP <5.4 tons | YORK | HRCU-A-CB (Split System: Heat Pump with Remote Outdoor Unit-Air-Source) | HH824E2S11 | ADP |  | H,YE32*30+TXV | TM9E080B12MP12 | 22200 | 17 | 8.65 | 21200 | 17600 | 83.02% | 1.94 | 0 | 11 |  |  |  |  | R-454B | 1.85 | Residential & Commercial | USHP | Ducted CEE Tier 1
215425743 | Central HP <5.4 tons | YORK | HRCU-A-CB (Split System: Heat Pump with Remote Outdoor Unit-Air-Source) | HH824E2S11 | ADP |  | H,YE24*36+TXV | TM9V080B12MP12 | 21800 | 17 | 8.55 | 21200 | 17300 | 81.6% | 1.92 | 0 | 11 |  |  |  |  | R-454B | 1.8167 | Residential & Commercial | USHP | Ducted CEE Tier 1
206135735 | Central HP <5.4 tons | AIRQUEST | HRCU-A-CB (Split System: Heat Pump with Remote Outdoor Unit-Air-Source) | HVH837GKA** |  |  | EA*4X43L21A*+WALLCON | *80CSU0601716A* | 32800 | 17 | 8.5 | 33000 | 25200 | 76.36% | 1.96 | 12 | 11 |  |  |  |  | R-410A | 2.7333 | Residential & Commercial | USHP | Ducted CEE Tier 1
206136137 | Central HP <5.4 tons | AIRQUEST | HRCU-A-CB (Split System: Heat Pump with Remote Outdoor Unit-Air-Source) | HVH837GKA** |  |  | EA*4X43L21A*+WALLCON | *95CSU0802120A* | 33000 | 17.5 | 8.5 | 32800 | 25000 | 76.22% | 2 | 12 | 11.5 |  |  |  |  | R-410A | 2.75 | Residential & Commercial | USHP | Ducted CEE Tier 1
214063091 | Central HP <5.4 tons | TRANE | HRCU-A-CB (Split System: Heat Pump with Remote Outdoor Unit-Air-Source) | 4TWV8X60A1 | ADP |  | FG84960+P0V0D000M50SC+RP | 0 | 54000 | 18 | 8.2 | 49500 | 38500 | 77.78% | 1.75 | 0 | 12 |  |  |  |  | R-410A | 4.5 | Residential & Commercial | USHP | Ducted CEE Tier 1
213320506 | Central HP <5.4 tons | CHAMPION HEATING AND COOLING | HRCU-A-CB (Split System: Heat Pump with Remote Outdoor Unit-Air-Source) | HMH72B341 | ASPEN |  | D(A,C,E)36D34+TDR | Z8ES100B12SMPS1 | 32800 | 18.5 | 8.1 | 34000 | 28000 | 82.35% | 2.66 | 0 | 9.5 |  |  |  |  | R-410A | 2.7333 | Residential & Commercial | USHP
215670021 | Central HP <5.4 tons | TEMPSTAR | HRCU-A-CB (Split System: Heat Pump with Remote Outdoor Unit-Air-Source) | T5H0V36*K*AAA* |  |  | ESH5X42M12A*+WALLCON | *80CTL1352422B* | 34000 | 16.5 | 8.5 | 35600 | 25200 | 70.79% | 1.78 | 0 | 9.5 |  |  |  |  | R-454B | 2.8333 | Residential & Commercial | USHP
215670037 | Central HP <5.4 tons | TEMPSTAR | HRCU-A-CB (Split System: Heat Pump with Remote Outdoor Unit-Air-Source) | T5H0V36*K*AAA* |  |  | ESH5X42M12A*+WALLCON | *95CSU0802120B* | 34000 | 16 | 8.5 | 35600 | 25400 | 71.35% | 1.78 | 0 | 9.5 |  |  |  |  | R-454B | 2.8333 | Residential & Commercial | USHP
215670205 | Central HP <5.4 tons | TEMPSTAR | HRCU-A-CB (Split System: Heat Pump with Remote Outdoor Unit-Air-Source) | T5H0V36*K*AAA* |  |  | ESH5X48M12A*+WALLCON | *80CTL0901716B* | 34200 | 17 | 8.5 | 35400 | 25200 | 71.19% | 1.88 | 0 | 9.5 |  |  |  |  | R-454B | 2.85 | Residential & Commercial | USHP
215425735 | Central HP <5.4 tons | YORK | HRCU-A-CB (Split System: Heat Pump with Remote Outdoor Unit-Air-Source) | HH824E2S11 | ADP |  | H,YE24*24+TXV | TM9V060B12MP12 | 21800 | 17 | 8.55 | 21200 | 17200 | 81.13% | 1.92 | 0 | 11 |  |  |  |  | R-454B | 1.8167 | Residential & Commercial | USHP | Ducted CEE Tier 1
215425737 | Central HP <5.4 tons | YORK | HRCU-A-CB (Split System: Heat Pump with Remote Outdoor Unit-Air-Source) | HH824E2S11 | ADP |  | H,YE32*30+TXV-BLEED | TM9V060B12MP12 | 22200 | 17 | 8.65 | 21200 | 17200 | 81.13% | 1.94 | 0 | 11 |  |  |  |  | R-454B | 1.85 | Residential & Commercial | USHP | Ducted CEE Tier 1
215425767 | Central HP <5.4 tons | YORK | HRCU-A-CB (Split System: Heat Pump with Remote Outdoor Unit-Air-Source) | HH824E2S11 | ADP |  | H,YE32*30+TXV | TM9Y080B12MP11 | 22200 | 17 | 8.65 | 21000 | 17000 | 80.95% | 1.94 | 0 | 11.5 |  |  |  |  | R-454B | 1.85 | Residential & Commercial | USHP | Ducted CEE Tier 1
215425800 | Central HP <5.4 tons | YORK | HRCU-A-CB (Split System: Heat Pump with Remote Outdoor Unit-Air-Source) | HH824E2S11 | ADP |  | H,YE32*30+TXV | Y82E080B12LMPS1 | 22200 | 18 | 9.1 | 21200 | 17500 | 82.55% | 1.94 | 0 | 11 |  |  |  |  | R-454B | 1.85 | Residential & Commercial | USHP | Ducted CEE Tier 1
215425802 | Central HP <5.4 tons | YORK | HRCU-A-CB (Split System: Heat Pump with Remote Outdoor Unit-Air-Source) | HH824E2S11 | ADP |  | H,YE7J*24+TXV | Y82E080B12LMPS1 | 23000 | 18 | 9 | 21400 | 18100 | 84.58% | 2 | 0 | 12 |  |  |  |  | R-454B | 1.9167 | Residential & Commercial | USHP | Ducted CEE Tier 1
215425818 | Central HP <5.4 tons | YORK | HRCU-A-CB (Split System: Heat Pump with Remote Outdoor Unit-Air-Source) | HH824E2S11 | ADP |  | H,YE24*36+TXV | Y91E060A10SMPS1 | 21800 | 17 | 8.1 | 21200 | 17200 | 81.13% | 1.92 | 0 | 11 |  |  |  |  | R-454B | 1.8167 | Residential & Commercial | USHP | Ducted CEE Tier 1
215425820 | Central HP <5.4 tons | YORK | HRCU-A-CB (Split System: Heat Pump with Remote Outdoor Unit-Air-Source) | HH824E2S11 | ADP |  | H,YE32*24+TXV | Y91E060A10SMPS1 | 22200 | 17 | 8.2 | 21200 | 17200 | 81.13% | 1.94 | 0 | 11.5 |  |  |  |  | R-454B | 1.85 | Residential & Commercial | USHP | Ducted CEE Tier 1
215425837 | Central HP <5.4 tons | YORK | HRCU-A-CB (Split System: Heat Pump with Remote Outdoor Unit-Air-Source) | HH824E2S11 | ADP |  | H,YE7J*24+TXV | Y91E080B12SMPS1 | 22400 | 17 | 8.8 | 21400 | 17400 | 81.31% | 1.96 | 0 | 11.5 |  |  |  |  | R-454B | 1.8667 | Residential & Commercial | USHP | Ducted CEE Tier 1
212623886 | Central HP <5.4 tons | COLEMAN | HRCU-A-CB (Split System: Heat Pump with Remote Outdoor Unit-Air-Source) | HMH72B341 | ASPEN |  | C(A,C,D,E)48C24+TDR | TP9C060B12MP13 | 30800 | 17.2 | 8.1 | 34000 | 27800 | 81.76% | 2.42 | 0 | 9 |  |  |  |  | R-410A | 2.5667 | Residential & Commercial | USHP
212623895 | Central HP <5.4 tons | COLEMAN | HRCU-A-CB (Split System: Heat Pump with Remote Outdoor Unit-Air-Source) | HMH72B341 | ASPEN |  | D(A,C,E)42B34+TDR | TP9C060B12MP13 | 32600 | 17.5 | 8.1 | 34000 | 27800 | 81.76% | 2.42 | 0 | 9.5 |  |  |  |  | R-410A | 2.7167 | Residential & Commercial | USHP
212623934 | Central HP <5.4 tons | COLEMAN | HRCU-A-CB (Split System: Heat Pump with Remote Outdoor Unit-Air-Source) | HMH72B341 | ASPEN |  | C(A,C,D,E)48D24+TDR | TL8E060A12UH11 | 32400 | 18 | 8.1 | 33400 | 29000 | 86.83% | 2.46 | 0 | 9.5 |  |  |  |  | R-410A | 2.7 | Residential & Commercial | USHP
212623959 | Central HP <5.4 tons | COLEMAN | HRCU-A-CB (Split System: Heat Pump with Remote Outdoor Unit-Air-Source) | HMH72B341 | ASPEN |  | C(A,C,D,E)48D24+TDR | TM8E080B12MP11 | 31000 | 17.8 | 8.5 | 34000 | 28000 | 82.35% | 2.63 | 0 | 9.2 |  |  |  |  | R-410A | 2.5833 | Residential & Commercial | USHP
212623961 | Central HP <5.4 tons | COLEMAN | HRCU-A-CB (Split System: Heat Pump with Remote Outdoor Unit-Air-Source) | HMH72B341 | ASPEN |  | D(A,C,E)36B34+TDR | TM8E080B12MP11 | 32000 | 18 | 8.5 | 34000 | 28000 | 82.35% | 2.63 | 0 | 9.4 |  |  |  |  | R-410A | 2.6667 | Residential & Commercial | USHP
215425788 | Central HP <5.4 tons | YORK | HRCU-A-CB (Split System: Heat Pump with Remote Outdoor Unit-Air-Source) | HH824E2S11 | ADP |  | H,YE7J*24+TXV | Y81E100B12SMPS1 | 23000 | 18 | 9 | 21400 | 18200 | 85.05% | 2 | 0 | 12 |  |  |  |  | R-454B | 1.9167 | Residential & Commercial | USHP | Ducted CEE Tier 1
215441373 | Central HP <5.4 tons | YORK | HRCU-A-CB (Split System: Heat Pump with Remote Outdoor Unit-Air-Source) | HMH72B341 | ADP |  | V,Y36H175P137 | TM9E080B12MP12 | 32800 | 17 | 8.1 | 31800 | 23000 | 72.33% | 2.02 | 0 | 9.5 |  |  |  |  | R-410A | 2.7333 | Residential & Commercial | USHP
212621549 | Central HP <5.4 tons | COLEMAN | HRCU-A-CB (Split System: Heat Pump with Remote Outdoor Unit-Air-Source) | HMH72B341 | ASPEN |  | D(A,C,E)48B24+TDR | TM8V120C20MP12 | 29600 | 15.9 | 8.5 | 32200 | 27600 | 85.71% | 2.7 | 0 | 8 |  |  |  |  | R-410A | 2.4667 | Residential & Commercial | USHP
212621551 | Central HP <5.4 tons | COLEMAN | HRCU-A-CB (Split System: Heat Pump with Remote Outdoor Unit-Air-Source) | HMH72B341 | ASPEN |  | C(A,C,D,E)42B24+TDR | TMLV120C20MP12 | 29000 | 15.8 | 8.1 | 32200 | 27600 | 85.71% | 2.44 | 0 | 8.5 |  |  |  |  | R-410A | 2.4167 | Residential & Commercial | USHP
212621585 | Central HP <5.4 tons | COLEMAN | HRCU-A-CB (Split System: Heat Pump with Remote Outdoor Unit-Air-Source) | HMH72B341 | ASPEN |  | D(A,C,E)36A34+TDR | CP9C120D20MP13 | 31200 | 16.8 | 8.1 | 32200 | 28000 | 86.96% | 2.51 | 0 | 9.3 |  |  |  |  | R-410A | 2.6 | Residential & Commercial | USHP
212621601 | Central HP <5.4 tons | COLEMAN | HRCU-A-CB (Split System: Heat Pump with Remote Outdoor Unit-Air-Source) | HMH72B341 | ASPEN |  | C(A,C,D,E)42B34+TDR | TP9C120D20MP13 | 31800 | 17 | 8.1 | 32200 | 28200 | 87.58% | 2.5 | 0 | 9.4 |  |  |  |  | R-410A | 2.65 | Residential & Commercial | USHP
212621635 | Central HP <5.4 tons | COLEMAN | HRCU-A-CB (Split System: Heat Pump with Remote Outdoor Unit-Air-Source) | HMH72B341 | ASPEN |  | C(A,C,D,E)36C24+TDR | TPLC120C20MP13 | 29000 | 15.8 | 8.1 | 32400 | 27400 | 84.57% | 2.45 | 0 | 8.5 |  |  |  |  | R-410A | 2.4167 | Residential & Commercial | USHP
212621667 | Central HP <5.4 tons | COLEMAN | HRCU-A-CB (Split System: Heat Pump with Remote Outdoor Unit-Air-Source) | HMH72B341 | ASPEN |  | C(A,C,D,E)42D24+TDR | CPLC120C20MP13 | 30000 | 16 | 8.1 | 32400 | 27800 | 85.8% | 2.44 | 0 | 8.6 |  |  |  |  | R-410A | 2.5 | Residential & Commercial | USHP
212621682 | Central HP <5.4 tons | COLEMAN | HRCU-A-CB (Split System: Heat Pump with Remote Outdoor Unit-Air-Source) | HMH72B341 | ASPEN |  | D(A,C,E)48C34+TDR | CPLC120C20MP13 | 32600 | 16.5 | 8.1 | 32400 | 27800 | 85.8% | 2.44 | 0 | 9 |  |  |  |  | R-410A | 2.7167 | Residential & Commercial | USHP
212621683 | Central HP <5.4 tons | COLEMAN | HRCU-A-CB (Split System: Heat Pump with Remote Outdoor Unit-Air-Source) | HMH72B341 | ASPEN |  | D(A,C,E)48D24+TDR | CPLC120C20MP13 | 30400 | 16.1 | 8.1 | 32400 | 27800 | 85.8% | 2.44 | 0 | 8 |  |  |  |  | R-410A | 2.5333 | Residential & Commercial | USHP
212621716 | Central HP <5.4 tons | COLEMAN | HRCU-A-CB (Split System: Heat Pump with Remote Outdoor Unit-Air-Source) | HMH72B341 | ASPEN |  | D(A,C,E)36A44+TDR | TM8V120C20MP12 | 31400 | 16.5 | 8.5 | 32400 | 27800 | 85.8% | 2.7 | 0 | 8.9 |  |  |  |  | R-410A | 2.6167 | Residential & Commercial | USHP
212621736 | Central HP <5.4 tons | COLEMAN | HRCU-A-CB (Split System: Heat Pump with Remote Outdoor Unit-Air-Source) | HMH72B341 | ASPEN |  | C(A,C,D,E)42D24+TDR | TMLV120C20MP12 | 30000 | 16 | 8.1 | 32400 | 27800 | 85.8% | 2.44 | 0 | 8.6 |  |  |  |  | R-410A | 2.5 | Residential & Commercial | USHP
212621749 | Central HP <5.4 tons | COLEMAN | HRCU-A-CB (Split System: Heat Pump with Remote Outdoor Unit-Air-Source) | HMH72B341 | ASPEN |  | D(A,C,E)48B34+TDR | TMLV120C20MP12 | 32000 | 16.5 | 8.1 | 32400 | 27800 | 85.8% | 2.44 | 0 | 8.9 |  |  |  |  | R-410A | 2.6667 | Residential & Commercial | USHP
212621752 | Central HP <5.4 tons | COLEMAN | HRCU-A-CB (Split System: Heat Pump with Remote Outdoor Unit-Air-Source) | HMH72B341 | ASPEN |  | D(A,C,E)48D24+TDR | TMLV120C20MP12 | 30400 | 16.1 | 8.1 | 32400 | 27800 | 85.8% | 2.44 | 0 | 8 |  |  |  |  | R-410A | 2.5333 | Residential & Commercial | USHP
212621767 | Central HP <5.4 tons | COLEMAN | HRCU-A-CB (Split System: Heat Pump with Remote Outdoor Unit-Air-Source) | HMH72B341 | ASPEN |  | D(A,C,E)42A44+TDR | TPLC100C20MP13 | 31800 | 16.5 | 8.1 | 32400 | 27800 | 85.8% | 2.44 | 0 | 8.9 |  |  |  |  | R-410A | 2.65 | Residential & Commercial | USHP
212621801 | Central HP <5.4 tons | COLEMAN | HRCU-A-CB (Split System: Heat Pump with Remote Outdoor Unit-Air-Source) | HMH72B341 | ASPEN |  | C(A,C,D,E)36A44+TDR | TM9Y120D20MP11 | 31600 | 16.5 | 8.5 | 32400 | 28200 | 87.04% | 2.77 | 0 | 9.3 |  |  |  |  | R-410A | 2.6333 | Residential & Commercial | USHP
212621818 | Central HP <5.4 tons | COLEMAN | HRCU-A-CB (Split System: Heat Pump with Remote Outdoor Unit-Air-Source) | HMH72B341 | ASPEN |  | D(A,C,E)36D24+TDR | TM9Y120D20MP11 | 29800 | 15.9 | 8.5 | 32400 | 28200 | 87.04% | 2.77 | 0 | 9 |  |  |  |  | R-410A | 2.4833 | Residential & Commercial | USHP
212621836 | Central HP <5.4 tons | COLEMAN | HRCU-A-CB (Split System: Heat Pump with Remote Outdoor Unit-Air-Source) | HMH72B341 | ASPEN |  | C(A,C,D,E)36B24+TDR | TM9V120D20MP12 | 28800 | 16.1 | 8.5 | 32400 | 27800 | 85.8% | 2.79 | 0 | 8.9 |  |  |  |  | R-410A | 2.4 | Residential & Commercial | USHP
212621849 | Central HP <5.4 tons | COLEMAN | HRCU-A-CB (Split System: Heat Pump with Remote Outdoor Unit-Air-Source) | HMH72B341 | ASPEN |  | C(A,C,D,E)42C24+TDR | CP9C120D20MP13 | 29800 | 16.4 | 8.1 | 32400 | 28200 | 87.04% | 2.51 | 0 | 9 |  |  |  |  | R-410A | 2.4833 | Residential & Commercial | USHP
212621902 | Central HP <5.4 tons | COLEMAN | HRCU-A-CB (Split System: Heat Pump with Remote Outdoor Unit-Air-Source) | HMH72B341 | ASPEN |  | D(A,C,E)36B34+TDR | TP9C120D20MP13 | 31600 | 17 | 8.1 | 32400 | 28200 | 87.04% | 2.51 | 0 | 9.3 |  |  |  |  | R-410A | 2.6333 | Residential & Commercial | USHP
212622083 | Central HP <5.4 tons | COLEMAN | HRCU-A-CB (Split System: Heat Pump with Remote Outdoor Unit-Air-Source) | HMH72B341 | ASPEN |  | D(A,C,E)42C24+TDR | TM8Y060A12MP11 | 30400 | 17.6 | 8.1 | 33400 | 27400 | 82.04% | 2.42 | 0 | 9.6 |  |  |  |  | R-410A | 2.5333 | Residential & Commercial | USHP
212622102 | Central HP <5.4 tons | COLEMAN | HRCU-A-CB (Split System: Heat Pump with Remote Outdoor Unit-Air-Source) | HMH72B341 | ASPEN |  | D(A,C,E)42A34+TDR | TM9E100C16MP12 | 32000 | 17.9 | 8.3 | 33400 | 27400 | 82.04% | 2.63 | 0 | 9.9 |  |  |  |  | R-410A | 2.6667 | Residential & Commercial | USHP
212622103 | Central HP <5.4 tons | COLEMAN | HRCU-A-CB (Split System: Heat Pump with Remote Outdoor Unit-Air-Source) | HMH72B341 | ASPEN |  | C(A,C,D,E)42A24+TDR | TM8Y100C20MP11 | 31200 | 17.9 | 8.1 | 33400 | 29800 | 89.22% | 2.75 | 0 | 9.3 |  |  |  |  | R-410A | 2.6 | Residential & Commercial | USHP
212622251 | Central HP <5.4 tons | COLEMAN | HRCU-A-CB (Split System: Heat Pump with Remote Outdoor Unit-Air-Source) | HMH72B341 | ASPEN |  | D(A,C,E)48A34+TDR | TM9V080B12MP12 | 32800 | 17 | 8.1 | 33600 | 29400 | 87.5% | 2.64 | 0 | 9.5 |  |  |  |  | R-410A | 2.7333 | Residential & Commercial | USHP
212622285 | Central HP <5.4 tons | COLEMAN | HRCU-A-CB (Split System: Heat Pump with Remote Outdoor Unit-Air-Source) | HMH72B341 | ASPEN |  | C(A,C,D,E)48A34+TDR | TM8E080C16MP11 | 33000 | 18 | 8.1 | 33600 | 28200 | 83.93% | 2.64 | 0 | 10 |  |  |  |  | R-410A | 2.75 | Residential & Commercial | USHP | Ducted CEE Tier 1
212622286 | Central HP <5.4 tons | COLEMAN | HRCU-A-CB (Split System: Heat Pump with Remote Outdoor Unit-Air-Source) | HMH72B341 | ASPEN |  | D(A,C,E)36A34+TDR | TM8E080C16MP11 | 33000 | 18 | 8.1 | 33600 | 28200 | 83.93% | 2.64 | 0 | 10 |  |  |  |  | R-410A | 2.75 | Residential & Commercial | USHP | Ducted CEE Tier 1
212622337 | Central HP <5.4 tons | COLEMAN | HRCU-A-CB (Split System: Heat Pump with Remote Outdoor Unit-Air-Source) | HMH72B341 | ASPEN |  | C(A,C,D,E)42B24+TDR | TM8E080C16MP11 | 31400 | 18 | 8.2 | 33600 | 28200 | 83.93% | 2.66 | 0 | 9.9 |  |  |  |  | R-410A | 2.6167 | Residential & Commercial | USHP
212622353 | Central HP <5.4 tons | COLEMAN | HRCU-A-CB (Split System: Heat Pump with Remote Outdoor Unit-Air-Source) | HMH72B341 | ASPEN |  | C(A,C,D,E)48A24+TDR | TM8E100B12MP11 | 30000 | 17.4 | 8.3 | 33600 | 27600 | 82.14% | 2.59 | 0 | 9.5 |  |  |  |  | R-410A | 2.5 | Residential & Commercial | USHP
212622368 | Central HP <5.4 tons | COLEMAN | HRCU-A-CB (Split System: Heat Pump with Remote Outdoor Unit-Air-Source) | HMH72B341 | ASPEN |  | C(A,C,D,E)36A34+TDR | TM9V080C16MP12 | 31400 | 17.4 | 8.2 | 33600 | 27200 | 80.95% | 2.58 | 0 | 9.8 |  |  |  |  | R-410A | 2.6167 | Residential & Commercial | USHP
212622420 | Central HP <5.4 tons | COLEMAN | HRCU-A-CB (Split System: Heat Pump with Remote Outdoor Unit-Air-Source) | HMH72B341 | ASPEN |  | C(A,C,D,E)42B24+TDR | TM8Y100C20MP11 | 31800 | 18 | 8.2 | 33600 | 30000 | 89.29% | 2.77 | 0 | 9.4 |  |  |  |  | R-410A | 2.65 | Residential & Commercial | USHP
212622435 | Central HP <5.4 tons | COLEMAN | HRCU-A-CB (Split System: Heat Pump with Remote Outdoor Unit-Air-Source) | HMH72B341 | ASPEN |  | C(A,C,D,E)42A24+TDR | TM9V080C16MP12 | 29400 | 16.7 | 8.4 | 33600 | 27600 | 82.14% | 2.64 | 0 | 9.4 |  |  |  |  | R-410A | 2.45 | Residential & Commercial | USHP
212622452 | Central HP <5.4 tons | COLEMAN | HRCU-A-CB (Split System: Heat Pump with Remote Outdoor Unit-Air-Source) | HMH72B341 | ASPEN |  | C(A,C,D,E)42D24+TDR | TM9E100C16MP12 | 30800 | 17.7 | 8.5 | 33600 | 27200 | 80.95% | 2.66 | 0 | 9 |  |  |  |  | R-410A | 2.5667 | Residential & Commercial | USHP
212622487 | Central HP <5.4 tons | COLEMAN | HRCU-A-CB (Split System: Heat Pump with Remote Outdoor Unit-Air-Source) | HMH72B341 | ASPEN |  | C(A,C,D,E)36B24+TDR | TM8Y100C20MP11 | 31200 | 17.9 | 8.4 | 33600 | 30000 | 89.29% | 2.83 | 0 | 9.3 |  |  |  |  | R-410A | 2.6 | Residential & Commercial | USHP
212622620 | Central HP <5.4 tons | COLEMAN | HRCU-A-CB (Split System: Heat Pump with Remote Outdoor Unit-Air-Source) | HMH72B341 | ASPEN |  | C(A,C,D,E)36B34+TDR | TM9V080B12MP12 | 32800 | 17 | 8.2 | 33800 | 29200 | 86.39% | 2.65 | 0 | 9.5 |  |  |  |  | R-410A | 2.7333 | Residential & Commercial | USHP
212622769 | Central HP <5.4 tons | COLEMAN | HRCU-A-CB (Split System: Heat Pump with Remote Outdoor Unit-Air-Source) | HMH72B341 | ASPEN |  | D(A,C,E)36C34+TDR | TM9E060A10MP12 | 32200 | 17.5 | 8.1 | 33800 | 27400 | 81.07% | 2.4 | 0 | 9.5 |  |  |  |  | R-410A | 2.6833 | Residential & Commercial | USHP
212622839 | Central HP <5.4 tons | COLEMAN | HRCU-A-CB (Split System: Heat Pump with Remote Outdoor Unit-Air-Source) | HMH72B341 | ASPEN |  | C(A,C,D,E)36C34+TDR | TM8E080C16MP11 | 33000 | 18 | 8.3 | 33800 | 28600 | 84.62% | 2.7 | 0 | 10 |  |  |  |  | R-410A | 2.75 | Residential & Commercial | USHP | Ducted CEE Tier 1
212622902 | Central HP <5.4 tons | COLEMAN | HRCU-A-CB (Split System: Heat Pump with Remote Outdoor Unit-Air-Source) | HMH72B341 | ASPEN |  | C(A,C,D,E)48A34+TDR | TM9E080B12MP12 | 32400 | 17.5 | 8.4 | 33800 | 27400 | 81.07% | 2.62 | 0 | 9.9 |  |  |  |  | R-410A | 2.7 | Residential & Commercial | USHP
212622936 | Central HP <5.4 tons | COLEMAN | HRCU-A-CB (Split System: Heat Pump with Remote Outdoor Unit-Air-Source) | HMH72B341 | ASPEN |  | D(A,C,E)48C24+TDR | TM8E080C16MP11 | 32200 | 18 | 8.4 | 33800 | 28600 | 84.62% | 2.73 | 0 | 10 |  |  |  |  | R-410A | 2.6833 | Residential & Commercial | USHP | Ducted CEE Tier 1
212623036 | Central HP <5.4 tons | COLEMAN | HRCU-A-CB (Split System: Heat Pump with Remote Outdoor Unit-Air-Source) | HMH72B341 | ASPEN |  | C(A,C,D,E)42C24+TDR | TM9E080B12MP12 | 30400 | 17 | 8.5 | 33800 | 27400 | 81.07% | 2.65 | 0 | 9 |  |  |  |  | R-410A | 2.5333 | Residential & Commercial | USHP
212623071 | Central HP <5.4 tons | COLEMAN | HRCU-A-CB (Split System: Heat Pump with Remote Outdoor Unit-Air-Source) | HMH72B341 | ASPEN |  | D(A,C,E)42D24+TDR | TM9E080B12MP12 | 30800 | 17.2 | 8.5 | 33800 | 27400 | 81.07% | 2.65 | 0 | 9 |  |  |  |  | R-410A | 2.5667 | Residential & Commercial | USHP
212623104 | Central HP <5.4 tons | COLEMAN | HRCU-A-CB (Split System: Heat Pump with Remote Outdoor Unit-Air-Source) | HMH72B341 | ASPEN |  | D(A,C,E)36A34+TDR | TM9Y100C20MP11 | 31600 | 15.4 | 8.1 | 33800 | 27400 | 81.07% | 2.38 | 0 | 9.3 |  |  |  |  | R-410A | 2.6333 | Residential & Commercial | USHP
212623156 | Central HP <5.4 tons | COLEMAN | HRCU-A-CB (Split System: Heat Pump with Remote Outdoor Unit-Air-Source) | HMH72B341 | ASPEN |  | D(A,C,E)42C34+TDR | TM8E100B12MP11 | 33000 | 18 | 8.5 | 33800 | 27400 | 81.07% | 2.64 | 0 | 10 |  |  |  |  | R-410A | 2.75 | Residential & Commercial | USHP | Ducted CEE Tier 1
212623170 | Central HP <5.4 tons | COLEMAN | HRCU-A-CB (Split System: Heat Pump with Remote Outdoor Unit-Air-Source) | HMH72B341 | ASPEN |  | C(A,C,D,E)42B24+TDR | TMLE060A12MP11 | 30000 | 17.4 | 8.1 | 33800 | 27400 | 81.07% | 2.44 | 0 | 9.5 |  |  |  |  | R-410A | 2.5 | Residential & Commercial | USHP
212623223 | Central HP <5.4 tons | COLEMAN | HRCU-A-CB (Split System: Heat Pump with Remote Outdoor Unit-Air-Source) | HMH72B341 | ASPEN |  | D(A,C,E)48C24+TDR | TM8E120C16MP11 | 32400 | 18 | 8.4 | 33800 | 28800 | 85.21% | 2.75 | 0 | 10 |  |  |  |  | R-410A | 2.7 | Residential & Commercial | USHP | Ducted CEE Tier 1
212623272 | Central HP <5.4 tons | COLEMAN | HRCU-A-CB (Split System: Heat Pump with Remote Outdoor Unit-Air-Source) | HMH72B341 | ASPEN |  | D(A,C,E)42B34+TDR | TL9E100C20UH11 | 33400 | 17 | 8.3 | 33800 | 29200 | 86.39% | 2.78 | 0 | 10 |  |  |  |  | R-410A | 2.7833 | Residential & Commercial | USHP | Ducted CEE Tier 1
212623306 | Central HP <5.4 tons | COLEMAN | HRCU-A-CB (Split System: Heat Pump with Remote Outdoor Unit-Air-Source) | HMH72B341 | ASPEN |  | D(A,C,E)36A44+TDR | CP9C080C16MP13 | 32000 | 17.5 | 8.1 | 33800 | 27400 | 81.07% | 2.45 | 0 | 9.9 |  |  |  |  | R-410A | 2.6667 | Residential & Commercial | USHP
212623338 | Central HP <5.4 tons | COLEMAN | HRCU-A-CB (Split System: Heat Pump with Remote Outdoor Unit-Air-Source) | HMH72B341 | ASPEN |  | C(A,C,D,E)36D24+TDR | TM9V080C16MP12 | 30400 | 17 | 8.5 | 33800 | 27400 | 81.07% | 2.66 | 0 | 9 |  |  |  |  | R-410A | 2.5333 | Residential & Commercial | USHP
212623354 | Central HP <5.4 tons | COLEMAN | HRCU-A-CB (Split System: Heat Pump with Remote Outdoor Unit-Air-Source) | HMH72B341 | ASPEN |  | D(A,C,E)36D34+TDR | TM9V080C16MP12 | 32800 | 17.5 | 8.5 | 33800 | 27400 | 81.07% | 2.66 | 0 | 10 |  |  |  |  | R-410A | 2.7333 | Residential & Commercial | USHP | Ducted CEE Tier 1
212623356 | Central HP <5.4 tons | COLEMAN | HRCU-A-CB (Split System: Heat Pump with Remote Outdoor Unit-Air-Source) | HMH72B341 | ASPEN |  | D(A,C,E)42B34+TDR | TM9V080C16MP12 | 32600 | 17.5 | 8.5 | 33800 | 27400 | 81.07% | 2.66 | 0 | 10 |  |  |  |  | R-410A | 2.7167 | Residential & Commercial | USHP | Ducted CEE Tier 1
212623357 | Central HP <5.4 tons | COLEMAN | HRCU-A-CB (Split System: Heat Pump with Remote Outdoor Unit-Air-Source) | HMH72B341 | ASPEN |  | D(A,C,E)42C24+TDR | TM9V080C16MP12 | 30400 | 17 | 8.5 | 33800 | 27400 | 81.07% | 2.66 | 0 | 9 |  |  |  |  | R-410A | 2.5333 | Residential & Commercial | USHP
212623388 | Central HP <5.4 tons | COLEMAN | HRCU-A-CB (Split System: Heat Pump with Remote Outdoor Unit-Air-Source) | HMH72B341 | ASPEN |  | D(A,C,E)42C24+TDR | TP9C080C16MP13 | 30400 | 17 | 8.1 | 33800 | 27400 | 81.07% | 2.45 | 0 | 9 |  |  |  |  | R-410A | 2.5333 | Residential & Commercial | USHP
212623404 | Central HP <5.4 tons | COLEMAN | HRCU-A-CB (Split System: Heat Pump with Remote Outdoor Unit-Air-Source) | HMH72B341 | ASPEN |  | D(A,C,E)42A44+TDR | TM8Y100C20MP11 | 33600 | 18 | 8.3 | 33800 | 30200 | 89.35% | 2.82 | 0 | 9.5 |  |  |  |  | R-410A | 2.8 | Residential & Commercial | USHP
212623405 | Central HP <5.4 tons | COLEMAN | HRCU-A-CB (Split System: Heat Pump with Remote Outdoor Unit-Air-Source) | HMH72B341 | ASPEN |  | D(A,C,E)42B34+TDR | TM8Y100C20MP11 | 33600 | 18 | 8.3 | 33800 | 30200 | 89.35% | 2.82 | 0 | 9.5 |  |  |  |  | R-410A | 2.8 | Residential & Commercial | USHP
212623438 | Central HP <5.4 tons | COLEMAN | HRCU-A-CB (Split System: Heat Pump with Remote Outdoor Unit-Air-Source) | HMH72B341 | ASPEN |  | D(A,C,E)48B24+TDR | TM9Y080C16MP11 | 30200 | 17.9 | 8.4 | 33800 | 27800 | 82.25% | 2.66 | 0 | 9 |  |  |  |  | R-410A | 2.5167 | Residential & Commercial | USHP
212623540 | Central HP <5.4 tons | COLEMAN | HRCU-A-CB (Split System: Heat Pump with Remote Outdoor Unit-Air-Source) | HMH72B341 | ASPEN |  | C(A,C,D,E)42B34+TDR | TP9C100C20MP13 | 32200 | 17.5 | 8.1 | 33800 | 28200 | 83.43% | 2.46 | 0 | 9.4 |  |  |  |  | R-410A | 2.6833 | Residential & Commercial | USHP
212623654 | Central HP <5.4 tons | COLEMAN | HRCU-A-CB (Split System: Heat Pump with Remote Outdoor Unit-Air-Source) | HMH72B341 | ASPEN |  | C(A,C,D,E)48D24+TDR | TPLC080B12MP13 | 32000 | 17 | 8.1 | 33600 | 29400 | 87.5% | 2.42 | 0 | 9.5 |  |  |  |  | R-410A | 2.6667 | Residential & Commercial | USHP
215684005 | Central HP <5.4 tons | CARRIER | HRCU-A-CB (Split System: Heat Pump with Remote Outdoor Unit-Air-Source) | 27VNA036A*030* |  |  | CAA**4321AM*+UI | 59TN6C100C21**22 | 34600 | 18 | 9 | 35200 | 25000 | 71.02% | 1.9 | 0 | 10 |  |  |  |  | R-454B | 2.8833 | Residential & Commercial | USHP | Ducted CEE Tier 1
206133985 | Central HP <5.4 tons | AIRQUEST | HRCU-A-CB (Split System: Heat Pump with Remote Outdoor Unit-Air-Source) | HVH825GKA2* |  |  | EHD4X36AAL+WALLCON | *95CSU0802120A* | 24000 | 16 | 8.1 | 21400 | 16600 | 77.57% | 1.98 | 11 | 10.5 |  |  |  |  | R-410A | 2 | Residential & Commercial | USHP | Ducted CEE Tier 1
212925887 | Central HP <5.4 tons | TOSOT | HRCU-A-C (Split System: Heat Pump with Remote Outdoor Unit with No Indoor Fan --Air Source) | TU36-24WADU | ASPEN |  | D(A,C,E)24C34+TDR | 0 | 23000 | 15.2 | 8.5 | 24000 | 21600 | 90% | 1.8 | 0 | 11 |  |  |  |  | R-410A | 1.9167 | Residential & Commercial | USHP | Ducted CEE Tier 1
212623893 | Central HP <5.4 tons | COLEMAN | HRCU-A-CB (Split System: Heat Pump with Remote Outdoor Unit-Air-Source) | HMH72B341 | ASPEN |  | D(A,C,E)36D34+TDR | TP9C060B12MP13 | 32800 | 17.5 | 8.1 | 34000 | 27800 | 81.76% | 2.42 | 0 | 9.5 |  |  |  |  | R-410A | 2.7333 | Residential & Commercial | USHP
216054715 | Central HP <5.4 tons | COLEMAN | HRCU-A-CB (Split System: Heat Pump with Remote Outdoor Unit-Air-Source) | HH836E2S11 | ASPEN |  | D(A,C,E)36A4K+TDR | TM9V100C20MP12 | 31600 | 18 | 8.5 | 32400 | 26000 | 80.25% | 2 | 0 | 9.8 |  |  |  |  | R-454B | 2.6333 | Residential & Commercial | USHP
206767493 | Central HP <5.4 tons | DAY & NIGHT | HRCU-A-CB (Split System: Heat Pump with Remote Outdoor Unit-Air-Source) | CVH825GKA3* |  |  | EA*4X36L17A*+WALLCON | *95CSU0601716A* | 23400 | 16.5 | 8.1 | 21600 | 16800 | 77.78% | 1.92 | 11 | 10.5 |  |  |  |  | R-410A | 1.95 | Residential & Commercial | USHP | Ducted CEE Tier 1
215669172 | Central HP <5.4 tons | CARRIER | HRCU-A-CB (Split System: Heat Pump with Remote Outdoor Unit-Air-Source) | 27VNA036A*030* |  |  | CAA**4821AM*+UI | 58TN*B110C21**20 | 33800 | 18 | 9 | 35000 | 25000 | 71.43% | 1.9 | 0 | 10 |  |  |  |  | R-454B | 2.8167 | Residential & Commercial | USHP | Ducted CEE Tier 1
215669222 | Central HP <5.4 tons | CARRIER | HRCU-A-CB (Split System: Heat Pump with Remote Outdoor Unit-Air-Source) | 27VNA036A*030* |  |  | CAA**4821AM*+UI | 59MN7C060C21**20 | 33600 | 17.5 | 9 | 35200 | 25200 | 71.59% | 1.9 | 0 | 9.5 |  |  |  |  | R-454B | 2.8 | Residential & Commercial | USHP
215683973 | Central HP <5.4 tons | CARRIER | HRCU-A-CB (Split System: Heat Pump with Remote Outdoor Unit-Air-Source) | 27VNA036A*030* |  |  | CAA**4321AM*+UI | 58CU*A060C17**16 | 34400 | 18 | 9 | 35400 | 25200 | 71.19% | 1.9 | 0 | 9.5 |  |  |  |  | R-454B | 2.8667 | Residential & Commercial | USHP
215669292 | Central HP <5.4 tons | CARRIER | HRCU-A-CB (Split System: Heat Pump with Remote Outdoor Unit-Air-Source) | 27VNA036A*030* |  |  | CAA**6024AM*+UI | 58CU*A100C21**20 | 34400 | 18 | 9 | 34200 | 24800 | 72.51% | 1.9 | 0 | 10 |  |  |  |  | R-454B | 2.8667 | Residential & Commercial | USHP | Ducted CEE Tier 1
215669731 | Central HP <5.4 tons | TEMPSTAR | HRCU-A-CB (Split System: Heat Pump with Remote Outdoor Unit-Air-Source) | T5H0V36*K*AAA* |  |  | EA*5X61M24A*+WALLCON | *96CTN1002122B* | 35000 | 18.5 | 9 | 34400 | 24800 | 72.09% | 1.92 | 0 | 10.5 |  |  |  |  | R-454B | 2.9167 | Residential & Commercial | USHP | Ducted CEE Tier 1
215669781 | Central HP <5.4 tons | TEMPSTAR | HRCU-A-CB (Split System: Heat Pump with Remote Outdoor Unit-Air-Source) | T5H0V36*K*AAA* |  |  | ESH5X36M12A*+WALLCON | *80CTL0701412B* | 33400 | 16.5 | 8.5 | 35800 | 25600 | 71.51% | 1.76 | 0 | 9 |  |  |  |  | R-454B | 2.7833 | Residential & Commercial | USHP
215669901 | Central HP <5.4 tons | TEMPSTAR | HRCU-A-CB (Split System: Heat Pump with Remote Outdoor Unit-Air-Source) | T5H0V36*K*AAA* |  |  | ESH5X36M12A*+WALLCON | *97CMN1202422B* | 33800 | 16.5 | 8.5 | 35800 | 25400 | 70.95% | 1.76 | 0 | 9.5 |  |  |  |  | R-454B | 2.8167 | Residential & Commercial | USHP
216453156 | Central HP <5.4 tons | AMERICAN STANDARD | HRCU-A-CB (Split System: Heat Pump with Remote Outdoor Unit-Air-Source) | 5A6V0X48A1 |  |  | 5PX*C009AS3 | S8V2C100M5PCB | 45500 | 20 | 9.7 | 47000 | 33800 | 71.91% | 2.1 | 0 | 12 |  |  |  |  | R-454B | 3.7917 | Residential & Commercial | USHP | Ducted CEE Tier 1
212623678 | Central HP <5.4 tons | COLEMAN | HRCU-A-CB (Split System: Heat Pump with Remote Outdoor Unit-Air-Source) | HMH72B341 | ASPEN |  | D(A,C,E)36B44+TDR | TL9E060B12UH11 | 32800 | 18 | 8.1 | 34000 | 27800 | 81.76% | 2.4 | 0 | 9.5 |  |  |  |  | R-410A | 2.7333 | Residential & Commercial | USHP
212623685 | Central HP <5.4 tons | COLEMAN | HRCU-A-CB (Split System: Heat Pump with Remote Outdoor Unit-Air-Source) | HMH72B341 | ASPEN |  | D(A,C,E)42C34+TDR | TL9E060B12UH11 | 32800 | 18 | 8.1 | 34000 | 27800 | 81.76% | 2.4 | 0 | 9.5 |  |  |  |  | R-410A | 2.7333 | Residential & Commercial | USHP
212623742 | Central HP <5.4 tons | COLEMAN | HRCU-A-CB (Split System: Heat Pump with Remote Outdoor Unit-Air-Source) | HMH72B341 | ASPEN |  | D(A,C,E)36D34+TDR | TM9E060B12MP12 | 32800 | 17.5 | 8.1 | 34000 | 28000 | 82.35% | 2.39 | 0 | 9.5 |  |  |  |  | R-410A | 2.7333 | Residential & Commercial | USHP
212623853 | Central HP <5.4 tons | COLEMAN | HRCU-A-CB (Split System: Heat Pump with Remote Outdoor Unit-Air-Source) | HMH72B341 | ASPEN |  | C(A,C,D,E)42B24+TDR | TM9V060B12MP12 | 29800 | 16.9 | 8.1 | 34000 | 27800 | 81.76% | 2.42 | 0 | 9 |  |  |  |  | R-410A | 2.4833 | Residential & Commercial | USHP
212623887 | Central HP <5.4 tons | COLEMAN | HRCU-A-CB (Split System: Heat Pump with Remote Outdoor Unit-Air-Source) | HMH72B341 | ASPEN |  | C(A,C,D,E)48D24+TDR | TP9C060B12MP13 | 31200 | 17.3 | 8.1 | 34000 | 27800 | 81.76% | 2.42 | 0 | 9.2 |  |  |  |  | R-410A | 2.6 | Residential & Commercial | USHP
212623971 | Central HP <5.4 tons | COLEMAN | HRCU-A-CB (Split System: Heat Pump with Remote Outdoor Unit-Air-Source) | HMH72B341 | ASPEN |  | D(A,C,E)42D34+TDR | TM8E080B12MP11 | 33200 | 18 | 8.5 | 34000 | 28000 | 82.35% | 2.63 | 0 | 9 |  |  |  |  | R-410A | 2.7667 | Residential & Commercial | USHP
212623985 | Central HP <5.4 tons | COLEMAN | HRCU-A-CB (Split System: Heat Pump with Remote Outdoor Unit-Air-Source) | HMH72B341 | ASPEN |  | C(A,C,D,E)42D24+TDR | TM9Y080B12MP11 | 30600 | 17.7 | 8.1 | 34000 | 28000 | 82.35% | 2.41 | 0 | 9 |  |  |  |  | R-410A | 2.55 | Residential & Commercial | USHP
216494118 | Central HP <5.4 tons | BRYANT HEATING AND COOLING SYSTEMS | HRCU-A-CB (Split System: Heat Pump with Remote Outdoor Unit-Air-Source) | 290VAN036**AA* | ADP |  | CE(P,V)3621G34*+TXV | 88*TB60110C21*** | 33200 | 18 | 9 | 34200 | 25200 | 73.68% | 1.84 | 0 | 10 |  |  |  |  | R-454B | 2.7667 | Residential & Commercial | USHP | Ducted CEE Tier 1
212623656 | Central HP <5.4 tons | COLEMAN | HRCU-A-CB (Split System: Heat Pump with Remote Outdoor Unit-Air-Source) | HMH72B341 | ASPEN |  | D(A,C,E)48C34+TDR | TPLC080B12MP13 | 32400 | 17 | 8.1 | 33600 | 29400 | 87.5% | 2.42 | 0 | 9.5 |  |  |  |  | R-410A | 2.7 | Residential & Commercial | USHP
212623657 | Central HP <5.4 tons | COLEMAN | HRCU-A-CB (Split System: Heat Pump with Remote Outdoor Unit-Air-Source) | HMH72B341 | ASPEN |  | D(A,C,E)48D34+TDR | TPLC080B12MP13 | 32400 | 17 | 8.1 | 33600 | 29400 | 87.5% | 2.42 | 0 | 9.5 |  |  |  |  | R-410A | 2.7 | Residential & Commercial | USHP
212623671 | Central HP <5.4 tons | COLEMAN | HRCU-A-CB (Split System: Heat Pump with Remote Outdoor Unit-Air-Source) | HMH72B341 | ASPEN |  | C(A,C,D,E)48B24+TDR | TL9E060B12UH11 | 30200 | 17.5 | 8.1 | 34000 | 27800 | 81.76% | 2.4 | 0 | 9.1 |  |  |  |  | R-410A | 2.5167 | Residential & Commercial | USHP
212623706 | Central HP <5.4 tons | COLEMAN | HRCU-A-CB (Split System: Heat Pump with Remote Outdoor Unit-Air-Source) | HMH72B341 | ASPEN |  | C(A,C,D,E)36B24+TDR | TM9E060B12MP12 | 29400 | 16.7 | 8.1 | 34000 | 28000 | 82.35% | 2.39 | 0 | 9 |  |  |  |  | R-410A | 2.45 | Residential & Commercial | USHP
212623708 | Central HP <5.4 tons | COLEMAN | HRCU-A-CB (Split System: Heat Pump with Remote Outdoor Unit-Air-Source) | HMH72B341 | ASPEN |  | C(A,C,D,E)36C24+TDR | TM9E060B12MP12 | 29800 | 16.9 | 8.1 | 34000 | 28000 | 82.35% | 2.39 | 0 | 9 |  |  |  |  | R-410A | 2.4833 | Residential & Commercial | USHP
212925886 | Central HP <5.4 tons | TOSOT | HRCU-A-C (Split System: Heat Pump with Remote Outdoor Unit with No Indoor Fan --Air Source) | TU36-24WADU | ASPEN |  | D(A,C,E)24A44+TDR | 0 | 23000 | 15.2 | 8.5 | 24000 | 21600 | 90% | 1.8 | 0 | 11 |  |  |  |  | R-410A | 1.9167 | Residential & Commercial | USHP | Ducted CEE Tier 1
215441379 | Central HP <5.4 tons | YORK | HRCU-A-CB (Split System: Heat Pump with Remote Outdoor Unit-Air-Source) | HMH72B341 | ADP |  | V,Y36H210P177 | TM9E100C20MP12 | 34000 | 15.2 | 8.1 | 31600 | 23200 | 73.42% | 2.06 | 0 | 10 |  |  |  |  | R-410A | 2.8333 | Residential & Commercial | USHP | Ducted CEE Tier 1
216819304 | Central HP <5.4 tons | FRIEDRICH | HRCU-A-CB (Split System: Heat Pump with Remote Outdoor Unit-Air-Source) | RD18AY24AJVC |  |  | RCFY2421MTANM | FR962V0603A17M4 | 21000 | 17 | 8.1 | 21000 | 17100 | 81.43% | 1.9 | 0 | 10 |  |  |  |  | R-454B | 1.75 | Residential & Commercial | USHP | Ducted CEE Tier 1
216436708 | Central HP <5.4 tons | MIDEA | HRCU-A-CB (Split System: Heat Pump with Remote Outdoor Unit-Air-Source) | MOVA-24HDN1-M16G | ASPEN |  | L(E,F)W30A4 | 0 | 16500 | 15.2 | 8.1 | 18000 | 12900 | 71.67% | 1.81 | 0 | 10 |  |  |  |  | R-410A | 1.375 | Residential & Commercial | USHP | Ducted CEE Tier 1
215835682 | Central HP <5.4 tons | AMERICAN STANDARD | HRCU-A-CB (Split System: Heat Pump with Remote Outdoor Unit-Air-Source) | 5A6V8X48A1 |  |  | 5TEMCD06AV41+TDR | 0 | 46500 | 18.1 | 8.5 | 44500 | 33800 | 75.96% | 2.1 | 0 | 11 |  |  |  |  | R-454B | 3.875 | Residential & Commercial | USHP | Ducted CEE Tier 1
216980438 | Central HP <5.4 tons | FRIEDRICH | HRCU-A-CB (Split System: Heat Pump with Remote Outdoor Unit-Air-Source) | RD18AY48AJVC |  |  | FRH2TY4821STANN | 0 | 41500 | 18 | 9.5 | 41500 | 37600 | 90.6% | 2.1 | 0 | 12 |  |  |  |  | R-454B | 3.4583 | Residential & Commercial | USHP | Ducted CEE Tier 1
216440423 | Central HP <5.4 tons | AMERICAN STANDARD | HRCU-A-CB (Split System: Heat Pump with Remote Outdoor Unit-Air-Source) | 5A6V0X60A1 |  |  | 5PX*C007AS3 | S9V2C100U5PSC+LRP | 51500 | 18.4 | 9 | 54500 | 38500 | 70.64% | 2 | 0 | 10 |  |  |  |  | R-454B | 4.2917 | Residential & Commercial | USHP | Ducted CEE Tier 1
216440425 | Central HP <5.4 tons | AMERICAN STANDARD | HRCU-A-CB (Split System: Heat Pump with Remote Outdoor Unit-Air-Source) | 5A6V0X60A1 |  |  | 5PX*C007AS3 | S9V2C080U5VSB+LRP | 51500 | 18.4 | 9 | 54500 | 38500 | 70.64% | 2 | 0 | 10 |  |  |  |  | R-454B | 4.2917 | Residential & Commercial | USHP | Ducted CEE Tier 1
215869125 | Central HP <5.4 tons | AMERICAN STANDARD | HRCU-A-CB (Split System: Heat Pump with Remote Outdoor Unit-Air-Source) | 5A6V8X60A1 |  |  | 5PX*C007AS3 | S9V2C080U5VSB+LRP | 53000 | 18.1 | 8.5 | 56000 | 40500 | 72.32% | 2 | 0 | 10 |  |  |  |  | R-454B | 4.4167 | Residential & Commercial | USHP | Ducted CEE Tier 1
215869127 | Central HP <5.4 tons | AMERICAN STANDARD | HRCU-A-CB (Split System: Heat Pump with Remote Outdoor Unit-Air-Source) | 5A6V8X60A1 |  |  | 5PX*C007AS3 | S9V2C100U5VSB+LRP | 53000 | 18.1 | 8.5 | 56000 | 40000 | 71.43% | 2 | 0 | 10 |  |  |  |  | R-454B | 4.4167 | Residential & Commercial | USHP | Ducted CEE Tier 1
215670215 | Central HP <5.4 tons | TEMPSTAR | HRCU-A-CB (Split System: Heat Pump with Remote Outdoor Unit-Air-Source) | T5H0V36*K*AAA* |  |  | ESH5X48M12A*+WALLCON | *80CTL0902120B* | 34200 | 17 | 8.5 | 35400 | 25200 | 71.19% | 1.9 | 0 | 9.5 |  |  |  |  | R-454B | 2.85 | Residential & Commercial | USHP
216054684 | Central HP <5.4 tons | COLEMAN | HRCU-A-CB (Split System: Heat Pump with Remote Outdoor Unit-Air-Source) | HH836E2S11 | ASPEN |  | D(A,C,E)36A4K+TDR | CPLC100C16MP13 | 31000 | 18 | 8.5 | 31200 | 25400 | 81.41% | 2 | 0 | 11 |  |  |  |  | R-454B | 2.5833 | Residential & Commercial | USHP | Ducted CEE Tier 1
216054718 | Central HP <5.4 tons | COLEMAN | HRCU-A-CB (Split System: Heat Pump with Remote Outdoor Unit-Air-Source) | HH836E2S11 | ASPEN |  | D(A,C,E)36A4K+TDR | TM9Y080C16MP11 | 31200 | 18 | 8.5 | 32000 | 25800 | 80.62% | 2 | 0 | 10.5 |  |  |  |  | R-454B | 2.6 | Residential & Commercial | USHP | Ducted CEE Tier 1
216054719 | Central HP <5.4 tons | COLEMAN | HRCU-A-CB (Split System: Heat Pump with Remote Outdoor Unit-Air-Source) | HH836E2S11 | ASPEN |  | D(A,C,E)36A4K+TDR | TM9Y100C16MP11 | 30800 | 18 | 8.5 | 31000 | 25200 | 81.29% | 2 | 0 | 10.5 |  |  |  |  | R-454B | 2.5667 | Residential & Commercial | USHP | Ducted CEE Tier 1
215674063 | Central HP <5.4 tons | TEMPSTAR | HRCU-A-CB (Split System: Heat Pump with Remote Outdoor Unit-Air-Source) | T5H0V48*K*AAA* |  |  | EA*5X48M21A*+WALLCON | *80CTL0902120B* | 44500 | 18 | 9 | 48500 | 34000 | 70.1% | 2.06 | 0 | 9.5 |  |  |  |  | R-454B | 3.7083 | Residential & Commercial | USHP
215669492 | Central HP <5.4 tons | CARRIER | HRCU-A-CB (Split System: Heat Pump with Remote Outdoor Unit-Air-Source) | 27VNA036A*030* |  |  | CAA**6121AM*+UI | 58TN*B110C21**20 | 35000 | 18.5 | 9 | 34400 | 24800 | 72.09% | 1.92 | 0 | 10.5 |  |  |  |  | R-454B | 2.9167 | Residential & Commercial | USHP | Ducted CEE Tier 1
215669522 | Central HP <5.4 tons | CARRIER | HRCU-A-CB (Split System: Heat Pump with Remote Outdoor Unit-Air-Source) | 27VNA036A*030* |  |  | CAA**6121AM*+UI | 59CU5B100C21**22 | 35000 | 18 | 9 | 34400 | 24800 | 72.09% | 1.92 | 0 | 10 |  |  |  |  | R-454B | 2.9167 | Residential & Commercial | USHP | Ducted CEE Tier 1
215669542 | Central HP <5.4 tons | CARRIER | HRCU-A-CB (Split System: Heat Pump with Remote Outdoor Unit-Air-Source) | 27VNA036A*030* |  |  | CAA**6121AM*+UI | 59MN7C060C21**20 | 34600 | 18 | 9 | 34600 | 25000 | 72.25% | 1.9 | 0 | 10 |  |  |  |  | R-454B | 2.8833 | Residential & Commercial | USHP | Ducted CEE Tier 1
215669592 | Central HP <5.4 tons | CARRIER | HRCU-A-CB (Split System: Heat Pump with Remote Outdoor Unit-Air-Source) | 27VNA036A*030* |  |  | CAA**6121AM*+UI | 59TN6C080C17**14 | 34600 | 18 | 9 | 34600 | 25000 | 72.25% | 1.9 | 0 | 10 |  |  |  |  | R-454B | 2.8833 | Residential & Commercial | USHP | Ducted CEE Tier 1
214608787 | Central HP <5.4 tons | COLEMAN | HRCU-A-CB (Split System: Heat Pump with Remote Outdoor Unit-Air-Source) | HMH72B361 | ASPEN |  | D(A,C,E)48D34+JMET12BS2N1+TDR | 0 | 35400 | 18 | 8.1 | 36000 | 26000 | 72.22% | 2.8 | 0 | 9 |  |  |  |  | R-410A | 2.95 | Residential & Commercial | USHP
216440357 | Central HP <5.4 tons | AMERICAN STANDARD | HRCU-A-CB (Split System: Heat Pump with Remote Outdoor Unit-Air-Source) | 5A6V0X48A1 |  |  | 5TXCC007AS3 | L8V1C100U5VSB+LRP | 44500 | 20 | 9.7 | 47500 | 34000 | 71.58% | 2.1 | 0 | 11.7 |  |  |  |  | R-454B | 3.7083 | Residential & Commercial | USHP | Ducted CEE Tier 1
216440459 | Central HP <5.4 tons | AMERICAN STANDARD | HRCU-A-CB (Split System: Heat Pump with Remote Outdoor Unit-Air-Source) | 5A6V0X60A1 |  |  | 5PX*D008AS3+P0V0D000M50SD+LRP | 0 | 52000 | 18.8 | 9 | 54000 | 38000 | 70.37% | 2 | 0 | 10.5 |  |  |  |  | R-454B | 4.3333 | Residential & Commercial | USHP | Ducted CEE Tier 1
216440473 | Central HP <5.4 tons | AMERICAN STANDARD | HRCU-A-CB (Split System: Heat Pump with Remote Outdoor Unit-Air-Source) | 5A6V0X60A1 |  |  | 5PX*D010AS3+P0V0C000M50SD+LRP | 0 | 53000 | 19 | 9.4 | 53500 | 37800 | 70.65% | 2 | 0 | 10.5 |  |  |  |  | R-454B | 4.4167 | Residential & Commercial | USHP | Ducted CEE Tier 1
213320445 | Central HP <5.4 tons | CHAMPION HEATING AND COOLING | HRCU-A-CB (Split System: Heat Pump with Remote Outdoor Unit-Air-Source) | HMH72B341 | ASPEN |  | D(A,C,E)36A34+TDR | TM8E080C16MP11 | 33000 | 18 | 8.1 | 33600 | 28200 | 83.93% | 2.63 | 0 | 10 |  |  |  |  | R-410A | 2.75 | Residential & Commercial | USHP | Ducted CEE Tier 1
213320504 | Central HP <5.4 tons | CHAMPION HEATING AND COOLING | HRCU-A-CB (Split System: Heat Pump with Remote Outdoor Unit-Air-Source) | HMH72B341 | ASPEN |  | D(A,C,E)48A34+TDR | Z8ES100B12LMPS1 | 32200 | 18.5 | 8.1 | 33800 | 27800 | 82.25% | 2.66 | 0 | 9.4 |  |  |  |  | R-410A | 2.6833 | Residential & Commercial | USHP
213320513 | Central HP <5.4 tons | CHAMPION HEATING AND COOLING | HRCU-A-CB (Split System: Heat Pump with Remote Outdoor Unit-Air-Source) | HMH72B341 | ASPEN |  | D(A,C,E)48A34+TDR | Z8ES100C16SMPS1 | 32200 | 18 | 8.5 | 33200 | 28200 | 84.94% | 2.7 | 0 | 9.4 |  |  |  |  | R-410A | 2.6833 | Residential & Commercial | USHP
213320518 | Central HP <5.4 tons | CHAMPION HEATING AND COOLING | HRCU-A-CB (Split System: Heat Pump with Remote Outdoor Unit-Air-Source) | HMH72B341 | ASPEN |  | D(A,C,E)36D34+TDR | Z8ES100C20SMPS1 | 32800 | 17.5 | 8.5 | 33400 | 27600 | 82.63% | 2.7 | 0 | 9.5 |  |  |  |  | R-410A | 2.7333 | Residential & Commercial | USHP
213320522 | Central HP <5.4 tons | CHAMPION HEATING AND COOLING | HRCU-A-CB (Split System: Heat Pump with Remote Outdoor Unit-Air-Source) | HMH72B341 | ASPEN |  | D(A,C,E)48A34+TDR | Z8ES120C16LMPS1 | 33600 | 18 | 8.1 | 32600 | 30200 | 92.64% | 2.73 | 0 | 9.5 |  |  |  |  | R-410A | 2.8 | Residential & Commercial | USHP
212623677 | Central HP <5.4 tons | COLEMAN | HRCU-A-CB (Split System: Heat Pump with Remote Outdoor Unit-Air-Source) | HMH72B341 | ASPEN |  | D(A,C,E)36B34+TDR | TL9E060B12UH11 | 32000 | 18 | 8.1 | 34000 | 27800 | 81.76% | 2.4 | 0 | 9.4 |  |  |  |  | R-410A | 2.6667 | Residential & Commercial | USHP
212621519 | Central HP <5.4 tons | COLEMAN | HRCU-A-CB (Split System: Heat Pump with Remote Outdoor Unit-Air-Source) | HMH72B341 | ASPEN |  | C(A,C,D,E)42B24+TDR | CPLC100C20MP13 | 29000 | 15.8 | 8.1 | 32200 | 27600 | 85.71% | 2.44 | 0 | 8.5 |  |  |  |  | R-410A | 2.4167 | Residential & Commercial | USHP
212621528 | Central HP <5.4 tons | COLEMAN | HRCU-A-CB (Split System: Heat Pump with Remote Outdoor Unit-Air-Source) | HMH72B341 | ASPEN |  | C(A,C,D,E)42B34+TDR | CPLC120C20MP13 | 31600 | 16.5 | 8.1 | 32200 | 27600 | 85.71% | 2.44 | 0 | 8.9 |  |  |  |  | R-410A | 2.6333 | Residential & Commercial | USHP
212621580 | Central HP <5.4 tons | COLEMAN | HRCU-A-CB (Split System: Heat Pump with Remote Outdoor Unit-Air-Source) | HMH72B341 | ASPEN |  | D(A,C,E)48B24+TDR | TM9Y120D20MP11 | 29800 | 15.9 | 8.5 | 32200 | 28000 | 86.96% | 2.77 | 0 | 9 |  |  |  |  | R-410A | 2.4833 | Residential & Commercial | USHP
212621639 | Central HP <5.4 tons | COLEMAN | HRCU-A-CB (Split System: Heat Pump with Remote Outdoor Unit-Air-Source) | HMH72B341 | ASPEN |  | C(A,C,D,E)36A44+TDR | CPLC100C20MP13 | 31400 | 16.5 | 8.1 | 32400 | 27800 | 85.8% | 2.44 | 0 | 8.9 |  |  |  |  | R-410A | 2.6167 | Residential & Commercial | USHP
212621653 | Central HP <5.4 tons | COLEMAN | HRCU-A-CB (Split System: Heat Pump with Remote Outdoor Unit-Air-Source) | HMH72B341 | ASPEN |  | D(A,C,E)42B34+TDR | CPLC100C20MP13 | 31800 | 16.5 | 8.1 | 32400 | 27800 | 85.8% | 2.44 | 0 | 8.9 |  |  |  |  | R-410A | 2.65 | Residential & Commercial | USHP
212621655 | Central HP <5.4 tons | COLEMAN | HRCU-A-CB (Split System: Heat Pump with Remote Outdoor Unit-Air-Source) | HMH72B341 | ASPEN |  | D(A,C,E)42D24+TDR | CPLC100C20MP13 | 30000 | 16 | 8.1 | 32400 | 27800 | 85.8% | 2.44 | 0 | 8.6 |  |  |  |  | R-410A | 2.5 | Residential & Commercial | USHP
215425715 | Central HP <5.4 tons | YORK | HRCU-A-CB (Split System: Heat Pump with Remote Outdoor Unit-Air-Source) | HH824E2S11 | ADP |  | H,YE24*36+TXV | TM9E060B12MP12 | 22400 | 16 | 8.8 | 21400 | 17900 | 83.64% | 1.96 | 0 | 11 |  |  |  |  | R-454B | 1.8667 | Residential & Commercial | USHP | Ducted CEE Tier 1
215425724 | Central HP <5.4 tons | YORK | HRCU-A-CB (Split System: Heat Pump with Remote Outdoor Unit-Air-Source) | HH824E2S11 | ADP |  | H,YE32*24+TXV | TM9E080B12MP12 | 22200 | 17 | 8.65 | 21200 | 17600 | 83.02% | 1.94 | 0 | 11 |  |  |  |  | R-454B | 1.85 | Residential & Commercial | USHP | Ducted CEE Tier 1
215425740 | Central HP <5.4 tons | YORK | HRCU-A-CB (Split System: Heat Pump with Remote Outdoor Unit-Air-Source) | HH824E2S11 | ADP |  | H,YE33*30+TXV | TM9V060B12MP12 | 22400 | 17 | 8.8 | 21400 | 17200 | 80.37% | 1.96 | 0 | 11 |  |  |  |  | R-454B | 1.8667 | Residential & Commercial | USHP | Ducted CEE Tier 1
215425754 | Central HP <5.4 tons | YORK | HRCU-A-CB (Split System: Heat Pump with Remote Outdoor Unit-Air-Source) | HH824E2S11 | ADP |  | H,YE33*30+TXV | TM9Y040A10MP11 | 22400 | 16 | 8.3 | 21000 | 16900 | 80.48% | 1.96 | 0 | 10.5 |  |  |  |  | R-454B | 1.8667 | Residential & Commercial | USHP | Ducted CEE Tier 1
215425756 | Central HP <5.4 tons | YORK | HRCU-A-CB (Split System: Heat Pump with Remote Outdoor Unit-Air-Source) | HH824E2S11 | ADP |  | H,YE24*24+TXV | TM9Y060B12MP11 | 21800 | 17 | 8.55 | 21200 | 17300 | 81.6% | 1.92 | 0 | 11 |  |  |  |  | R-454B | 1.8167 | Residential & Commercial | USHP | Ducted CEE Tier 1
215425822 | Central HP <5.4 tons | YORK | HRCU-A-CB (Split System: Heat Pump with Remote Outdoor Unit-Air-Source) | HH824E2S11 | ADP |  | H,YE33*30+TXV | Y91E060A10SMPS1 | 22400 | 17 | 8.3 | 21400 | 17200 | 80.37% | 1.96 | 0 | 11.5 |  |  |  |  | R-454B | 1.8667 | Residential & Commercial | USHP | Ducted CEE Tier 1
216440489 | Central HP <5.4 tons | AMERICAN STANDARD | HRCU-A-CB (Split System: Heat Pump with Remote Outdoor Unit-Air-Source) | 5A6V0X60A1 |  |  | 5PX*DD10AS3 | S9V2D120D5PSC+LRP | 51500 | 18.4 | 9 | 53500 | 37800 | 70.65% | 2 | 0 | 10 |  |  |  |  | R-454B | 4.2917 | Residential & Commercial | USHP | Ducted CEE Tier 1
216440507 | Central HP <5.4 tons | AMERICAN STANDARD | HRCU-A-CB (Split System: Heat Pump with Remote Outdoor Unit-Air-Source) | 5A6V0X60A1 |  |  | 5TXCC007AS3 | S9V2C080U5VSB+LRP | 52000 | 18.4 | 9 | 54500 | 38500 | 70.64% | 2 | 0 | 10 |  |  |  |  | R-454B | 4.3333 | Residential & Commercial | USHP | Ducted CEE Tier 1
216819030 | Central HP <5.4 tons | FRIEDRICH | HRCU-A-CB (Split System: Heat Pump with Remote Outdoor Unit-Air-Source) | RD18AY24AJVC |  |  | RCFY2417MTANM | FR802V0503A14UH | 21000 | 18 | 8.1 | 20800 | 17000 | 81.73% | 1.9 | 0 | 10 |  |  |  |  | R-454B | 1.75 | Residential & Commercial | USHP | Ducted CEE Tier 1
216819097 | Central HP <5.4 tons | FRIEDRICH | HRCU-A-CB (Split System: Heat Pump with Remote Outdoor Unit-Air-Source) | RD18AY24AJVC |  |  | RCFY2417MTANM | FR951V0603A17M4 | 21000 | 17 | 8.1 | 21000 | 17100 | 81.43% | 1.9 | 0 | 10 |  |  |  |  | R-454B | 1.75 | Residential & Commercial | USHP | Ducted CEE Tier 1
216440523 | Central HP <5.4 tons | AMERICAN STANDARD | HRCU-A-CB (Split System: Heat Pump with Remote Outdoor Unit-Air-Source) | 5A6V0X60A1 |  |  | 5TXCD008AS3 | S9V2C080U5VSB+LRP | 52000 | 18.4 | 9 | 54500 | 38500 | 70.64% | 2 | 0 | 10 |  |  |  |  | R-454B | 4.3333 | Residential & Commercial | USHP | Ducted CEE Tier 1
214671426 | Central HP <5.4 tons | LENNOX | HRCU-A-CB (Split System: Heat Pump with Remote Outdoor Unit-Air-Source) | SL25XPV-024-230A** | ADP |  | L*29/36U9 | EL297UH045XV36B* | 22200 | 22 | 9.1 | 20000 | 20200 | 101% | 1.84 | 0 | 14 |  |  |  |  | R-410A | 1.85 | Residential & Commercial | USHP | Ducted CEE Tier 1
212925890 | Central HP <5.4 tons | TOSOT | HRCU-A-C (Split System: Heat Pump with Remote Outdoor Unit with No Indoor Fan --Air Source) | TU60-48WADU | ASPEN |  | C(A,C,D,E)48D44+TDR | 0 | 47000 | 15.2 | 8.5 | 48000 | 33600 | 70% | 1.8 | 0 | 10 |  |  |  |  | R-410A | 3.9167 | Residential & Commercial | USHP | Ducted CEE Tier 1
213320529 | Central HP <5.4 tons | CHAMPION HEATING AND COOLING | HRCU-A-CB (Split System: Heat Pump with Remote Outdoor Unit-Air-Source) | HMH72B341 | ASPEN |  | D(A,C,E)36A34+TDR | Z8ES120C20SMPS1 | 31600 | 17.5 | 8.5 | 33800 | 27800 | 82.25% | 2.66 | 0 | 9.3 |  |  |  |  | R-410A | 2.6333 | Residential & Commercial | USHP
215934216 | Central HP <5.4 tons | HEIL | HRCU-A-CB (Split System: Heat Pump with Remote Outdoor Unit-Air-Source) | H5H3V48*K*AAA* |  |  | EA*5X61M21A*+WALLCON | *95CSU0802120B* | 45000 | 21 | 9.5 | 48500 | 37000 | 76.29% | 2 | 0 | 11 |  |  |  |  | R-454B | 3.75 | Residential & Commercial | USHP | Ducted CEE Tier 1
212621662 | Central HP <5.4 tons | COLEMAN | HRCU-A-CB (Split System: Heat Pump with Remote Outdoor Unit-Air-Source) | HMH72B341 | ASPEN |  | C(A,C,D,E)36A44+TDR | CPLC120C20MP13 | 31400 | 16.5 | 8.1 | 32400 | 27800 | 85.8% | 2.44 | 0 | 8.9 |  |  |  |  | R-410A | 2.6167 | Residential & Commercial | USHP
212621671 | Central HP <5.4 tons | COLEMAN | HRCU-A-CB (Split System: Heat Pump with Remote Outdoor Unit-Air-Source) | HMH72B341 | ASPEN |  | D(A,C,E)36B34+TDR | CPLC120C20MP13 | 31400 | 16.5 | 8.1 | 32400 | 27800 | 85.8% | 2.44 | 0 | 8.9 |  |  |  |  | R-410A | 2.6167 | Residential & Commercial | USHP
212621689 | Central HP <5.4 tons | COLEMAN | HRCU-A-CB (Split System: Heat Pump with Remote Outdoor Unit-Air-Source) | HMH72B341 | ASPEN |  | C(A,C,D,E)42C24+TDR | TM8V100C20MP12 | 29600 | 15.9 | 8.1 | 32400 | 27800 | 85.8% | 2.44 | 0 | 8 |  |  |  |  | R-410A | 2.4667 | Residential & Commercial | USHP
212621705 | Central HP <5.4 tons | COLEMAN | HRCU-A-CB (Split System: Heat Pump with Remote Outdoor Unit-Air-Source) | HMH72B341 | ASPEN |  | D(A,C,E)48C34+TDR | TM8V100C20MP12 | 32600 | 16.5 | 8.1 | 32400 | 27800 | 85.8% | 2.44 | 0 | 9 |  |  |  |  | R-410A | 2.7167 | Residential & Commercial | USHP
212621723 | Central HP <5.4 tons | COLEMAN | HRCU-A-CB (Split System: Heat Pump with Remote Outdoor Unit-Air-Source) | HMH72B341 | ASPEN |  | D(A,C,E)42C34+TDR | TM8V120C20MP12 | 32200 | 16.5 | 8.5 | 32400 | 27800 | 85.8% | 2.7 | 0 | 9 |  |  |  |  | R-410A | 2.6833 | Residential & Commercial | USHP
212621728 | Central HP <5.4 tons | COLEMAN | HRCU-A-CB (Split System: Heat Pump with Remote Outdoor Unit-Air-Source) | HMH72B341 | ASPEN |  | D(A,C,E)48C34+TDR | TM8V120C20MP12 | 32600 | 16.5 | 8.5 | 32400 | 27800 | 85.8% | 2.7 | 0 | 9 |  |  |  |  | R-410A | 2.7167 | Residential & Commercial | USHP
212621730 | Central HP <5.4 tons | COLEMAN | HRCU-A-CB (Split System: Heat Pump with Remote Outdoor Unit-Air-Source) | HMH72B341 | ASPEN |  | D(A,C,E)48D34+TDR | TM8V120C20MP12 | 32800 | 16.5 | 8.5 | 32400 | 27800 | 85.8% | 2.7 | 0 | 9 |  |  |  |  | R-410A | 2.7333 | Residential & Commercial | USHP
212621737 | Central HP <5.4 tons | COLEMAN | HRCU-A-CB (Split System: Heat Pump with Remote Outdoor Unit-Air-Source) | HMH72B341 | ASPEN |  | C(A,C,D,E)48C24+TDR | TMLV120C20MP12 | 30000 | 16 | 8.1 | 32400 | 27800 | 85.8% | 2.44 | 0 | 8.6 |  |  |  |  | R-410A | 2.5 | Residential & Commercial | USHP
206135655 | Central HP <5.4 tons | AIRQUEST | HRCU-A-CB (Split System: Heat Pump with Remote Outdoor Unit-Air-Source) | HVH837GKA** |  |  | EA*4X37L21A*+WALLCON | *80CSU0401712A* | 32800 | 17.5 | 8.5 | 33000 | 25200 | 76.36% | 1.98 | 12 | 11 |  |  |  |  | R-410A | 2.7333 | Residential & Commercial | USHP | Ducted CEE Tier 1
206765638 | Central HP <5.4 tons | AIRQUEST | HRCU-A-CB (Split System: Heat Pump with Remote Outdoor Unit-Air-Source) | HVH825GKA3* |  |  | EA*4X30L17A*+WALLCON | *80CTL0901716A* | 23600 | 17 | 8.1 | 21400 | 16600 | 77.57% | 1.92 | 11 | 11 |  |  |  |  | R-410A | 1.9667 | Residential & Commercial | USHP | Ducted CEE Tier 1
212925888 | Central HP <5.4 tons | TOSOT | HRCU-A-C (Split System: Heat Pump with Remote Outdoor Unit with No Indoor Fan --Air Source) | TU36-24WADU | ASPEN |  | D(A,C,E)24D34+TDR | 0 | 23000 | 15.2 | 8.5 | 24000 | 21600 | 90% | 1.8 | 0 | 11 |  |  |  |  | R-410A | 1.9167 | Residential & Commercial | USHP | Ducted CEE Tier 1
212925897 | Central HP <5.4 tons | TOSOT | HRCU-A-C (Split System: Heat Pump with Remote Outdoor Unit with No Indoor Fan --Air Source) | TU36-24WADU | ASPEN |  | D(A,C,E)25B34+TDR | 0 | 23000 | 15.2 | 8.5 | 24000 | 21600 | 90% | 1.8 | 0 | 11 |  |  |  |  | R-410A | 1.9167 | Residential & Commercial | USHP | Ducted CEE Tier 1
212621755 | Central HP <5.4 tons | COLEMAN | HRCU-A-CB (Split System: Heat Pump with Remote Outdoor Unit-Air-Source) | HMH72B341 | ASPEN |  | C(A,C,D,E)36B34+TDR | TPLC100C20MP13 | 31400 | 16.5 | 8.1 | 32400 | 27800 | 85.8% | 2.44 | 0 | 8.9 |  |  |  |  | R-410A | 2.6167 | Residential & Commercial | USHP
212621757 | Central HP <5.4 tons | COLEMAN | HRCU-A-CB (Split System: Heat Pump with Remote Outdoor Unit-Air-Source) | HMH72B341 | ASPEN |  | C(A,C,D,E)36D24+TDR | TPLC100C20MP13 | 29600 | 15.9 | 8.1 | 32400 | 27800 | 85.8% | 2.44 | 0 | 8 |  |  |  |  | R-410A | 2.4667 | Residential & Commercial | USHP
212621796 | Central HP <5.4 tons | COLEMAN | HRCU-A-CB (Split System: Heat Pump with Remote Outdoor Unit-Air-Source) | HMH72B341 | ASPEN |  | D(A,C,E)48C24+TDR | TPLC120C20MP13 | 30000 | 16 | 8.1 | 32400 | 27800 | 85.8% | 2.44 | 0 | 8.6 |  |  |  |  | R-410A | 2.5 | Residential & Commercial | USHP
212621814 | Central HP <5.4 tons | COLEMAN | HRCU-A-CB (Split System: Heat Pump with Remote Outdoor Unit-Air-Source) | HMH72B341 | ASPEN |  | D(A,C,E)36A44+TDR | TM9Y120D20MP11 | 31600 | 16.5 | 8.5 | 32400 | 28200 | 87.04% | 2.77 | 0 | 9.3 |  |  |  |  | R-410A | 2.6333 | Residential & Commercial | USHP
212621821 | Central HP <5.4 tons | COLEMAN | HRCU-A-CB (Split System: Heat Pump with Remote Outdoor Unit-Air-Source) | HMH72B341 | ASPEN |  | D(A,C,E)42B34+TDR | TM9Y120D20MP11 | 32000 | 16.5 | 8.5 | 32400 | 28200 | 87.04% | 2.77 | 0 | 9.4 |  |  |  |  | R-410A | 2.6667 | Residential & Commercial | USHP
212621846 | Central HP <5.4 tons | COLEMAN | HRCU-A-CB (Split System: Heat Pump with Remote Outdoor Unit-Air-Source) | HMH72B341 | ASPEN |  | C(A,C,D,E)36C24+TDR | CP9C120D20MP13 | 29400 | 16.3 | 8.1 | 32400 | 28200 | 87.04% | 2.51 | 0 | 9 |  |  |  |  | R-410A | 2.45 | Residential & Commercial | USHP
216752003 | Central HP <5.4 tons | YORK | HRCU-A-CB (Split System: Heat Pump with Remote Outdoor Unit-Air-Source) | HH836E2S11 | ADP |  | H,YG48*36+TXV-BLEED | Y81E040A12SMPS1 | 33000 | 18 | 8.5 | 28800 | 24400 | 84.72% | 2 | 0 | 11.7 |  |  |  |  | R-454B | 2.75 | Residential & Commercial | USHP | Ducted CEE Tier 1
216819272 | Central HP <5.4 tons | FRIEDRICH | HRCU-A-CB (Split System: Heat Pump with Remote Outdoor Unit-Air-Source) | RD18AY24AJVC |  |  | RCFY2421MTANM | FR962V0703A17M4 | 21000 | 17 | 8.1 | 21000 | 17000 | 80.95% | 1.9 | 0 | 10 |  |  |  |  | R-454B | 1.75 | Residential & Commercial | USHP | Ducted CEE Tier 1
216980447 | Central HP <5.4 tons | FRIEDRICH | HRCU-A-CB (Split System: Heat Pump with Remote Outdoor Unit-Air-Source) | RD18AY24AJVC |  |  | RF2TY2421STANS | 0 | 21200 | 17 | 8.1 | 20800 | 17000 | 81.73% | 2 | 0 | 11.7 |  |  |  |  | R-454B | 1.7667 | Residential & Commercial | USHP | Ducted CEE Tier 1
216819667 | Central HP <5.4 tons | FRIEDRICH | HRCU-A-CB (Split System: Heat Pump with Remote Outdoor Unit-Air-Source) | RD18AY48AJVC |  |  | RCFY4821STANM | FR801V0755A21UH | 41000 | 18 | 8.1 | 41000 | 37600 | 91.71% | 2.1 | 0 | 10 |  |  |  |  | R-454B | 3.4167 | Residential & Commercial | USHP | Ducted CEE Tier 1
216054678 | Central HP <5.4 tons | COLEMAN | HRCU-A-CB (Split System: Heat Pump with Remote Outdoor Unit-Air-Source) | HH836E2S11 | ASPEN |  | D(A,C,E)36A4K+TDR | CP9C080B12MP13 | 30600 | 18 | 8.5 | 30800 | 25200 | 81.82% | 2 | 0 | 11 |  |  |  |  | R-454B | 2.55 | Residential & Commercial | USHP | Ducted CEE Tier 1
216054703 | Central HP <5.4 tons | COLEMAN | HRCU-A-CB (Split System: Heat Pump with Remote Outdoor Unit-Air-Source) | HH836E2S11 | ASPEN |  | D(A,C,E)36A4K+TDR | TM8Y100C20MP11 | 30800 | 18 | 8.5 | 30600 | 25000 | 81.7% | 2 | 0 | 11 |  |  |  |  | R-454B | 2.5667 | Residential & Commercial | USHP | Ducted CEE Tier 1
214607196 | Central HP <5.4 tons | LENNOX | HRCU-A-CB (Split System: Heat Pump with Remote Outdoor Unit-Air-Source) | SL25XPV-024-230A** | ADP |  | LD19/25Y9+LEFE4B* | 0 | 21400 | 22 | 8.75 | 20400 | 20800 | 102% | 1.8 | 0 | 13.5 |  |  |  |  | R-410A | 1.7833 | Residential & Commercial | USHP | Ducted CEE Tier 1
214607198 | Central HP <5.4 tons | LENNOX | HRCU-A-CB (Split System: Heat Pump with Remote Outdoor Unit-Air-Source) | SL25XPV-024-230A** | ADP |  | LD19/25Y9+LEFE3A* | 0 | 21200 | 21 | 8.75 | 20400 | 20800 | 102% | 1.8 | 0 | 13.5 |  |  |  |  | R-410A | 1.7667 | Residential & Commercial | USHP | Ducted CEE Tier 1
214607212 | Central HP <5.4 tons | LENNOX | HRCU-A-CB (Split System: Heat Pump with Remote Outdoor Unit-Air-Source) | SL25XPV-024-230A** | ADP |  | L*24/36Z9+LEFE4B* | 0 | 22200 | 22 | 9.1 | 20600 | 20800 | 101% | 1.86 | 0 | 14 |  |  |  |  | R-410A | 1.85 | Residential & Commercial | USHP | Ducted CEE Tier 1
216453074 | Central HP <5.4 tons | AMERICAN STANDARD | HRCU-A-CB (Split System: Heat Pump with Remote Outdoor Unit-Air-Source) | 5A6V0X24A1 |  |  | 5PX*B003AS3 | S8V2B080M4PDB | 21600 | 20.6 | 10 | 24200 | 18300 | 75.62% | 2.1 | 0 | 11.5 |  |  |  |  | R-454B | 1.8 | Residential & Commercial | USHP | Ducted CEE Tier 1
212621914 | Central HP <5.4 tons | COLEMAN | HRCU-A-CB (Split System: Heat Pump with Remote Outdoor Unit-Air-Source) | HMH72B341 | ASPEN |  | D(A,C,E)48D24+TDR | TP9C120D20MP13 | 30600 | 16.6 | 8.1 | 32400 | 28200 | 87.04% | 2.51 | 0 | 9 |  |  |  |  | R-410A | 2.55 | Residential & Commercial | USHP
212621987 | Central HP <5.4 tons | COLEMAN | HRCU-A-CB (Split System: Heat Pump with Remote Outdoor Unit-Air-Source) | HMH72B341 | ASPEN |  | D(A,C,E)36B44+TDR | TM9E100C20MP12 | 33000 | 15.5 | 8.1 | 33200 | 27000 | 81.33% | 2.43 | 0 | 10 |  |  |  |  | R-410A | 2.75 | Residential & Commercial | USHP | Ducted CEE Tier 1
212622055 | Central HP <5.4 tons | COLEMAN | HRCU-A-CB (Split System: Heat Pump with Remote Outdoor Unit-Air-Source) | HMH72B341 | ASPEN |  | C(A,C,D,E)36A34+TDR | TM9E100C16MP12 | 31400 | 17.8 | 8.2 | 33400 | 27000 | 80.84% | 2.58 | 0 | 9.8 |  |  |  |  | R-410A | 2.6167 | Residential & Commercial | USHP
212622066 | Central HP <5.4 tons | COLEMAN | HRCU-A-CB (Split System: Heat Pump with Remote Outdoor Unit-Air-Source) | HMH72B341 | ASPEN |  | C(A,C,D,E)36C24+TDR | TM8Y060A12MP11 | 30000 | 17.4 | 8.1 | 33400 | 27400 | 82.04% | 2.42 | 0 | 9.5 |  |  |  |  | R-410A | 2.5 | Residential & Commercial | USHP
212622073 | Central HP <5.4 tons | COLEMAN | HRCU-A-CB (Split System: Heat Pump with Remote Outdoor Unit-Air-Source) | HMH72B341 | ASPEN |  | C(A,C,D,E)48C24+TDR | TM8Y060A12MP11 | 30800 | 17.7 | 8.1 | 33400 | 27400 | 82.04% | 2.42 | 0 | 9 |  |  |  |  | R-410A | 2.5667 | Residential & Commercial | USHP
212622325 | Central HP <5.4 tons | COLEMAN | HRCU-A-CB (Split System: Heat Pump with Remote Outdoor Unit-Air-Source) | HMH72B341 | ASPEN |  | C(A,C,D,E)42A24+TDR | TM8E120C16MP11 | 31000 | 17.9 | 8.1 | 33600 | 28600 | 85.12% | 2.67 | 0 | 9.8 |  |  |  |  | R-410A | 2.5833 | Residential & Commercial | USHP
212622382 | Central HP <5.4 tons | COLEMAN | HRCU-A-CB (Split System: Heat Pump with Remote Outdoor Unit-Air-Source) | HMH72B341 | ASPEN |  | C(A,C,D,E)42B24+TDR | TM8E120C16MP11 | 31400 | 18 | 8.2 | 33600 | 28600 | 85.12% | 2.68 | 0 | 9.9 |  |  |  |  | R-410A | 2.6167 | Residential & Commercial | USHP
212622425 | Central HP <5.4 tons | COLEMAN | HRCU-A-CB (Split System: Heat Pump with Remote Outdoor Unit-Air-Source) | HMH72B341 | ASPEN |  | C(A,C,D,E)48A24+TDR | TM8V100C16MP12 | 29800 | 16.9 | 8.3 | 33600 | 27200 | 80.95% | 2.64 | 0 | 9.5 |  |  |  |  | R-410A | 2.4833 | Residential & Commercial | USHP
212622691 | Central HP <5.4 tons | COLEMAN | HRCU-A-CB (Split System: Heat Pump with Remote Outdoor Unit-Air-Source) | HMH72B341 | ASPEN |  | C(A,C,D,E)36A44+TDR | TM8E080C16MP11 | 33000 | 18 | 8.2 | 33800 | 28200 | 83.43% | 2.68 | 0 | 10 |  |  |  |  | R-410A | 2.75 | Residential & Commercial | USHP | Ducted CEE Tier 1
212622714 | Central HP <5.4 tons | COLEMAN | HRCU-A-CB (Split System: Heat Pump with Remote Outdoor Unit-Air-Source) | HMH72B341 | ASPEN |  | D(A,C,E)42C24+TDR | TM9Y100C16MP11 | 31600 | 18 | 8.3 | 33800 | 28600 | 84.62% | 2.69 | 0 | 10 |  |  |  |  | R-410A | 2.6333 | Residential & Commercial | USHP | Ducted CEE Tier 1
214394687 | Central HP <5.4 tons | RUUD | HRCU-A-CB (Split System: Heat Pump with Remote Outdoor Unit-Air-Source) | RD17AZ60AJ3N | ASPEN |  | D(A,C,E)60D34+TDR | R802V1005A21DZ | 52000 | 17.8 | 8.1 | 53500 | 49000 | 91.59% | 1.75 | 0 | 9.8 |  |  |  |  | R-410A | 4.3333 | Residential & Commercial | USHP
216453154 | Central HP <5.4 tons | AMERICAN STANDARD | HRCU-A-CB (Split System: Heat Pump with Remote Outdoor Unit-Air-Source) | 5A6V0X48A1 |  |  | 5PX*C009AS3 | S8V2C100M5PDB | 45500 | 20 | 9.7 | 47000 | 33800 | 71.91% | 2.1 | 0 | 12 |  |  |  |  | R-454B | 3.7917 | Residential & Commercial | USHP | Ducted CEE Tier 1
214608802 | Central HP <5.4 tons | COLEMAN | HRCU-A-CB (Split System: Heat Pump with Remote Outdoor Unit-Air-Source) | HMH72B361 | ASPEN |  | D(A,C,E)48D36+JMET12BS2N1+TDR | 0 | 35400 | 18 | 8.1 | 36000 | 26000 | 72.22% | 2.8 | 0 | 9 |  |  |  |  | R-410A | 2.95 | Residential & Commercial | USHP
212622841 | Central HP <5.4 tons | COLEMAN | HRCU-A-CB (Split System: Heat Pump with Remote Outdoor Unit-Air-Source) | HMH72B341 | ASPEN |  | D(A,C,E)42B34+TDR | TM8E080C16MP11 | 33000 | 18 | 8.3 | 33800 | 28600 | 84.62% | 2.7 | 0 | 10 |  |  |  |  | R-410A | 2.75 | Residential & Commercial | USHP | Ducted CEE Tier 1
212622848 | Central HP <5.4 tons | COLEMAN | HRCU-A-CB (Split System: Heat Pump with Remote Outdoor Unit-Air-Source) | HMH72B341 | ASPEN |  | D(A,C,E)36B34+TDR | TM8E120C16MP11 | 33200 | 18 | 8.2 | 33800 | 28600 | 84.62% | 2.7 | 0 | 10 |  |  |  |  | R-410A | 2.7667 | Residential & Commercial | USHP | Ducted CEE Tier 1
212622884 | Central HP <5.4 tons | COLEMAN | HRCU-A-CB (Split System: Heat Pump with Remote Outdoor Unit-Air-Source) | HMH72B341 | ASPEN |  | D(A,C,E)48C24+TDR | TM9V080B12MP12 | 31800 | 17 | 8.4 | 33800 | 29600 | 87.57% | 2.72 | 0 | 9 |  |  |  |  | R-410A | 2.65 | Residential & Commercial | USHP
212622916 | Central HP <5.4 tons | COLEMAN | HRCU-A-CB (Split System: Heat Pump with Remote Outdoor Unit-Air-Source) | HMH72B341 | ASPEN |  | C(A,C,D,E)36B24+TDR | TM8E100C16MP11 | 30800 | 17.9 | 8.3 | 33800 | 28600 | 84.62% | 2.7 | 0 | 9.8 |  |  |  |  | R-410A | 2.5667 | Residential & Commercial | USHP
212622998 | Central HP <5.4 tons | COLEMAN | HRCU-A-CB (Split System: Heat Pump with Remote Outdoor Unit-Air-Source) | HMH72B341 | ASPEN |  | D(A,C,E)48A34+TDR | TM8E100B12MP11 | 32400 | 18 | 8.4 | 33800 | 27400 | 81.07% | 2.62 | 0 | 9.9 |  |  |  |  | R-410A | 2.7 | Residential & Commercial | USHP
212623025 | Central HP <5.4 tons | COLEMAN | HRCU-A-CB (Split System: Heat Pump with Remote Outdoor Unit-Air-Source) | HMH72B341 | ASPEN |  | C(A,C,D,E)36B34+TDR | TM9E080B12MP12 | 32200 | 17.5 | 8.5 | 33800 | 27400 | 81.07% | 2.65 | 0 | 9.9 |  |  |  |  | R-410A | 2.6833 | Residential & Commercial | USHP
212623082 | Central HP <5.4 tons | COLEMAN | HRCU-A-CB (Split System: Heat Pump with Remote Outdoor Unit-Air-Source) | HMH72B341 | ASPEN |  | D(A,C,E)48C24+TDR | TM8E100C16MP11 | 32200 | 18 | 8.4 | 33800 | 28600 | 84.62% | 2.72 | 0 | 10 |  |  |  |  | R-410A | 2.6833 | Residential & Commercial | USHP | Ducted CEE Tier 1
212623141 | Central HP <5.4 tons | COLEMAN | HRCU-A-CB (Split System: Heat Pump with Remote Outdoor Unit-Air-Source) | HMH72B341 | ASPEN |  | C(A,C,D,E)42B24+TDR | TM8E100B12MP11 | 30000 | 17.4 | 8.5 | 33800 | 27400 | 81.07% | 2.64 | 0 | 9.5 |  |  |  |  | R-410A | 2.5 | Residential & Commercial | USHP
212623152 | Central HP <5.4 tons | COLEMAN | HRCU-A-CB (Split System: Heat Pump with Remote Outdoor Unit-Air-Source) | HMH72B341 | ASPEN |  | D(A,C,E)36D34+TDR | TM8E100B12MP11 | 33000 | 18 | 8.5 | 33800 | 27400 | 81.07% | 2.64 | 0 | 10 |  |  |  |  | R-410A | 2.75 | Residential & Commercial | USHP | Ducted CEE Tier 1
212623175 | Central HP <5.4 tons | COLEMAN | HRCU-A-CB (Split System: Heat Pump with Remote Outdoor Unit-Air-Source) | HMH72B341 | ASPEN |  | C(A,C,D,E)48D24+TDR | TMLE060A12MP11 | 31200 | 17.8 | 8.1 | 33800 | 27400 | 81.07% | 2.44 | 0 | 9.7 |  |  |  |  | R-410A | 2.6 | Residential & Commercial | USHP
212623177 | Central HP <5.4 tons | COLEMAN | HRCU-A-CB (Split System: Heat Pump with Remote Outdoor Unit-Air-Source) | HMH72B341 | ASPEN |  | D(A,C,E)36B34+TDR | TMLE060A12MP11 | 32200 | 18 | 8.1 | 33800 | 27400 | 81.07% | 2.44 | 0 | 9.9 |  |  |  |  | R-410A | 2.6833 | Residential & Commercial | USHP
212623300 | Central HP <5.4 tons | COLEMAN | HRCU-A-CB (Split System: Heat Pump with Remote Outdoor Unit-Air-Source) | HMH72B341 | ASPEN |  | C(A,C,D,E)42B24+TDR | CP9C080C16MP13 | 29800 | 16.9 | 8.1 | 33800 | 27400 | 81.07% | 2.45 | 0 | 9.5 |  |  |  |  | R-410A | 2.4833 | Residential & Commercial | USHP
212623334 | Central HP <5.4 tons | COLEMAN | HRCU-A-CB (Split System: Heat Pump with Remote Outdoor Unit-Air-Source) | HMH72B341 | ASPEN |  | C(A,C,D,E)36C24+TDR | TM9V080C16MP12 | 29800 | 16.9 | 8.5 | 33800 | 27400 | 81.07% | 2.66 | 0 | 9.5 |  |  |  |  | R-410A | 2.4833 | Residential & Commercial | USHP
212623427 | Central HP <5.4 tons | COLEMAN | HRCU-A-CB (Split System: Heat Pump with Remote Outdoor Unit-Air-Source) | HMH72B341 | ASPEN |  | D(A,C,E)48B24+TDR | TL8E080C16UH11 | 30200 | 17 | 8.4 | 33800 | 27400 | 81.07% | 2.66 | 0 | 9 |  |  |  |  | R-410A | 2.5167 | Residential & Commercial | USHP
212623450 | Central HP <5.4 tons | COLEMAN | HRCU-A-CB (Split System: Heat Pump with Remote Outdoor Unit-Air-Source) | HMH72B341 | ASPEN |  | D(A,C,E)48C24+TDR | TL9E100C20UH11 | 32400 | 17 | 8.4 | 33800 | 28800 | 85.21% | 2.79 | 0 | 10 |  |  |  |  | R-410A | 2.7 | Residential & Commercial | USHP | Ducted CEE Tier 1
212623500 | Central HP <5.4 tons | COLEMAN | HRCU-A-CB (Split System: Heat Pump with Remote Outdoor Unit-Air-Source) | HMH72B341 | ASPEN |  | C(A,C,D,E)36C24+TDR | TL9E100C20UH11 | 31600 | 17 | 8.5 | 33800 | 28800 | 85.21% | 2.81 | 0 | 9.9 |  |  |  |  | R-410A | 2.6333 | Residential & Commercial | USHP
212925896 | Central HP <5.4 tons | TOSOT | HRCU-A-C (Split System: Heat Pump with Remote Outdoor Unit with No Indoor Fan --Air Source) | TU36-24WADU | ASPEN |  | C(A,C,E)37C24+TDR | 0 | 32000 | 15.2 | 8.5 | 34000 | 24000 | 70.59% | 1.8 | 0 | 9.5 |  |  |  |  | R-410A | 2.6667 | Residential & Commercial | USHP
215670125 | Central HP <5.4 tons | TEMPSTAR | HRCU-A-CB (Split System: Heat Pump with Remote Outdoor Unit-Air-Source) | T5H0V36*K*AAA* |  |  | ESH5X42M12A*+WALLCON | *96CTN1202422B* | 34000 | 16.5 | 8.5 | 35600 | 25200 | 70.79% | 1.78 | 0 | 9.5 |  |  |  |  | R-454B | 2.8333 | Residential & Commercial | USHP
213803495 | Central HP <5.4 tons | CHAMPION HEATING AND COOLING | HRCU-A-CB (Split System: Heat Pump with Remote Outdoor Unit-Air-Source) | HMH72B341 | ASPEN |  | D(A,C,E)36A34+TDR | Z8ET100C20LMPS1 | 33600 | 18.5 | 8.1 | 32600 | 29400 | 90.18% | 2.7 | 0 | 9.5 |  |  |  |  | R-410A | 2.8 | Residential & Commercial | USHP
211259664 | Central HP <5.4 tons | BRYANT HEATING AND COOLING SYSTEMS | HRCU-A-CB (Split System: Heat Pump with Remote Outdoor Unit-Air-Source) | 38MURAQ18AB3* |  |  | CAP**1917AL* | 935SA36040E17*** | 18200 | 16.5 | 8.5 | 18100 | 17600 | 97.24% | 2.14 | 0 | 11 |  |  |  |  | R-410A | 1.5167 | Residential & Commercial | USHP | Ducted CEE Tier 1
213738471 | Central HP <5.4 tons | DAY & NIGHT | HRCU-A-CB (Split System: Heat Pump with Remote Outdoor Unit-Air-Source) | DLCURAH36ABK | ADP |  | FG33936 | *80MS(N,L)0701712A* | 35000 | 16 | 8.1 | 36800 | 34800 | 94.57% | 1.82 | 0 | 9.5 |  |  |  |  | R-410A | 2.9167 | Residential & Commercial | USHP
213738487 | Central HP <5.4 tons | DAY & NIGHT | HRCU-A-CB (Split System: Heat Pump with Remote Outdoor Unit-Air-Source) | DLCURAH36ABK | ADP |  | FG35936 | *80MS(N,L)0901714A* | 35400 | 16 | 8.1 | 36800 | 34600 | 94.02% | 1.88 | 0 | 10 |  |  |  |  | R-410A | 2.95 | Residential & Commercial | USHP | Ducted CEE Tier 1
212621508 | Central HP <5.4 tons | COLEMAN | HRCU-A-CB (Split System: Heat Pump with Remote Outdoor Unit-Air-Source) | HMH72B341 | ASPEN |  | C(A,C,D,E)42A24+TDR | TM8V120C20MP12 | 28600 | 15.6 | 8.5 | 32000 | 27600 | 86.25% | 2.71 | 0 | 8.4 |  |  |  |  | R-410A | 2.3833 | Residential & Commercial | USHP
212621540 | Central HP <5.4 tons | COLEMAN | HRCU-A-CB (Split System: Heat Pump with Remote Outdoor Unit-Air-Source) | HMH72B341 | ASPEN |  | D(A,C,E)48A34+TDR | TM8V100C20MP12 | 31600 | 16.5 | 8.1 | 32200 | 27600 | 85.71% | 2.44 | 0 | 8.9 |  |  |  |  | R-410A | 2.6333 | Residential & Commercial | USHP
212621590 | Central HP <5.4 tons | COLEMAN | HRCU-A-CB (Split System: Heat Pump with Remote Outdoor Unit-Air-Source) | HMH72B341 | ASPEN |  | D(A,C,E)48B24+TDR | TM9V120D20MP12 | 29800 | 16.4 | 8.5 | 32200 | 28000 | 86.96% | 2.79 | 0 | 9 |  |  |  |  | R-410A | 2.4833 | Residential & Commercial | USHP
212621610 | Central HP <5.4 tons | COLEMAN | HRCU-A-CB (Split System: Heat Pump with Remote Outdoor Unit-Air-Source) | HMH72B341 | ASPEN |  | C(A,C,D,E)36C24+TDR | CPLC120C20MP13 | 29000 | 15.8 | 8.1 | 32400 | 27400 | 84.57% | 2.45 | 0 | 8.5 |  |  |  |  | R-410A | 2.4167 | Residential & Commercial | USHP
212621627 | Central HP <5.4 tons | COLEMAN | HRCU-A-CB (Split System: Heat Pump with Remote Outdoor Unit-Air-Source) | HMH72B341 | ASPEN |  | D(A,C,E)36D24+TDR | TMLV120C20MP12 | 29600 | 15.9 | 8.1 | 32400 | 27400 | 84.57% | 2.45 | 0 | 8 |  |  |  |  | R-410A | 2.4667 | Residential & Commercial | USHP
212621642 | Central HP <5.4 tons | COLEMAN | HRCU-A-CB (Split System: Heat Pump with Remote Outdoor Unit-Air-Source) | HMH72B341 | ASPEN |  | C(A,C,D,E)36D24+TDR | CPLC100C20MP13 | 29600 | 15.9 | 8.1 | 32400 | 27800 | 85.8% | 2.44 | 0 | 8 |  |  |  |  | R-410A | 2.4667 | Residential & Commercial | USHP
211260441 | Central HP <5.4 tons | BRYANT HEATING AND COOLING SYSTEMS | HRCU-A-CB (Split System: Heat Pump with Remote Outdoor Unit-Air-Source) | 38MURAQ18AB3* |  |  | CAP**2417AL* | 915SB30040E14*** | 17700 | 15.5 | 8.5 | 18700 | 19000 | 101.6% | 2.28 | 0 | 10.5 |  |  |  |  | R-410A | 1.475 | Residential & Commercial | USHP | Ducted CEE Tier 1
211260682 | Central HP <5.4 tons | BRYANT HEATING AND COOLING SYSTEMS | HRCU-A-CB (Split System: Heat Pump with Remote Outdoor Unit-Air-Source) | 38MURAQ18AB3* |  |  | CAP**2517AL* | 82*SA36045V14*** | 18300 | 16.5 | 8.5 | 18100 | 17500 | 96.69% | 2.12 | 0 | 11 |  |  |  |  | R-410A | 1.525 | Residential & Commercial | USHP | Ducted CEE Tier 1
211261143 | Central HP <5.4 tons | BRYANT HEATING AND COOLING SYSTEMS | HRCU-A-CB (Split System: Heat Pump with Remote Outdoor Unit-Air-Source) | 38MURAQ18AB3* |  |  | CAP**2517AL* | 83*SA48060E17*** | 19100 | 16.5 | 8.5 | 18900 | 17300 | 91.53% | 2.12 | 0 | 11 |  |  |  |  | R-410A | 1.5917 | Residential & Commercial | USHP | Ducted CEE Tier 1
211261404 | Central HP <5.4 tons | BRYANT HEATING AND COOLING SYSTEMS | HRCU-A-CB (Split System: Heat Pump with Remote Outdoor Unit-Air-Source) | 38MURAQ18AB3* |  |  | CAP**3014AL* | 915SB30026E14*** | 18100 | 15.5 | 8.5 | 18800 | 18500 | 98.4% | 2.22 | 0 | 10.5 |  |  |  |  | R-410A | 1.5083 | Residential & Commercial | USHP | Ducted CEE Tier 1
211261913 | Central HP <5.4 tons | BRYANT HEATING AND COOLING SYSTEMS | HRCU-A-CB (Split System: Heat Pump with Remote Outdoor Unit-Air-Source) | 38MURAQ18AB3* |  |  | CAP**3017AL* | 926TB30040V14*** | 17500 | 16 | 8.5 | 18100 | 18600 | 102.8% | 2.24 | 0 | 10.5 |  |  |  |  | R-410A | 1.4583 | Residential & Commercial | USHP | Ducted CEE Tier 1
215935276 | Central HP <5.4 tons | HEIL | HRCU-A-CB (Split System: Heat Pump with Remote Outdoor Unit-Air-Source) | H5H3V36*K*AAA* |  |  | EVM5X60M21A*+WALLCON | *97CMN0801714B* | 35400 | 21.5 | 8.5 | 38500 | 29000 | 75.32% | 2.02 | 0 | 12 |  |  |  |  | R-454B | 2.95 | Residential & Commercial | USHP | Ducted CEE Tier 1
212621644 | Central HP <5.4 tons | COLEMAN | HRCU-A-CB (Split System: Heat Pump with Remote Outdoor Unit-Air-Source) | HMH72B341 | ASPEN |  | C(A,C,D,E)42D24+TDR | CPLC100C20MP13 | 30000 | 16 | 8.1 | 32400 | 27800 | 85.8% | 2.44 | 0 | 8.6 |  |  |  |  | R-410A | 2.5 | Residential & Commercial | USHP
212621658 | Central HP <5.4 tons | COLEMAN | HRCU-A-CB (Split System: Heat Pump with Remote Outdoor Unit-Air-Source) | HMH72B341 | ASPEN |  | D(A,C,E)48C24+TDR | CPLC100C20MP13 | 30000 | 16 | 8.1 | 32400 | 27800 | 85.8% | 2.44 | 0 | 8.6 |  |  |  |  | R-410A | 2.5 | Residential & Commercial | USHP
212621692 | Central HP <5.4 tons | COLEMAN | HRCU-A-CB (Split System: Heat Pump with Remote Outdoor Unit-Air-Source) | HMH72B341 | ASPEN |  | C(A,C,D,E)48D24+TDR | TM8V100C20MP12 | 30400 | 16.1 | 8.1 | 32400 | 27800 | 85.8% | 2.44 | 0 | 8 |  |  |  |  | R-410A | 2.5333 | Residential & Commercial | USHP
212621707 | Central HP <5.4 tons | COLEMAN | HRCU-A-CB (Split System: Heat Pump with Remote Outdoor Unit-Air-Source) | HMH72B341 | ASPEN |  | D(A,C,E)48D34+TDR | TM8V100C20MP12 | 32800 | 16.5 | 8.1 | 32400 | 27800 | 85.8% | 2.44 | 0 | 9 |  |  |  |  | R-410A | 2.7333 | Residential & Commercial | USHP
212621741 | Central HP <5.4 tons | COLEMAN | HRCU-A-CB (Split System: Heat Pump with Remote Outdoor Unit-Air-Source) | HMH72B341 | ASPEN |  | D(A,C,E)36B44+TDR | TMLV120C20MP12 | 32400 | 16.5 | 8.1 | 32400 | 27800 | 85.8% | 2.44 | 0 | 9 |  |  |  |  | R-410A | 2.7 | Residential & Commercial | USHP
212621774 | Central HP <5.4 tons | COLEMAN | HRCU-A-CB (Split System: Heat Pump with Remote Outdoor Unit-Air-Source) | HMH72B341 | ASPEN |  | D(A,C,E)48C34+TDR | TPLC100C20MP13 | 32600 | 16.5 | 8.1 | 32400 | 27800 | 85.8% | 2.44 | 0 | 9 |  |  |  |  | R-410A | 2.7167 | Residential & Commercial | USHP
212621811 | Central HP <5.4 tons | COLEMAN | HRCU-A-CB (Split System: Heat Pump with Remote Outdoor Unit-Air-Source) | HMH72B341 | ASPEN |  | C(A,C,D,E)48C24+TDR | TM9Y120D20MP11 | 30200 | 16 | 8.5 | 32400 | 28200 | 87.04% | 2.77 | 0 | 9.1 |  |  |  |  | R-410A | 2.5167 | Residential & Commercial | USHP
212621843 | Central HP <5.4 tons | COLEMAN | HRCU-A-CB (Split System: Heat Pump with Remote Outdoor Unit-Air-Source) | HMH72B341 | ASPEN |  | D(A,C,E)42C24+TDR | TP9C120D20MP13 | 29800 | 16.4 | 8.1 | 32400 | 27800 | 85.8% | 2.52 | 0 | 9 |  |  |  |  | R-410A | 2.4833 | Residential & Commercial | USHP
215674033 | Central HP <5.4 tons | TEMPSTAR | HRCU-A-CB (Split System: Heat Pump with Remote Outdoor Unit-Air-Source) | T5H0V48*K*AAA* |  |  | EA*5X48M21A*+WALLCON | *80CTL0701716B* | 44000 | 17.5 | 9 | 49000 | 34400 | 70.2% | 2.04 | 0 | 9.5 |  |  |  |  | R-454B | 3.6667 | Residential & Commercial | USHP
215933846 | Central HP <5.4 tons | HEIL | HRCU-A-CB (Split System: Heat Pump with Remote Outdoor Unit-Air-Source) | H5H3V36*K*AAA* |  |  | ESH5X60M12A*+WALLCON | *95CSU1002122B* | 34200 | 19.5 | 9 | 34200 | 25800 | 75.44% | 1.96 | 0 | 11.7 |  |  |  |  | R-454B | 2.85 | Residential & Commercial | USHP | Ducted CEE Tier 1
212621859 | Central HP <5.4 tons | COLEMAN | HRCU-A-CB (Split System: Heat Pump with Remote Outdoor Unit-Air-Source) | HMH72B341 | ASPEN |  | D(A,C,E)42B34+TDR | CP9C120D20MP13 | 32000 | 17 | 8.1 | 32400 | 28200 | 87.04% | 2.51 | 0 | 9.4 |  |  |  |  | R-410A | 2.6667 | Residential & Commercial | USHP
212621861 | Central HP <5.4 tons | COLEMAN | HRCU-A-CB (Split System: Heat Pump with Remote Outdoor Unit-Air-Source) | HMH72B341 | ASPEN |  | D(A,C,E)42D24+TDR | CP9C120D20MP13 | 30200 | 16.5 | 8.1 | 32400 | 28200 | 87.04% | 2.51 | 0 | 9.1 |  |  |  |  | R-410A | 2.5167 | Residential & Commercial | USHP
212621877 | Central HP <5.4 tons | COLEMAN | HRCU-A-CB (Split System: Heat Pump with Remote Outdoor Unit-Air-Source) | HMH72B341 | ASPEN |  | D(A,C,E)36A44+TDR | TM9V120D20MP12 | 31600 | 17 | 8.5 | 32400 | 28200 | 87.04% | 2.79 | 0 | 9.3 |  |  |  |  | R-410A | 2.6333 | Residential & Commercial | USHP
212621908 | Central HP <5.4 tons | COLEMAN | HRCU-A-CB (Split System: Heat Pump with Remote Outdoor Unit-Air-Source) | HMH72B341 | ASPEN |  | D(A,C,E)42C34+TDR | TP9C120D20MP13 | 32400 | 17 | 8.1 | 32400 | 28200 | 87.04% | 2.51 | 0 | 9.5 |  |  |  |  | R-410A | 2.7 | Residential & Commercial | USHP
212621941 | Central HP <5.4 tons | COLEMAN | HRCU-A-CB (Split System: Heat Pump with Remote Outdoor Unit-Air-Source) | HMH72B341 | ASPEN |  | C(A,C,D,E)42B24+TDR | TM9V040A10MP12 | 29600 | 16.4 | 8.1 | 33200 | 27400 | 82.53% | 2.41 | 0 | 9 |  |  |  |  | R-410A | 2.4667 | Residential & Commercial | USHP
212621945 | Central HP <5.4 tons | COLEMAN | HRCU-A-CB (Split System: Heat Pump with Remote Outdoor Unit-Air-Source) | HMH72B341 | ASPEN |  | C(A,C,D,E)48C24+TDR | TM9V040A10MP12 | 30400 | 16.7 | 8.1 | 33200 | 27400 | 82.53% | 2.41 | 0 | 9 |  |  |  |  | R-410A | 2.5333 | Residential & Commercial | USHP
212621960 | Central HP <5.4 tons | COLEMAN | HRCU-A-CB (Split System: Heat Pump with Remote Outdoor Unit-Air-Source) | HMH72B341 | ASPEN |  | D(A,C,E)48C24+TDR | TM9V040A10MP12 | 30400 | 16.7 | 8.1 | 33200 | 27400 | 82.53% | 2.41 | 0 | 9 |  |  |  |  | R-410A | 2.5333 | Residential & Commercial | USHP
212622078 | Central HP <5.4 tons | COLEMAN | HRCU-A-CB (Split System: Heat Pump with Remote Outdoor Unit-Air-Source) | HMH72B341 | ASPEN |  | D(A,C,E)36C34+TDR | TM8Y060A12MP11 | 32400 | 18 | 8.1 | 33400 | 27400 | 82.04% | 2.42 | 0 | 10 |  |  |  |  | R-410A | 2.7 | Residential & Commercial | USHP | Ducted CEE Tier 1
214607207 | Central HP <5.4 tons | LENNOX | HRCU-A-CB (Split System: Heat Pump with Remote Outdoor Unit-Air-Source) | SL25XPV-024-230A** | ADP |  | L*19/36S9+LEFE3A* | 0 | 21200 | 21 | 8.8 | 20400 | 20800 | 102% | 1.82 | 0 | 13.5 |  |  |  |  | R-410A | 1.7667 | Residential & Commercial | USHP | Ducted CEE Tier 1
215674133 | Central HP <5.4 tons | TEMPSTAR | HRCU-A-CB (Split System: Heat Pump with Remote Outdoor Unit-Air-Source) | T5H0V48*K*AAA* |  |  | EA*5X48M21A*+WALLCON | *97CMN1002122B* | 44000 | 17.5 | 9 | 48500 | 34000 | 70.1% | 2.04 | 0 | 9.5 |  |  |  |  | R-454B | 3.6667 | Residential & Commercial | USHP
212622095 | Central HP <5.4 tons | COLEMAN | HRCU-A-CB (Split System: Heat Pump with Remote Outdoor Unit-Air-Source) | HMH72B341 | ASPEN |  | D(A,C,E)48B24+TDR | TM8Y100C20MP11 | 32200 | 18 | 8.1 | 33400 | 29800 | 89.22% | 2.72 | 0 | 9.5 |  |  |  |  | R-410A | 2.6833 | Residential & Commercial | USHP
212622109 | Central HP <5.4 tons | COLEMAN | HRCU-A-CB (Split System: Heat Pump with Remote Outdoor Unit-Air-Source) | HMH72B341 | ASPEN |  | C(A,C,D,E)36C24+TDR | TM8Y080B12MP11 | 30000 | 17.4 | 8.5 | 33400 | 27400 | 82.04% | 2.65 | 0 | 9.5 |  |  |  |  | R-410A | 2.5 | Residential & Commercial | USHP
212622111 | Central HP <5.4 tons | COLEMAN | HRCU-A-CB (Split System: Heat Pump with Remote Outdoor Unit-Air-Source) | HMH72B341 | ASPEN |  | C(A,C,D,E)36D24+TDR | TM8Y080B12MP11 | 30600 | 17.6 | 8.5 | 33400 | 27400 | 82.04% | 2.65 | 0 | 9 |  |  |  |  | R-410A | 2.55 | Residential & Commercial | USHP
212622126 | Central HP <5.4 tons | COLEMAN | HRCU-A-CB (Split System: Heat Pump with Remote Outdoor Unit-Air-Source) | HMH72B341 | ASPEN |  | D(A,C,E)42C24+TDR | TM8Y080B12MP11 | 30600 | 17.6 | 8.5 | 33400 | 27400 | 82.04% | 2.65 | 0 | 9 |  |  |  |  | R-410A | 2.55 | Residential & Commercial | USHP
212622127 | Central HP <5.4 tons | COLEMAN | HRCU-A-CB (Split System: Heat Pump with Remote Outdoor Unit-Air-Source) | HMH72B341 | ASPEN |  | D(A,C,E)42C34+TDR | TM8Y080B12MP11 | 33000 | 18 | 8.5 | 33400 | 27400 | 82.04% | 2.65 | 0 | 10 |  |  |  |  | R-410A | 2.75 | Residential & Commercial | USHP | Ducted CEE Tier 1
212622128 | Central HP <5.4 tons | COLEMAN | HRCU-A-CB (Split System: Heat Pump with Remote Outdoor Unit-Air-Source) | HMH72B341 | ASPEN |  | D(A,C,E)42D24+TDR | TM8Y080B12MP11 | 31000 | 17.7 | 8.5 | 33400 | 27400 | 82.04% | 2.65 | 0 | 9 |  |  |  |  | R-410A | 2.5833 | Residential & Commercial | USHP
212622211 | Central HP <5.4 tons | COLEMAN | HRCU-A-CB (Split System: Heat Pump with Remote Outdoor Unit-Air-Source) | HMH72B341 | ASPEN |  | D(A,C,E)48B24+TDR | TM9V080B12MP12 | 31400 | 17 | 8.1 | 33600 | 29400 | 87.5% | 2.61 | 0 | 9.5 |  |  |  |  | R-410A | 2.6167 | Residential & Commercial | USHP
212622259 | Central HP <5.4 tons | COLEMAN | HRCU-A-CB (Split System: Heat Pump with Remote Outdoor Unit-Air-Source) | HMH72B341 | ASPEN |  | C(A,C,D,E)48A34+TDR | TM9Y100C16MP11 | 32800 | 18 | 8.1 | 33600 | 28200 | 83.93% | 2.62 | 0 | 10 |  |  |  |  | R-410A | 2.7333 | Residential & Commercial | USHP | Ducted CEE Tier 1
215933926 | Central HP <5.4 tons | HEIL | HRCU-A-CB (Split System: Heat Pump with Remote Outdoor Unit-Air-Source) | H5H3V36*K*AAA* |  |  | ESH5X60M12A*+WALLCON | *96CTN0801714B* | 34000 | 19.5 | 9 | 34600 | 26400 | 76.3% | 1.94 | 0 | 11.5 |  |  |  |  | R-454B | 2.8333 | Residential & Commercial | USHP | Ducted CEE Tier 1
212622311 | Central HP <5.4 tons | COLEMAN | HRCU-A-CB (Split System: Heat Pump with Remote Outdoor Unit-Air-Source) | HMH72B341 | ASPEN |  | C(A,C,D,E)42B34+TDR | TM8E100C16MP11 | 33000 | 18 | 8.1 | 33600 | 28200 | 83.93% | 2.64 | 0 | 10 |  |  |  |  | R-410A | 2.75 | Residential & Commercial | USHP | Ducted CEE Tier 1
212622312 | Central HP <5.4 tons | COLEMAN | HRCU-A-CB (Split System: Heat Pump with Remote Outdoor Unit-Air-Source) | HMH72B341 | ASPEN |  | C(A,C,D,E)48A34+TDR | TM8E100C16MP11 | 33000 | 18 | 8.1 | 33600 | 28200 | 83.93% | 2.64 | 0 | 10 |  |  |  |  | R-410A | 2.75 | Residential & Commercial | USHP | Ducted CEE Tier 1
213738537 | Central HP <5.4 tons | DAY & NIGHT | HRCU-A-CB (Split System: Heat Pump with Remote Outdoor Unit-Air-Source) | DLCURAH36ABK | ADP |  | PL36H175P789 | *92MSN0601714A* | 35600 | 16 | 8.5 | 36200 | 34400 | 95.03% | 2.02 | 0 | 10 |  |  |  |  | R-410A | 2.9667 | Residential & Commercial | USHP | Ducted CEE Tier 1
212622445 | Central HP <5.4 tons | COLEMAN | HRCU-A-CB (Split System: Heat Pump with Remote Outdoor Unit-Air-Source) | HMH72B341 | ASPEN |  | C(A,C,D,E)36B24+TDR | TM9E100C16MP12 | 29400 | 17.2 | 8.5 | 33600 | 27200 | 80.95% | 2.66 | 0 | 9.4 |  |  |  |  | R-410A | 2.45 | Residential & Commercial | USHP
212622460 | Central HP <5.4 tons | COLEMAN | HRCU-A-CB (Split System: Heat Pump with Remote Outdoor Unit-Air-Source) | HMH72B341 | ASPEN |  | D(A,C,E)36D24+TDR | TM9E100C16MP12 | 30400 | 17.5 | 8.5 | 33600 | 27200 | 80.95% | 2.66 | 0 | 9 |  |  |  |  | R-410A | 2.5333 | Residential & Commercial | USHP
212622463 | Central HP <5.4 tons | COLEMAN | HRCU-A-CB (Split System: Heat Pump with Remote Outdoor Unit-Air-Source) | HMH72B341 | ASPEN |  | D(A,C,E)42B34+TDR | TM9E100C16MP12 | 32600 | 18 | 8.5 | 33600 | 27200 | 80.95% | 2.66 | 0 | 10 |  |  |  |  | R-410A | 2.7167 | Residential & Commercial | USHP | Ducted CEE Tier 1
212622478 | Central HP <5.4 tons | COLEMAN | HRCU-A-CB (Split System: Heat Pump with Remote Outdoor Unit-Air-Source) | HMH72B341 | ASPEN |  | C(A,C,D,E)48B24+TDR | TM8Y120C20MP11 | 32200 | 18 | 8.3 | 33600 | 30000 | 89.29% | 2.81 | 0 | 9.5 |  |  |  |  | R-410A | 2.6833 | Residential & Commercial | USHP
212622693 | Central HP <5.4 tons | COLEMAN | HRCU-A-CB (Split System: Heat Pump with Remote Outdoor Unit-Air-Source) | HMH72B341 | ASPEN |  | D(A,C,E)36A44+TDR | TM8E080C16MP11 | 33000 | 18 | 8.2 | 33800 | 28200 | 83.43% | 2.68 | 0 | 10 |  |  |  |  | R-410A | 2.75 | Residential & Commercial | USHP | Ducted CEE Tier 1
212622779 | Central HP <5.4 tons | COLEMAN | HRCU-A-CB (Split System: Heat Pump with Remote Outdoor Unit-Air-Source) | HMH72B341 | ASPEN |  | D(A,C,E)48C24+TDR | TM9E060A10MP12 | 30600 | 17.2 | 8.1 | 33800 | 27400 | 81.07% | 2.4 | 0 | 9 |  |  |  |  | R-410A | 2.55 | Residential & Commercial | USHP
212622780 | Central HP <5.4 tons | COLEMAN | HRCU-A-CB (Split System: Heat Pump with Remote Outdoor Unit-Air-Source) | HMH72B341 | ASPEN |  | D(A,C,E)48C34+TDR | TM9E060A10MP12 | 33000 | 17.5 | 8.1 | 33800 | 27400 | 81.07% | 2.4 | 0 | 9 |  |  |  |  | R-410A | 2.75 | Residential & Commercial | USHP
212622797 | Central HP <5.4 tons | COLEMAN | HRCU-A-CB (Split System: Heat Pump with Remote Outdoor Unit-Air-Source) | HMH72B341 | ASPEN |  | C(A,C,D,E)36B24+TDR | TM9Y100C16MP11 | 30600 | 17.9 | 8.3 | 33800 | 28600 | 84.62% | 2.68 | 0 | 9.8 |  |  |  |  | R-410A | 2.55 | Residential & Commercial | USHP
212622913 | Central HP <5.4 tons | COLEMAN | HRCU-A-CB (Split System: Heat Pump with Remote Outdoor Unit-Air-Source) | HMH72B341 | ASPEN |  | D(A,C,E)48B24+TDR | TM8E080B12MP11 | 30200 | 17.5 | 8.4 | 33800 | 27800 | 82.25% | 2.6 | 0 | 9 |  |  |  |  | R-410A | 2.5167 | Residential & Commercial | USHP
212622946 | Central HP <5.4 tons | COLEMAN | HRCU-A-CB (Split System: Heat Pump with Remote Outdoor Unit-Air-Source) | HMH72B341 | ASPEN |  | D(A,C,E)36D24+TDR | TM8E120C16MP11 | 32000 | 18 | 8.3 | 33800 | 28800 | 85.21% | 2.73 | 0 | 10 |  |  |  |  | R-410A | 2.6667 | Residential & Commercial | USHP | Ducted CEE Tier 1
212362591 | Central HP <5.4 tons | GOETTL | HRCU-A-CB (Split System: Heat Pump with Remote Outdoor Unit-Air-Source) | ASZV903610A* |  |  | CHPF3642C6C*+TXV | A*VC961005CNB* | 33400 | 18 | 8.2 | 34000 | 24400 | 71.76% | 1.8 | 0 | 11 |  |  |  |  | R-410A | 2.7833 | Residential & Commercial | USHP | Ducted CEE Tier 1
212362592 | Central HP <5.4 tons | GOETTL | HRCU-A-CB (Split System: Heat Pump with Remote Outdoor Unit-Air-Source) | ASZV903610A* |  |  | CHPF3642C6C*+TXV | A*VM970603BNB* | 33400 | 18 | 8.2 | 34000 | 24400 | 71.76% | 1.8 | 0 | 11 |  |  |  |  | R-410A | 2.7833 | Residential & Commercial | USHP | Ducted CEE Tier 1
212362607 | Central HP <5.4 tons | GOETTL | HRCU-A-CB (Split System: Heat Pump with Remote Outdoor Unit-Air-Source) | ASZV903610A* |  |  | CHPF3743C6B*+TXV | A*VC960803BNB* | 33400 | 18 | 8.2 | 34000 | 24400 | 71.76% | 1.8 | 0 | 11 |  |  |  |  | R-410A | 2.7833 | Residential & Commercial | USHP | Ducted CEE Tier 1
212362623 | Central HP <5.4 tons | GOETTL | HRCU-A-CB (Split System: Heat Pump with Remote Outdoor Unit-Air-Source) | ASZV903610A* |  |  | CSCF3642N6D*+TXV | A*VC960403BNB* | 33800 | 18.5 | 8.2 | 34000 | 24400 | 71.76% | 1.8 | 0 | 11.5 |  |  |  |  | R-410A | 2.8167 | Residential & Commercial | USHP | Ducted CEE Tier 1
214671434 | Central HP <5.4 tons | LENNOX | HRCU-A-CB (Split System: Heat Pump with Remote Outdoor Unit-Air-Source) | SL25XPV-024-230A** | ADP |  | L*24/36Z9 | SL297UH040NV36B* | 22400 | 22 | 9.5 | 19600 | 19600 | 100% | 1.96 | 0 | 14 |  |  |  |  | R-410A | 1.8667 | Residential & Commercial | USHP | Ducted CEE Tier 1
214671435 | Central HP <5.4 tons | LENNOX | HRCU-A-CB (Split System: Heat Pump with Remote Outdoor Unit-Air-Source) | SL25XPV-024-230A** | ADP |  | L*29/36U9 | SL297UH060NV36B* | 22200 | 22 | 9.2 | 20000 | 20000 | 100% | 1.82 | 0 | 14 |  |  |  |  | R-410A | 1.85 | Residential & Commercial | USHP | Ducted CEE Tier 1
214671436 | Central HP <5.4 tons | LENNOX | HRCU-A-CB (Split System: Heat Pump with Remote Outdoor Unit-Air-Source) | SL25XPV-024-230A** | ADP |  | L*25/37Z9 | SL297UH060NV36B* | 22600 | 22 | 9.5 | 19600 | 19600 | 100% | 1.96 | 0 | 14 |  |  |  |  | R-410A | 1.8833 | Residential & Commercial | USHP | Ducted CEE Tier 1
215934996 | Central HP <5.4 tons | HEIL | HRCU-A-CB (Split System: Heat Pump with Remote Outdoor Unit-Air-Source) | H5H3V36*K*AAA* |  |  | EVM5X49M21A*+WALLCON | *80CTL0451712B* | 35200 | 21 | 8.5 | 39000 | 29400 | 75.38% | 2 | 0 | 11.7 |  |  |  |  | R-454B | 2.9333 | Residential & Commercial | USHP | Ducted CEE Tier 1
215935066 | Central HP <5.4 tons | HEIL | HRCU-A-CB (Split System: Heat Pump with Remote Outdoor Unit-Air-Source) | H5H3V36*K*AAA* |  |  | EVM5X49M21A*+WALLCON | *95CSU0802120B* | 35600 | 21.5 | 8.5 | 38000 | 28600 | 75.26% | 2.02 | 0 | 12 |  |  |  |  | R-454B | 2.9667 | Residential & Commercial | USHP | Ducted CEE Tier 1
215935216 | Central HP <5.4 tons | HEIL | HRCU-A-CB (Split System: Heat Pump with Remote Outdoor Unit-Air-Source) | H5H3V36*K*AAA* |  |  | EVM5X60M21A*+WALLCON | *80CTL0902120B* | 35600 | 22 | 8.5 | 38000 | 28400 | 74.74% | 2.02 | 0 | 12.5 |  |  |  |  | R-454B | 2.9667 | Residential & Commercial | USHP | Ducted CEE Tier 1
212925884 | Central HP <5.4 tons | TOSOT | HRCU-A-C (Split System: Heat Pump with Remote Outdoor Unit with No Indoor Fan --Air Source) | TU60-48WADU | ASPEN |  | D(A,C,E)60C44+TDR | 0 | 50500 | 15.2 | 8.5 | 53000 | 37200 | 70.19% | 1.8 | 0 | 9.5 |  |  |  |  | R-410A | 4.2083 | Residential & Commercial | USHP
215935166 | Central HP <5.4 tons | HEIL | HRCU-A-CB (Split System: Heat Pump with Remote Outdoor Unit-Air-Source) | H5H3V36*K*AAA* |  |  | EVM5X60M21A*+WALLCON | *80CSU1002120A* | 35600 | 21.5 | 8.5 | 38000 | 28800 | 75.79% | 2.02 | 0 | 12 |  |  |  |  | R-454B | 2.9667 | Residential & Commercial | USHP | Ducted CEE Tier 1
214649697 | Central HP <5.4 tons | MIDEA | HRCU-A-CB (Split System: Heat Pump with Remote Outdoor Unit-Air-Source) | MOVB-60HDN1-M18M | ASPEN |  | D(A,C,E)36C34+TDR | MGH96M080B3A | 32200 | 16.5 | 8.3 | 34200 | 25800 | 75.44% | 2.25 | 0 | 11 |  |  |  |  | R-410A | 2.6833 | Residential & Commercial | USHP | Ducted CEE Tier 1
213773277 | Central HP <5.4 tons | HEIL | HRCU-A-CB (Split System: Heat Pump with Remote Outdoor Unit-Air-Source) | HVH825GKA3* |  |  | EA*4X37L21A*+WALLCON | *80CTL0901716B* | 24200 | 17 | 8.1 | 21000 | 16600 | 79.05% | 2.02 | 0 | 11 |  |  |  |  | R-410A | 2.0167 | Residential & Commercial | USHP | Ducted CEE Tier 1
213773477 | Central HP <5.4 tons | HEIL | HRCU-A-CB (Split System: Heat Pump with Remote Outdoor Unit-Air-Source) | HVH825GKA3* |  |  | EA*4X42L21A*+WALLCON | *96CTN0801714B* | 23600 | 16.5 | 8.1 | 21400 | 16600 | 77.57% | 1.94 | 0 | 10.5 |  |  |  |  | R-410A | 1.9667 | Residential & Commercial | USHP | Ducted CEE Tier 1
214807363 | Central HP <5.4 tons | YORK | HRCU-A-CB (Split System: Heat Pump with Remote Outdoor Unit-Air-Source) | HH824E2S11 |  |  | CTU36B5XDS1+JME12B2SN1+TXV | 0 | 23000 | 19 | 9.5 | 23000 | 18500 | 80.43% | 2 | 0 | 12 |  |  |  |  | R-454B | 1.9167 | Residential & Commercial | USHP | Ducted CEE Tier 1
216677444 | Central HP <5.4 tons | AIRQUEST | HRCU-A-CB (Split System: Heat Pump with Remote Outdoor Unit-Air-Source) | D5CURAH24AAK |  |  | EA*5X37M17A* | *96VSN0401712B* | 24200 | 15.2 | 8.5 | 23600 | 19300 | 81.78% | 1.96 | 0 | 9.8 |  |  |  |  | R-454B | 2.0167 | Residential & Commercial | USHP
216677644 | Central HP <5.4 tons | AIRQUEST | HRCU-A-CB (Split System: Heat Pump with Remote Outdoor Unit-Air-Source) | D5CURAH24AAK |  |  | ESH5X36M12A* | *96VSN1002120B* | 24600 | 15.2 | 8.5 | 23800 | 19400 | 81.51% | 1.92 | 0 | 10 |  |  |  |  | R-454B | 2.05 | Residential & Commercial | USHP | Ducted CEE Tier 1
215669132 | Central HP <5.4 tons | CARRIER | HRCU-A-CB (Split System: Heat Pump with Remote Outdoor Unit-Air-Source) | 27VNA036A*030* |  |  | CAA**4821AM*+UI | 58TN*B070C17**16 | 33600 | 18 | 9 | 35200 | 25200 | 71.59% | 1.88 | 0 | 10 |  |  |  |  | R-454B | 2.8 | Residential & Commercial | USHP | Ducted CEE Tier 1
215683645 | Central HP <5.4 tons | CARRIER | HRCU-A-CB (Split System: Heat Pump with Remote Outdoor Unit-Air-Source) | 27VNA024A*030* |  |  | CAA**3617AM*+UI | 58CU*A060C17**16 | 23200 | 17 | 9 | 23600 | 16600 | 70.34% | 1.98 | 0 | 10 |  |  |  |  | R-454B | 1.9333 | Residential & Commercial | USHP | Ducted CEE Tier 1
213311563 | Central HP <5.4 tons | CARRIER | HRCU-A-CB (Split System: Heat Pump with Remote Outdoor Unit-Air-Source) | 38MURAQ18AB3* | ADP |  | V36H***P429+CBPE3A* | 0 | 17800 | 15.5 | 9 | 17100 | 19400 | 113.5% | 2.4 | 0 | 10.5 |  |  |  |  | R-410A | 1.4833 | Residential & Commercial | USHP | Ducted CEE Tier 1
215674403 | Central HP <5.4 tons | TEMPSTAR | HRCU-A-CB (Split System: Heat Pump with Remote Outdoor Unit-Air-Source) | T5H0V48*K*AAA* |  |  | EA*5X61M21A*+WALLCON | *95CSU1002122B* | 46000 | 18 | 9 | 48000 | 33600 | 70% | 2.08 | 0 | 10 |  |  |  |  | R-454B | 3.8333 | Residential & Commercial | USHP | Ducted CEE Tier 1
215669432 | Central HP <5.4 tons | CARRIER | HRCU-A-CB (Split System: Heat Pump with Remote Outdoor Unit-Air-Source) | 27VNA036A*030* |  |  | CAA**6121AM*+UI | 58CU*A060C17**16 | 34800 | 18 | 9 | 34400 | 24800 | 72.09% | 1.9 | 0 | 10 |  |  |  |  | R-454B | 2.9 | Residential & Commercial | USHP | Ducted CEE Tier 1
213320503 | Central HP <5.4 tons | CHAMPION HEATING AND COOLING | HRCU-A-CB (Split System: Heat Pump with Remote Outdoor Unit-Air-Source) | HMH72B341 | ASPEN |  | D(A,C,E)36D34+TDR | Z8ES100B12LMPS1 | 32800 | 18.5 | 8.1 | 34000 | 28000 | 82.35% | 2.66 | 0 | 9.5 |  |  |  |  | R-410A | 2.7333 | Residential & Commercial | USHP
215675405 | Central HP <5.4 tons | HEIL | HRCU-A-CB (Split System: Heat Pump with Remote Outdoor Unit-Air-Source) | H5H0V48*K*AAA* |  |  | EVM5X48M21A*+WALLCON | *95CSU0601716B* | 46500 | 17.5 | 9 | 50000 | 37000 | 74% | 1.98 | 0 | 9.5 |  |  |  |  | R-454B | 3.875 | Residential & Commercial | USHP
215675355 | Central HP <5.4 tons | HEIL | HRCU-A-CB (Split System: Heat Pump with Remote Outdoor Unit-Air-Source) | H5H0V48*K*AAA* |  |  | EVM5X48M21A*+WALLCON | *80CSU0601716A* | 47000 | 18 | 9 | 50000 | 36400 | 72.8% | 1.98 | 0 | 9.5 |  |  |  |  | R-454B | 3.9167 | Residential & Commercial | USHP
216613177 | Central HP <5.4 tons | FRIEDRICH | HRCU-A-CB (Split System: Heat Pump with Remote Outdoor Unit-Air-Source) | RD18AY48AJVC |  |  | RH2VY6024STACN | 0 | 43500 | 18 | 9.5 | 42500 | 33200 | 78.12% | 2.1 | 0 | 12 |  |  |  |  | R-454B | 3.625 | Residential & Commercial | USHP | Ducted CEE Tier 1
213320521 | Central HP <5.4 tons | CHAMPION HEATING AND COOLING | HRCU-A-CB (Split System: Heat Pump with Remote Outdoor Unit-Air-Source) | HMH72B341 | ASPEN |  | D(A,C,E)36D34+TDR | Z8ES120C16LMPS1 | 33600 | 18 | 8.4 | 33000 | 30400 | 92.12% | 2.84 | 0 | 9.5 |  |  |  |  | R-410A | 2.8 | Residential & Commercial | USHP
213320453 | Central HP <5.4 tons | CHAMPION HEATING AND COOLING | HRCU-A-CB (Split System: Heat Pump with Remote Outdoor Unit-Air-Source) | HMH72B341 | ASPEN |  | D(A,C,E)48A34+TDR | TM8E100C16MP11 | 33000 | 18 | 8.1 | 32600 | 28800 | 88.34% | 2.65 | 0 | 10 |  |  |  |  | R-410A | 2.75 | Residential & Commercial | USHP | Ducted CEE Tier 1
213320480 | Central HP <5.4 tons | CHAMPION HEATING AND COOLING | HRCU-A-CB (Split System: Heat Pump with Remote Outdoor Unit-Air-Source) | HMH72B341 | ASPEN |  | D(A,C,E)48A34+TDR | Z8ES040A12LMPS1 | 33200 | 18 | 8.1 | 32600 | 29800 | 91.41% | 2.68 | 0 | 10 |  |  |  |  | R-410A | 2.7667 | Residential & Commercial | USHP | Ducted CEE Tier 1
215662855 | Central HP <5.4 tons | TEMPSTAR | HRCU-A-CB (Split System: Heat Pump with Remote Outdoor Unit-Air-Source) | T5H0V36*K*AAA* |  |  | FCMA5B48L0C*+WALLCON | 0 | 34800 | 19 | 9 | 34600 | 24600 | 71.1% | 1.96 | 0 | 11 |  |  |  |  | R-454B | 2.9 | Residential & Commercial | USHP | Ducted CEE Tier 1
214052516 | Central HP <5.4 tons | LENNOX | HRCU-A-CB (Split System: Heat Pump with Remote Outdoor Unit-Air-Source) | EL22XPV-024-230A** | ADP |  | HG80936 | SLP99UH070XV36B* | 23800 | 21 | 8.5 | 22000 | 15400 | 70% | 1.92 | 0 | 13.5 |  |  |  |  | R-410A | 1.9833 | Residential & Commercial | USHP | Ducted CEE Tier 1
214604907 | Central HP <5.4 tons | CHAMPION HEATING AND COOLING | HRCU-A-CB (Split System: Heat Pump with Remote Outdoor Unit-Air-Source) | THF2B48T21 | ASPEN |  | DP61A44+TDR | TM9E100C20MP12 | 43500 | 16.1 | 8.3 | 45000 | 31600 | 70.22% | 3.1 | 0 | 11.6 |  |  |  |  | R-410A | 3.625 | Residential & Commercial | USHP | Ducted CEE Tier 1
206771507 | Central HP <5.4 tons | AIRQUEST | HRCU-A-CB (Split System: Heat Pump with Remote Outdoor Unit-Air-Source) | HVH837GKA2* |  |  | EA*4X42L21A*+WALLCON | *97CMN0602120A* | 31600 | 17 | 8.1 | 33400 | 24800 | 74.25% | 1.86 | 11 | 11 |  |  |  |  | R-410A | 2.6333 | Residential & Commercial | USHP | Ducted CEE Tier 1
215675475 | Central HP <5.4 tons | HEIL | HRCU-A-CB (Split System: Heat Pump with Remote Outdoor Unit-Air-Source) | H5H0V48*K*AAA* |  |  | EVM5X48M21A*+WALLCON | *96CTN0802120B* | 47000 | 18.5 | 9 | 50000 | 36400 | 72.8% | 2 | 0 | 10 |  |  |  |  | R-454B | 3.9167 | Residential & Commercial | USHP | Ducted CEE Tier 1
216619275 | Central HP <5.4 tons | CARRIER | HRCU-A-CB (Split System: Heat Pump with Remote Outdoor Unit-Air-Source) | 25VNA448A*031* | ADP |  | C48A***L16*+TXV | 59MN7C080C21**20 | 43500 | 21 | 9 | 44500 | 36000 | 80.9% | 2.26 | 0 | 11.7 |  |  |  |  | R-410A | 3.625 | Residential & Commercial | USHP | Ducted CEE Tier 1
206772398 | Central HP <5.4 tons | AIRQUEST | HRCU-A-CB (Split System: Heat Pump with Remote Outdoor Unit-Air-Source) | HVH837GKA2* |  |  | EN(A,D)4X48L24**+WALLCON | *97CMN1002122A* | 32400 | 17.5 | 8.1 | 33000 | 24800 | 75.15% | 1.96 | 12 | 11.7 |  |  |  |  | R-410A | 2.7 | Residential & Commercial | USHP | Ducted CEE Tier 1
206773020 | Central HP <5.4 tons | AIRQUEST | HRCU-A-CB (Split System: Heat Pump with Remote Outdoor Unit-Air-Source) | HVH837GKA2* |  |  | EHD4X48AAL+WALLCON | *97CMN0602120A* | 32400 | 16.5 | 8.1 | 33200 | 25200 | 75.9% | 1.94 | 11.5 | 11 |  |  |  |  | R-410A | 2.7 | Residential & Commercial | USHP | Ducted CEE Tier 1
211174214 | Central HP <5.4 tons | COMFORT-AIRE | HRCU-A-CB (Split System: Heat Pump with Remote Outdoor Unit-Air-Source) | HRG1548S1R-**A | ASPEN |  | C(A,C,D,E)60D34+TDR | GUH96T090C3M | 44500 | 15.3 | 8.2 | 45000 | 32000 | 71.11% | 2.86 | 0 | 12.4 |  |  |  |  | R-410A | 3.7083 | Residential & Commercial | USHP | Ducted CEE Tier 1
215935296 | Central HP <5.4 tons | HEIL | HRCU-A-CB (Split System: Heat Pump with Remote Outdoor Unit-Air-Source) | H5H3V36*K*AAA* |  |  | EVM5X60M21A*+WALLCON | *97CMN1002122B* | 35600 | 22 | 8.5 | 38000 | 28600 | 75.26% | 2.02 | 0 | 12.5 |  |  |  |  | R-454B | 2.9667 | Residential & Commercial | USHP | Ducted CEE Tier 1
216619270 | Central HP <5.4 tons | CARRIER | HRCU-A-CB (Split System: Heat Pump with Remote Outdoor Unit-Air-Source) | 25VNA436A*031* | ADP |  | C36A***L139 | 59MN7C060C17**14 | 32800 | 18 | 9 | 36400 | 26400 | 72.53% | 1.96 | 0 | 11.5 |  |  |  |  | R-410A | 2.7333 | Residential & Commercial | USHP | Ducted CEE Tier 1
215425716 | Central HP <5.4 tons | YORK | HRCU-A-CB (Split System: Heat Pump with Remote Outdoor Unit-Air-Source) | HH824E2S11 | ADP |  | H,YE32*30+TXV-BLEED | TM9E060B12MP12 | 22800 | 16 | 8.9 | 21400 | 17900 | 83.64% | 1.98 | 0 | 11.5 |  |  |  |  | R-454B | 1.9 | Residential & Commercial | USHP | Ducted CEE Tier 1
213205864 | Central HP <5.4 tons | CARRIER | HRCU-A-CB (Split System: Heat Pump with Remote Outdoor Unit-Air-Source) | 38MURAQ24AA3* | ASPEN |  | D(A,C,E)30B34+TDR | 58S(B,C)*A070E21**16 | 23800 | 16 | 8.1 | 25400 | 22600 | 88.98% | 2.92 | 0 | 9 |  |  |  |  | R-410A | 1.9833 | Residential & Commercial | USHP
216819390 | Central HP <5.4 tons | FRIEDRICH | HRCU-A-CB (Split System: Heat Pump with Remote Outdoor Unit-Air-Source) | RD18AY48AJVC |  |  | RCFY4824MTANM | FR97MV0855A21DH | 42500 | 17 | 8.1 | 42500 | 33400 | 78.59% | 2 | 0 | 10 |  |  |  |  | R-454B | 3.5417 | Residential & Commercial | USHP | Ducted CEE Tier 1
213238528 | Central HP <5.4 tons | CHAMPION HEATING AND COOLING | HRCU-A-CB (Split System: Heat Pump with Remote Outdoor Unit-Air-Source) | THF2B48T21 | ASPEN |  | D(A,C,E)48D44+TDR | TM8E080B12MP11 | 43500 | 16.2 | 8.1 | 44500 | 31200 | 70.11% | 3.17 | 0 | 11 |  |  |  |  | R-410A | 3.625 | Residential & Commercial | USHP | Ducted CEE Tier 1
215425759 | Central HP <5.4 tons | YORK | HRCU-A-CB (Split System: Heat Pump with Remote Outdoor Unit-Air-Source) | HH824E2S11 | ADP |  | H,YE32*24+TXV | TM9Y060B12MP11 | 22200 | 17 | 8.65 | 21200 | 17300 | 81.6% | 1.94 | 0 | 11 |  |  |  |  | R-454B | 1.85 | Residential & Commercial | USHP | Ducted CEE Tier 1
215425761 | Central HP <5.4 tons | YORK | HRCU-A-CB (Split System: Heat Pump with Remote Outdoor Unit-Air-Source) | HH824E2S11 | ADP |  | H,YE33*30+TXV | TM9Y060B12MP11 | 23000 | 17 | 9 | 21400 | 18000 | 84.11% | 2 | 0 | 11.7 |  |  |  |  | R-454B | 1.9167 | Residential & Commercial | USHP | Ducted CEE Tier 1
206771330 | Central HP <5.4 tons | DAY & NIGHT | HRCU-A-CB (Split System: Heat Pump with Remote Outdoor Unit-Air-Source) | CVH837GKA2* |  |  | EA*4X37L21A*+WALLCON | *97CMN1002122A* | 33000 | 17.5 | 8.5 | 33000 | 25200 | 76.36% | 2 | 12 | 11.7 |  |  |  |  | R-410A | 2.75 | Residential & Commercial | USHP | Ducted CEE Tier 1
214604905 | Central HP <5.4 tons | CHAMPION HEATING AND COOLING | HRCU-A-CB (Split System: Heat Pump with Remote Outdoor Unit-Air-Source) | THF2B48T21 | ASPEN |  | DP61A44+TDR | TM9E080C20MP12 | 43500 | 16.1 | 8.3 | 45000 | 31600 | 70.22% | 3.1 | 0 | 11.6 |  |  |  |  | R-410A | 3.625 | Residential & Commercial | USHP | Ducted CEE Tier 1
213205813 | Central HP <5.4 tons | CARRIER | HRCU-A-CB (Split System: Heat Pump with Remote Outdoor Unit-Air-Source) | 38MURAQ24AA3* | ASPEN |  | D(A,C,E)24B44+TDR | 58S(B,C)*A045E17**12 | 23800 | 16 | 8.1 | 25400 | 22600 | 88.98% | 2.92 | 0 | 9 |  |  |  |  | R-410A | 1.9833 | Residential & Commercial | USHP
216494184 | Central HP <5.4 tons | BRYANT HEATING AND COOLING SYSTEMS | HRCU-A-CB (Split System: Heat Pump with Remote Outdoor Unit-Air-Source) | 293VAN036**AA* | ADP |  | CE(P,V)3621G34*+TXV | 986TD30040C14*** | 31600 | 17 | 9 | 32400 | 25800 | 79.63% | 1.94 | 0 | 10.5 |  |  |  |  | R-454B | 2.6333 | Residential & Commercial | USHP | Ducted CEE Tier 1
214604906 | Central HP <5.4 tons | CHAMPION HEATING AND COOLING | HRCU-A-CB (Split System: Heat Pump with Remote Outdoor Unit-Air-Source) | THF2B48T21 | ASPEN |  | DP61A44+TDR | TM9E100C16MP12 | 42500 | 16 | 8.2 | 44500 | 31200 | 70.11% | 3.12 | 0 | 11 |  |  |  |  | R-410A | 3.5417 | Residential & Commercial | USHP | Ducted CEE Tier 1
213205849 | Central HP <5.4 tons | CARRIER | HRCU-A-CB (Split System: Heat Pump with Remote Outdoor Unit-Air-Source) | 38MURAQ24AA3* | ASPEN |  | D(A,C,E)24B44+TDR | 58S(B,C)*A070E17**16 | 23800 | 15.5 | 8.5 | 26200 | 22800 | 87.02% | 2.92 | 0 | 9 |  |  |  |  | R-410A | 1.9833 | Residential & Commercial | USHP
213205856 | Central HP <5.4 tons | CARRIER | HRCU-A-CB (Split System: Heat Pump with Remote Outdoor Unit-Air-Source) | 38MURAQ24AA3* | ASPEN |  | D(A,C,E)36B34+TDR | 58S(B,C)*A070E17**16 | 23800 | 15.5 | 8.5 | 26200 | 22800 | 87.02% | 2.92 | 0 | 9 |  |  |  |  | R-410A | 1.9833 | Residential & Commercial | USHP
214385472 | Central HP <5.4 tons | COMFORTMAKER | HRCU-A-CB (Split System: Heat Pump with Remote Outdoor Unit-Air-Source) | CVH837GKA2* | ADP |  | H,YE35936 | *80CSU0401712A* | 31800 | 17 | 8.1 | 31400 | 24400 | 77.71% | 1.96 | 0 | 11.5 |  |  |  |  | R-410A | 2.65 | Residential & Commercial | USHP | Ducted CEE Tier 1
215425705 | Central HP <5.4 tons | YORK | HRCU-A-CB (Split System: Heat Pump with Remote Outdoor Unit-Air-Source) | HH824E2S11 | ADP |  | H,YE33*30+TXV | TM9E040A10MP12 | 22600 | 16 | 8.8 | 21400 | 17700 | 82.71% | 1.96 | 0 | 10.5 |  |  |  |  | R-454B | 1.8833 | Residential & Commercial | USHP | Ducted CEE Tier 1
215425730 | Central HP <5.4 tons | YORK | HRCU-A-CB (Split System: Heat Pump with Remote Outdoor Unit-Air-Source) | HH824E2S11 | ADP |  | H,YE32*30+TXV-BLEED | TM9V040A10MP12 | 22200 | 16 | 8.65 | 21200 | 17100 | 80.66% | 1.94 | 0 | 10.5 |  |  |  |  | R-454B | 1.85 | Residential & Commercial | USHP | Ducted CEE Tier 1
215425723 | Central HP <5.4 tons | YORK | HRCU-A-CB (Split System: Heat Pump with Remote Outdoor Unit-Air-Source) | HH824E2S11 | ADP |  | H,YE32*30+TXV-BLEED | TM9E080B12MP12 | 22200 | 17 | 8.65 | 21200 | 17600 | 83.02% | 1.94 | 0 | 11 |  |  |  |  | R-454B | 1.85 | Residential & Commercial | USHP | Ducted CEE Tier 1
215425739 | Central HP <5.4 tons | YORK | HRCU-A-CB (Split System: Heat Pump with Remote Outdoor Unit-Air-Source) | HH824E2S11 | ADP |  | H,YE32*30+TXV | TM9V060B12MP12 | 22200 | 17 | 8.65 | 21200 | 17200 | 81.13% | 1.94 | 0 | 11 |  |  |  |  | R-454B | 1.85 | Residential & Commercial | USHP | Ducted CEE Tier 1
215425741 | Central HP <5.4 tons | YORK | HRCU-A-CB (Split System: Heat Pump with Remote Outdoor Unit-Air-Source) | HH824E2S11 | ADP |  | H,YE7J*24+TXV | TM9V060B12MP12 | 22400 | 17 | 8.8 | 21400 | 17200 | 80.37% | 1.96 | 0 | 11 |  |  |  |  | R-454B | 1.8667 | Residential & Commercial | USHP | Ducted CEE Tier 1
215425755 | Central HP <5.4 tons | YORK | HRCU-A-CB (Split System: Heat Pump with Remote Outdoor Unit-Air-Source) | HH824E2S11 | ADP |  | H,YE7J*24+TXV | TM9Y040A10MP11 | 22400 | 16 | 8.3 | 21000 | 16900 | 80.48% | 1.96 | 0 | 10.5 |  |  |  |  | R-454B | 1.8667 | Residential & Commercial | USHP | Ducted CEE Tier 1
215425771 | Central HP <5.4 tons | YORK | HRCU-A-CB (Split System: Heat Pump with Remote Outdoor Unit-Air-Source) | HH824E2S11 | ADP |  | H,YE24*36+TXV | Y81E060A12SMPS1 | 22000 | 17 | 8.55 | 20800 | 16900 | 81.25% | 1.92 | 0 | 11 |  |  |  |  | R-454B | 1.8333 | Residential & Commercial | USHP | Ducted CEE Tier 1
215425773 | Central HP <5.4 tons | YORK | HRCU-A-CB (Split System: Heat Pump with Remote Outdoor Unit-Air-Source) | HH824E2S11 | ADP |  | H,YE32*24+TXV | Y81E060A12SMPS1 | 22200 | 17 | 8.65 | 20800 | 16900 | 81.25% | 1.94 | 0 | 11.5 |  |  |  |  | R-454B | 1.85 | Residential & Commercial | USHP | Ducted CEE Tier 1
215425780 | Central HP <5.4 tons | YORK | HRCU-A-CB (Split System: Heat Pump with Remote Outdoor Unit-Air-Source) | HH824E2S11 | ADP |  | H,YE32*24+TXV | Y81E080B12SMPS1 | 22200 | 18 | 9.1 | 21200 | 17500 | 82.55% | 1.94 | 0 | 11 |  |  |  |  | R-454B | 1.85 | Residential & Commercial | USHP | Ducted CEE Tier 1
215425789 | Central HP <5.4 tons | YORK | HRCU-A-CB (Split System: Heat Pump with Remote Outdoor Unit-Air-Source) | HH824E2S11 | ADP |  | H,YE24*24+TXV | Y82E060A12LMPS1 | 21800 | 18 | 8.55 | 21200 | 17300 | 81.6% | 1.92 | 0 | 11 |  |  |  |  | R-454B | 1.8167 | Residential & Commercial | USHP | Ducted CEE Tier 1
215425707 | Central HP <5.4 tons | YORK | HRCU-A-CB (Split System: Heat Pump with Remote Outdoor Unit-Air-Source) | HH824E2S11 | ADP |  | H,YE24*24+TXV | TM9E060A10MP12 | 21800 | 16 | 8.55 | 21200 | 17700 | 83.49% | 1.92 | 0 | 10 |  |  |  |  | R-454B | 1.8167 | Residential & Commercial | USHP | Ducted CEE Tier 1
215425721 | Central HP <5.4 tons | YORK | HRCU-A-CB (Split System: Heat Pump with Remote Outdoor Unit-Air-Source) | HH824E2S11 | ADP |  | H,YE24*24+TXV | TM9E080B12MP12 | 21800 | 17 | 8.5 | 21200 | 17600 | 83.02% | 1.92 | 0 | 11 |  |  |  |  | R-454B | 1.8167 | Residential & Commercial | USHP | Ducted CEE Tier 1
215425764 | Central HP <5.4 tons | YORK | HRCU-A-CB (Split System: Heat Pump with Remote Outdoor Unit-Air-Source) | HH824E2S11 | ADP |  | H,YE24*36+TXV | TM9Y080B12MP11 | 22000 | 17 | 8.55 | 21000 | 17000 | 80.95% | 1.92 | 0 | 11 |  |  |  |  | R-454B | 1.8333 | Residential & Commercial | USHP | Ducted CEE Tier 1
215425796 | Central HP <5.4 tons | YORK | HRCU-A-CB (Split System: Heat Pump with Remote Outdoor Unit-Air-Source) | HH824E2S11 | ADP |  | H,YE24*24+TXV | Y82E080B12LMPS1 | 21800 | 18 | 9 | 21200 | 17500 | 82.55% | 1.92 | 0 | 11 |  |  |  |  | R-454B | 1.8167 | Residential & Commercial | USHP | Ducted CEE Tier 1
215669917 | Central HP <5.4 tons | TEMPSTAR | HRCU-A-CB (Split System: Heat Pump with Remote Outdoor Unit-Air-Source) | T5H0V36*K*AAA* |  |  | ESH5X36M12A*+WALLCON | *96CTN0601714B* | 33400 | 16 | 8.5 | 36000 | 25800 | 71.67% | 1.76 | 0 | 9 |  |  |  |  | R-454B | 2.7833 | Residential & Commercial | USHP
216054689 | Central HP <5.4 tons | COLEMAN | HRCU-A-CB (Split System: Heat Pump with Remote Outdoor Unit-Air-Source) | HH836E2S11 | ASPEN |  | D(A,C,E)36A4K+TDR | TM8E080B12MP11 | 30600 | 18 | 8.5 | 31400 | 25400 | 80.89% | 2 | 0 | 10.5 |  |  |  |  | R-454B | 2.55 | Residential & Commercial | USHP | Ducted CEE Tier 1
216054712 | Central HP <5.4 tons | COLEMAN | HRCU-A-CB (Split System: Heat Pump with Remote Outdoor Unit-Air-Source) | HH836E2S11 | ASPEN |  | D(A,C,E)36A4K+TDR | TM9V080B12MP12 | 30600 | 18 | 8.5 | 30800 | 25200 | 81.82% | 2 | 0 | 10.5 |  |  |  |  | R-454B | 2.55 | Residential & Commercial | USHP | Ducted CEE Tier 1
216054737 | Central HP <5.4 tons | COLEMAN | HRCU-A-CB (Split System: Heat Pump with Remote Outdoor Unit-Air-Source) | HH836E2S11 | ASPEN |  | D(A,C,E)36A4K+TDR | TPLC100C16MP13 | 31000 | 18 | 8.5 | 31200 | 25400 | 81.41% | 2 | 0 | 10.5 |  |  |  |  | R-454B | 2.5833 | Residential & Commercial | USHP | Ducted CEE Tier 1
216054739 | Central HP <5.4 tons | COLEMAN | HRCU-A-CB (Split System: Heat Pump with Remote Outdoor Unit-Air-Source) | HH836E2S11 | ASPEN |  | D(A,C,E)36A4K+TDR | Z8ES080C16SMPS1 | 31000 | 18 | 8.5 | 30800 | 25000 | 81.17% | 2 | 0 | 11 |  |  |  |  | R-454B | 2.5833 | Residential & Commercial | USHP | Ducted CEE Tier 1
216054748 | Central HP <5.4 tons | COLEMAN | HRCU-A-CB (Split System: Heat Pump with Remote Outdoor Unit-Air-Source) | HH836E2S11 | ASPEN |  | D(A,C,E)36A4K+TDR | Z9ES080C20SMPS1 | 31200 | 17.5 | 8.1 | 32000 | 24200 | 75.62% | 2 | 0 | 10.5 |  |  |  |  | R-454B | 2.6 | Residential & Commercial | USHP | Ducted CEE Tier 1
215425775 | Central HP <5.4 tons | YORK | HRCU-A-CB (Split System: Heat Pump with Remote Outdoor Unit-Air-Source) | HH824E2S11 | ADP |  | H,YE33*30+TXV | Y81E060A12SMPS1 | 22400 | 17 | 8.8 | 21000 | 16900 | 80.48% | 1.96 | 0 | 11.5 |  |  |  |  | R-454B | 1.8667 | Residential & Commercial | USHP | Ducted CEE Tier 1
215425793 | Central HP <5.4 tons | YORK | HRCU-A-CB (Split System: Heat Pump with Remote Outdoor Unit-Air-Source) | HH824E2S11 | ADP |  | H,YE32*30+TXV | Y82E060A12LMPS1 | 22200 | 18 | 8.65 | 21200 | 17300 | 81.6% | 1.94 | 0 | 11.5 |  |  |  |  | R-454B | 1.85 | Residential & Commercial | USHP | Ducted CEE Tier 1
215425809 | Central HP <5.4 tons | YORK | HRCU-A-CB (Split System: Heat Pump with Remote Outdoor Unit-Air-Source) | HH824E2S11 | ADP |  | H,YE7J*24+TXV | Y91E026A08SMPS1 | 22400 | 17 | 8.3 | 21400 | 16900 | 78.97% | 1.96 | 0 | 11.5 |  |  |  |  | R-454B | 1.8667 | Residential & Commercial | USHP | Ducted CEE Tier 1
215425810 | Central HP <5.4 tons | YORK | HRCU-A-CB (Split System: Heat Pump with Remote Outdoor Unit-Air-Source) | HH824E2S11 | ADP |  | H,YE24*24+TXV | Y91E040A10SMPS1 | 21800 | 17 | 8.1 | 21200 | 17400 | 82.08% | 1.92 | 0 | 11 |  |  |  |  | R-454B | 1.8167 | Residential & Commercial | USHP | Ducted CEE Tier 1
215425811 | Central HP <5.4 tons | YORK | HRCU-A-CB (Split System: Heat Pump with Remote Outdoor Unit-Air-Source) | HH824E2S11 | ADP |  | H,YE24*36+TXV | Y91E040A10SMPS1 | 21800 | 17 | 8.1 | 21200 | 17400 | 82.08% | 1.92 | 0 | 11 |  |  |  |  | R-454B | 1.8167 | Residential & Commercial | USHP | Ducted CEE Tier 1
215425827 | Central HP <5.4 tons | YORK | HRCU-A-CB (Split System: Heat Pump with Remote Outdoor Unit-Air-Source) | HH824E2S11 | ADP |  | H,YE32*24+TXV | Y91E060B12SMPS1 | 22800 | 16 | 8.95 | 21400 | 18200 | 85.05% | 1.98 | 0 | 11.5 |  |  |  |  | R-454B | 1.9 | Residential & Commercial | USHP | Ducted CEE Tier 1
215425828 | Central HP <5.4 tons | YORK | HRCU-A-CB (Split System: Heat Pump with Remote Outdoor Unit-Air-Source) | HH824E2S11 | ADP |  | H,YE32*30+TXV | Y91E060B12SMPS1 | 22800 | 16 | 8.95 | 21400 | 18200 | 85.05% | 1.98 | 0 | 11.5 |  |  |  |  | R-454B | 1.9 | Residential & Commercial | USHP | Ducted CEE Tier 1
214671333 | Central HP <5.4 tons | LENNOX | HRCU-A-CB (Split System: Heat Pump with Remote Outdoor Unit-Air-Source) | EL22XPV-024-230A** | ADP |  | L*29/36U9 | SL297UH040NV36B* | 23800 | 21 | 8.5 | 22000 | 15400 | 70% | 1.92 | 0 | 13.5 |  |  |  |  | R-410A | 1.9833 | Residential & Commercial | USHP | Ducted CEE Tier 1
214608786 | Central HP <5.4 tons | COLEMAN | HRCU-A-CB (Split System: Heat Pump with Remote Outdoor Unit-Air-Source) | HMH72B361 | ASPEN |  | D(A,C,E)36C44+JMET12BS2N1+TDR | 0 | 35400 | 18 | 8.1 | 36000 | 26000 | 72.22% | 2.8 | 0 | 9 |  |  |  |  | R-410A | 2.95 | Residential & Commercial | USHP
206772798 | Central HP <5.4 tons | DAY & NIGHT | HRCU-A-CB (Split System: Heat Pump with Remote Outdoor Unit-Air-Source) | CVH837GKA2* |  |  | EHD4X42AAL+WALLCON | *97CMN1202422A* | 32400 | 16.5 | 8.1 | 33200 | 25000 | 75.3% | 1.96 | 11.5 | 11 |  |  |  |  | R-410A | 2.7 | Residential & Commercial | USHP | Ducted CEE Tier 1
214075452 | Central HP <5.4 tons | FRIEDRICH | HRCU-A-CB (Split System: Heat Pump with Remote Outdoor Unit-Air-Source) | RD17AZ24AJ3N |  |  | TCFZ2417MTANM | FR951V0403A17UHU | 22400 | 17 | 9.5 | 22400 | 17100 | 76.34% | 2 | 0 | 10 |  |  |  |  | R-410A | 1.8667 | Residential & Commercial | USHP | Ducted CEE Tier 1
213205866 | Central HP <5.4 tons | CARRIER | HRCU-A-CB (Split System: Heat Pump with Remote Outdoor Unit-Air-Source) | 38MURAQ24AA3* | ASPEN |  | D(A,C,E)30C44+TDR | 58S(B,C)*A070E21**16 | 23800 | 16 | 8.1 | 25400 | 22600 | 88.98% | 2.97 | 0 | 9.5 |  |  |  |  | R-410A | 1.9833 | Residential & Commercial | USHP
213205873 | Central HP <5.4 tons | CARRIER | HRCU-A-CB (Split System: Heat Pump with Remote Outdoor Unit-Air-Source) | 38MURAQ24AA3* | ASPEN |  | D(A,C,E)24B44+TDR | 58S(B,C)*A090E17**14 | 23800 | 16 | 8.1 | 25800 | 22800 | 88.37% | 2.97 | 0 | 9 |  |  |  |  | R-410A | 1.9833 | Residential & Commercial | USHP
215425807 | Central HP <5.4 tons | YORK | HRCU-A-CB (Split System: Heat Pump with Remote Outdoor Unit-Air-Source) | HH824E2S11 | ADP |  | H,YE32*30+TXV | Y91E026A08SMPS1 | 22200 | 17 | 8.2 | 21200 | 16900 | 79.72% | 1.94 | 0 | 11.5 |  |  |  |  | R-454B | 1.85 | Residential & Commercial | USHP | Ducted CEE Tier 1
215425848 | Central HP <5.4 tons | YORK | HRCU-A-CB (Split System: Heat Pump with Remote Outdoor Unit-Air-Source) | HH824E2S11 | ADP |  | H,YE32*24+TXV | YP9C080B12MP13 | 22200 | 17 | 8.65 | 21200 | 17300 | 81.6% | 1.94 | 0 | 11.5 |  |  |  |  | R-454B | 1.85 | Residential & Commercial | USHP | Ducted CEE Tier 1
213205880 | Central HP <5.4 tons | CARRIER | HRCU-A-CB (Split System: Heat Pump with Remote Outdoor Unit-Air-Source) | 38MURAQ24AA3* | ASPEN |  | D(A,C,E)36B34+TDR | 58S(B,C)*A090E17**14 | 23800 | 16 | 8.1 | 25800 | 22800 | 88.37% | 2.92 | 0 | 9.5 |  |  |  |  | R-410A | 1.9833 | Residential & Commercial | USHP
213206032 | Central HP <5.4 tons | CARRIER | HRCU-A-CB (Split System: Heat Pump with Remote Outdoor Unit-Air-Source) | 38MURAQ24AA3* | ASPEN |  | D(A,C,E)30B34+TDR | 59SC2D080E21**20 | 23800 | 16 | 8.5 | 26000 | 23000 | 88.46% | 2.95 | 0 | 9.5 |  |  |  |  | R-410A | 1.9833 | Residential & Commercial | USHP
213206125 | Central HP <5.4 tons | CARRIER | HRCU-A-CB (Split System: Heat Pump with Remote Outdoor Unit-Air-Source) | 38MURAQ24AA3* | ASPEN |  | D(A,C,E)30C44+TDR | 59SC5B080E21**20 | 23800 | 15.5 | 8.5 | 26000 | 22600 | 86.92% | 2.88 | 0 | 9.5 |  |  |  |  | R-410A | 1.9833 | Residential & Commercial | USHP
213206164 | Central HP <5.4 tons | CARRIER | HRCU-A-CB (Split System: Heat Pump with Remote Outdoor Unit-Air-Source) | 38MURAQ24AA3* | ASPEN |  | D(A,C,E)36C34+TDR | 59TP6B060V14**12 | 23200 | 16 | 8.1 | 24400 | 22000 | 90.16% | 2.89 | 0 | 9.4 |  |  |  |  | R-410A | 1.9333 | Residential & Commercial | USHP
215683607 | Central HP <5.4 tons | CARRIER | HRCU-A-CB (Split System: Heat Pump with Remote Outdoor Unit-Air-Source) | 27VNA024A*030* |  |  | CAA**2517AM*+UI | 59MN7C060C17**14 | 23800 | 17 | 9 | 23400 | 16500 | 70.51% | 2 | 0 | 10.5 |  |  |  |  | R-454B | 1.9833 | Residential & Commercial | USHP | Ducted CEE Tier 1
213770274 | Central HP <5.4 tons | BRYANT HEATING AND COOLING SYSTEMS | HRCU-A-CB (Split System: Heat Pump with Remote Outdoor Unit-Air-Source) | 284ANV048*0**B* |  |  | CAP**4824AL*+UI | 88*TB66135C24*** | 44000 | 21 | 9 | 46000 | 36200 | 78.7% | 2.28 | 0 | 11.7 |  |  |  |  | R-410A | 3.6667 | Residential & Commercial | USHP | Ducted CEE Tier 1
213770342 | Central HP <5.4 tons | BRYANT HEATING AND COOLING SYSTEMS | HRCU-A-CB (Split System: Heat Pump with Remote Outdoor Unit-Air-Source) | 284ANV048*0**B* |  |  | CSPH*6012AL*+UI | 88*TB36045C17*** | 44000 | 19.5 | 8.5 | 47000 | 37400 | 79.57% | 2.24 | 0 | 10 |  |  |  |  | R-410A | 3.6667 | Residential & Commercial | USHP | Ducted CEE Tier 1
213770506 | Central HP <5.4 tons | BRYANT HEATING AND COOLING SYSTEMS | HRCU-A-CB (Split System: Heat Pump with Remote Outdoor Unit-Air-Source) | 288BNV025*0**B* |  |  | CAP**2417AL*+UI | 88*TB48070C17*** | 23200 | 16.5 | 8.1 | 22000 | 16800 | 76.36% | 1.9 | 0 | 10.5 |  |  |  |  | R-410A | 1.9333 | Residential & Commercial | USHP | Ducted CEE Tier 1
213770676 | Central HP <5.4 tons | BRYANT HEATING AND COOLING SYSTEMS | HRCU-A-CB (Split System: Heat Pump with Remote Outdoor Unit-Air-Source) | 288BNV025*0**B* |  |  | CAP**2517AL*+UI | 986TD42080C17*** | 24200 | 16.5 | 8.1 | 21400 | 16700 | 78.04% | 2.02 | 0 | 11 |  |  |  |  | R-410A | 2.0167 | Residential & Commercial | USHP | Ducted CEE Tier 1
215425732 | Central HP <5.4 tons | YORK | HRCU-A-CB (Split System: Heat Pump with Remote Outdoor Unit-Air-Source) | HH824E2S11 | ADP |  | H,YE32*30+TXV | TM9V040A10MP12 | 22200 | 16 | 8.65 | 21200 | 17100 | 80.66% | 1.94 | 0 | 10.5 |  |  |  |  | R-454B | 1.85 | Residential & Commercial | USHP | Ducted CEE Tier 1
215425748 | Central HP <5.4 tons | YORK | HRCU-A-CB (Split System: Heat Pump with Remote Outdoor Unit-Air-Source) | HH824E2S11 | ADP |  | H,YE7J*24+TXV | TM9V080B12MP12 | 22400 | 17 | 8.8 | 21400 | 17300 | 80.84% | 1.96 | 0 | 11.5 |  |  |  |  | R-454B | 1.8667 | Residential & Commercial | USHP | Ducted CEE Tier 1
215425757 | Central HP <5.4 tons | YORK | HRCU-A-CB (Split System: Heat Pump with Remote Outdoor Unit-Air-Source) | HH824E2S11 | ADP |  | H,YE24*36+TXV | TM9Y060B12MP11 | 21800 | 17 | 8.55 | 21200 | 17300 | 81.6% | 1.92 | 0 | 11 |  |  |  |  | R-454B | 1.8167 | Residential & Commercial | USHP | Ducted CEE Tier 1
215425791 | Central HP <5.4 tons | YORK | HRCU-A-CB (Split System: Heat Pump with Remote Outdoor Unit-Air-Source) | HH824E2S11 | ADP |  | H,YE32*30+TXV-BLEED | Y82E060A12LMPS1 | 22200 | 18 | 8.65 | 21200 | 17300 | 81.6% | 1.94 | 0 | 11.5 |  |  |  |  | R-454B | 1.85 | Residential & Commercial | USHP | Ducted CEE Tier 1
215425805 | Central HP <5.4 tons | YORK | HRCU-A-CB (Split System: Heat Pump with Remote Outdoor Unit-Air-Source) | HH824E2S11 | ADP |  | H,YE32*30+TXV-BLEED | Y91E026A08SMPS1 | 22200 | 17 | 8.2 | 21200 | 16900 | 79.72% | 1.94 | 0 | 11.5 |  |  |  |  | R-454B | 1.85 | Residential & Commercial | USHP | Ducted CEE Tier 1
215425823 | Central HP <5.4 tons | YORK | HRCU-A-CB (Split System: Heat Pump with Remote Outdoor Unit-Air-Source) | HH824E2S11 | ADP |  | H,YE7J*24+TXV | Y91E060A10SMPS1 | 22400 | 17 | 8.3 | 21400 | 17200 | 80.37% | 1.96 | 0 | 11.5 |  |  |  |  | R-454B | 1.8667 | Residential & Commercial | USHP | Ducted CEE Tier 1
213079847 | Central HP <5.4 tons | BRYANT HEATING AND COOLING SYSTEMS | HRCU-A-CB (Split System: Heat Pump with Remote Outdoor Unit-Air-Source) | 38MURAQ36AB3* |  |  | CAP**3721AL* | 912SE66100M21*** | 36200 | 16.5 | 8.5 | 38000 | 34800 | 91.58% | 2.04 | 0 | 10 |  |  |  |  | R-410A | 3.0167 | Residential & Commercial | USHP | Ducted CEE Tier 1
213080100 | Central HP <5.4 tons | BRYANT HEATING AND COOLING SYSTEMS | HRCU-A-CB (Split System: Heat Pump with Remote Outdoor Unit-Air-Source) | 38MURAQ36AB3* |  |  | CNPV*4217AL* | 916SA48080M17*** | 35600 | 15.5 | 8.1 | 38500 | 35200 | 91.43% | 1.94 | 0 | 10 |  |  |  |  | R-410A | 2.9667 | Residential & Commercial | USHP | Ducted CEE Tier 1
213080549 | Central HP <5.4 tons | BRYANT HEATING AND COOLING SYSTEMS | HRCU-A-CB (Split System: Heat Pump with Remote Outdoor Unit-Air-Source) | 38MURAQ36AB3* |  |  | CAP**4221AL* | 935SB36040M17*** | 35200 | 15.2 | 8.1 | 39000 | 35200 | 90.26% | 1.88 | 0 | 9.5 |  |  |  |  | R-410A | 2.9333 | Residential & Commercial | USHP
213088505 | Central HP <5.4 tons | TEMPSTAR | HRCU-A-CB (Split System: Heat Pump with Remote Outdoor Unit-Air-Source) | DLCURAH36ABK | ADP |  | H,RG80936+AEFE3A* | 0 | 36000 | 16 | 8.1 | 38000 | 35000 | 92.11% | 1.82 | 0 | 10 |  |  |  |  | R-410A | 3 | Residential & Commercial | USHP | Ducted CEE Tier 1
215425826 | Central HP <5.4 tons | YORK | HRCU-A-CB (Split System: Heat Pump with Remote Outdoor Unit-Air-Source) | HH824E2S11 | ADP |  | H,YE32*30+TXV-BLEED | Y91E060B12SMPS1 | 22800 | 16 | 8.95 | 21400 | 18200 | 85.05% | 1.98 | 0 | 11.5 |  |  |  |  | R-454B | 1.9 | Residential & Commercial | USHP | Ducted CEE Tier 1
211708481 | Central HP <5.4 tons | COLEMAN | HRCU-A-CB (Split System: Heat Pump with Remote Outdoor Unit-Air-Source) | THF2B48T21 | ASPEN |  | D(A,C,E)48D36+TDR | TM9V100C16MP12 | 45500 | 16 | 8.2 | 44000 | 30800 | 70% | 3.13 | 0 | 11.9 |  |  |  |  | R-410A | 3.7917 | Residential & Commercial | USHP | Ducted CEE Tier 1
211708483 | Central HP <5.4 tons | COLEMAN | HRCU-A-CB (Split System: Heat Pump with Remote Outdoor Unit-Air-Source) | THF2B48T21 | ASPEN |  | D(A,C,E)48D36+TDR | TM9V100C20MP12 | 45500 | 16 | 8.2 | 44000 | 31200 | 70.91% | 3.13 | 0 | 11.9 |  |  |  |  | R-410A | 3.7917 | Residential & Commercial | USHP | Ducted CEE Tier 1
211708531 | Central HP <5.4 tons | COLEMAN | HRCU-A-CB (Split System: Heat Pump with Remote Outdoor Unit-Air-Source) | THF2B48T21 | ASPEN |  | D(A,C,E)48D36+TDR | TPLC100C16MP13 | 45500 | 16 | 8.2 | 44000 | 30800 | 70% | 3.14 | 0 | 11.9 |  |  |  |  | R-410A | 3.7917 | Residential & Commercial | USHP | Ducted CEE Tier 1
214604904 | Central HP <5.4 tons | CHAMPION HEATING AND COOLING | HRCU-A-CB (Split System: Heat Pump with Remote Outdoor Unit-Air-Source) | THF2B48T21 | ASPEN |  | DP61A44+TDR | TM9E080C16MP12 | 42500 | 16 | 8.2 | 44500 | 31200 | 70.11% | 3.12 | 0 | 11 |  |  |  |  | R-410A | 3.5417 | Residential & Commercial | USHP | Ducted CEE Tier 1
215425832 | Central HP <5.4 tons | YORK | HRCU-A-CB (Split System: Heat Pump with Remote Outdoor Unit-Air-Source) | HH824E2S11 | ADP |  | H,YE24*36+TXV | Y91E080B12SMPS1 | 21800 | 17 | 8.55 | 21200 | 17400 | 82.08% | 1.92 | 0 | 11 |  |  |  |  | R-454B | 1.8167 | Residential & Commercial | USHP | Ducted CEE Tier 1
206771105 | Central HP <5.4 tons | DAY & NIGHT | HRCU-A-CB (Split System: Heat Pump with Remote Outdoor Unit-Air-Source) | CVH837GKA2* |  |  | EA*4X36L21A*+WALLCON | *97CMN0801714A* | 31400 | 17 | 8.1 | 33400 | 24600 | 73.65% | 1.84 | 11 | 11 |  |  |  |  | R-410A | 2.6167 | Residential & Commercial | USHP | Ducted CEE Tier 1
206771348 | Central HP <5.4 tons | DAY & NIGHT | HRCU-A-CB (Split System: Heat Pump with Remote Outdoor Unit-Air-Source) | CVH837GKA2* |  |  | EA*4X37L21A*+WALLCON | *96CTN1002122A* | 33000 | 17.5 | 8.5 | 33000 | 25200 | 76.36% | 2 | 12 | 11.7 |  |  |  |  | R-410A | 2.75 | Residential & Commercial | USHP | Ducted CEE Tier 1
206771798 | Central HP <5.4 tons | DAY & NIGHT | HRCU-A-CB (Split System: Heat Pump with Remote Outdoor Unit-Air-Source) | CVH837GKA2* |  |  | EA*4X48L21A*+WALLCON | *96CTN0801714A* | 32200 | 17 | 8.1 | 32800 | 25200 | 76.83% | 1.96 | 11.5 | 11 |  |  |  |  | R-410A | 2.6833 | Residential & Commercial | USHP | Ducted CEE Tier 1
215425839 | Central HP <5.4 tons | YORK | HRCU-A-CB (Split System: Heat Pump with Remote Outdoor Unit-Air-Source) | HH824E2S11 | ADP |  | H,YE24*36+TXV | YP9C060B12MP13 | 21800 | 17 | 8.55 | 21200 | 17200 | 81.13% | 1.92 | 0 | 11 |  |  |  |  | R-454B | 1.8167 | Residential & Commercial | USHP | Ducted CEE Tier 1
213495336 | Central HP <5.4 tons | CHAMPION HEATING AND COOLING | HRCU-A-CB (Split System: Heat Pump with Remote Outdoor Unit-Air-Source) | HMH72B341 | ASPEN |  | C(A,C,D,E)36A36+TDR | Z8ES100C20LMPS1 | 31200 | 17.4 | 8.3 | 33000 | 27600 | 83.64% | 2.68 | 0 | 9.3 |  |  |  |  | R-410A | 2.6 | Residential & Commercial | USHP
213494031 | Central HP <5.4 tons | CHAMPION HEATING AND COOLING | HRCU-A-CB (Split System: Heat Pump with Remote Outdoor Unit-Air-Source) | HMH72B341 | ASPEN |  | C(A,C,D,E)48A34+TDR | Z8ET120C20LMPS1 | 32200 | 18.5 | 8.5 | 33200 | 27800 | 83.73% | 2.7 | 0 | 9.4 |  |  |  |  | R-410A | 2.6833 | Residential & Commercial | USHP
213495288 | Central HP <5.4 tons | CHAMPION HEATING AND COOLING | HRCU-A-CB (Split System: Heat Pump with Remote Outdoor Unit-Air-Source) | HMH72B341 | ASPEN |  | C(A,C,D,E)36A36+TDR | Z8ES080C20LMPS1 | 31200 | 17.8 | 8.3 | 33000 | 28200 | 85.45% | 2.67 | 0 | 9.8 |  |  |  |  | R-410A | 2.6 | Residential & Commercial | USHP
206767098 | Central HP <5.4 tons | AIRQUEST | HRCU-A-CB (Split System: Heat Pump with Remote Outdoor Unit-Air-Source) | HVH825GKA3* |  |  | EA*4X25L17A*+WALLCON | *80CSU0601716A* | 24400 | 16.5 | 8.1 | 21200 | 16600 | 78.3% | 2 | 11.5 | 11 |  |  |  |  | R-410A | 2.0333 | Residential & Commercial | USHP | Ducted CEE Tier 1
215425718 | Central HP <5.4 tons | YORK | HRCU-A-CB (Split System: Heat Pump with Remote Outdoor Unit-Air-Source) | HH824E2S11 | ADP |  | H,YE32*30+TXV | TM9E060B12MP12 | 22800 | 16 | 8.9 | 21400 | 17900 | 83.64% | 1.98 | 0 | 11.5 |  |  |  |  | R-454B | 1.9 | Residential & Commercial | USHP | Ducted CEE Tier 1
215425720 | Central HP <5.4 tons | YORK | HRCU-A-CB (Split System: Heat Pump with Remote Outdoor Unit-Air-Source) | HH824E2S11 | ADP |  | H,YE7J*24+TXV | TM9E060B12MP12 | 23000 | 16 | 9 | 21400 | 17900 | 83.64% | 2 | 0 | 11.7 |  |  |  |  | R-454B | 1.9167 | Residential & Commercial | USHP | Ducted CEE Tier 1
215425733 | Central HP <5.4 tons | YORK | HRCU-A-CB (Split System: Heat Pump with Remote Outdoor Unit-Air-Source) | HH824E2S11 | ADP |  | H,YE33*30+TXV | TM9V040A10MP12 | 22400 | 16 | 8.8 | 21400 | 17100 | 79.91% | 1.96 | 0 | 10.5 |  |  |  |  | R-454B | 1.8667 | Residential & Commercial | USHP | Ducted CEE Tier 1
215425734 | Central HP <5.4 tons | YORK | HRCU-A-CB (Split System: Heat Pump with Remote Outdoor Unit-Air-Source) | HH824E2S11 | ADP |  | H,YE7J*24+TXV | TM9V040A10MP12 | 22400 | 16 | 8.8 | 21400 | 17100 | 79.91% | 1.96 | 0 | 10.5 |  |  |  |  | R-454B | 1.8667 | Residential & Commercial | USHP | Ducted CEE Tier 1
215425750 | Central HP <5.4 tons | YORK | HRCU-A-CB (Split System: Heat Pump with Remote Outdoor Unit-Air-Source) | HH824E2S11 | ADP |  | H,YE24*36+TXV | TM9Y040A10MP11 | 22200 | 16 | 8.1 | 20800 | 16900 | 81.25% | 1.92 | 0 | 10.5 |  |  |  |  | R-454B | 1.85 | Residential & Commercial | USHP | Ducted CEE Tier 1
215425751 | Central HP <5.4 tons | YORK | HRCU-A-CB (Split System: Heat Pump with Remote Outdoor Unit-Air-Source) | HH824E2S11 | ADP |  | H,YE32*30+TXV-BLEED | TM9Y040A10MP11 | 22200 | 16 | 8.2 | 20800 | 16900 | 81.25% | 1.94 | 0 | 10.5 |  |  |  |  | R-454B | 1.85 | Residential & Commercial | USHP | Ducted CEE Tier 1
215425768 | Central HP <5.4 tons | YORK | HRCU-A-CB (Split System: Heat Pump with Remote Outdoor Unit-Air-Source) | HH824E2S11 | ADP |  | H,YE33*30+TXV | TM9Y080B12MP11 | 23000 | 17 | 9 | 21400 | 18100 | 84.58% | 2 | 0 | 11.7 |  |  |  |  | R-454B | 1.9167 | Residential & Commercial | USHP | Ducted CEE Tier 1
215425784 | Central HP <5.4 tons | YORK | HRCU-A-CB (Split System: Heat Pump with Remote Outdoor Unit-Air-Source) | HH824E2S11 | ADP |  | H,YE32*30+TXV-BLEED | Y81E100B12SMPS1 | 23000 | 17 | 8.95 | 21400 | 18200 | 85.05% | 1.98 | 0 | 12 |  |  |  |  | R-454B | 1.9167 | Residential & Commercial | USHP | Ducted CEE Tier 1
215425746 | Central HP <5.4 tons | YORK | HRCU-A-CB (Split System: Heat Pump with Remote Outdoor Unit-Air-Source) | HH824E2S11 | ADP |  | H,YE32*30+TXV | TM9V080B12MP12 | 22200 | 17 | 8.65 | 21200 | 17300 | 81.6% | 1.94 | 0 | 11.5 |  |  |  |  | R-454B | 1.85 | Residential & Commercial | USHP | Ducted CEE Tier 1
215425766 | Central HP <5.4 tons | YORK | HRCU-A-CB (Split System: Heat Pump with Remote Outdoor Unit-Air-Source) | HH824E2S11 | ADP |  | H,YE32*24+TXV | TM9Y080B12MP11 | 22200 | 17 | 8.65 | 21000 | 17000 | 80.95% | 1.94 | 0 | 11.5 |  |  |  |  | R-454B | 1.85 | Residential & Commercial | USHP | Ducted CEE Tier 1
215425782 | Central HP <5.4 tons | YORK | HRCU-A-CB (Split System: Heat Pump with Remote Outdoor Unit-Air-Source) | HH824E2S11 | ADP |  | H,YE33*30+TXV | Y81E080B12SMPS1 | 23000 | 18 | 9 | 21400 | 18100 | 84.58% | 2 | 0 | 12 |  |  |  |  | R-454B | 1.9167 | Residential & Commercial | USHP | Ducted CEE Tier 1
215425798 | Central HP <5.4 tons | YORK | HRCU-A-CB (Split System: Heat Pump with Remote Outdoor Unit-Air-Source) | HH824E2S11 | ADP |  | H,YE32*30+TXV-BLEED | Y82E080B12LMPS1 | 22200 | 18 | 9.1 | 21200 | 17500 | 82.55% | 1.94 | 0 | 11 |  |  |  |  | R-454B | 1.85 | Residential & Commercial | USHP | Ducted CEE Tier 1
214776341 | Central HP <5.4 tons | YORK | HRCU-A-CB (Split System: Heat Pump with Remote Outdoor Unit-Air-Source) | HH824E2S11 | ADP |  | CV360**C+TXV | TM9V040A10MP12 | 21800 | 16 | 8.45 | 21200 | 17100 | 80.66% | 1.9 | 0 | 10 |  |  |  |  | R-454B | 1.8167 | Residential & Commercial | USHP | Ducted CEE Tier 1
214776343 | Central HP <5.4 tons | YORK | HRCU-A-CB (Split System: Heat Pump with Remote Outdoor Unit-Air-Source) | HH824E2S11 | ADP |  | CV240**C+TXV | TM9V040A10MP12 | 21800 | 16 | 8.5 | 21200 | 17100 | 80.66% | 1.9 | 0 | 10 |  |  |  |  | R-454B | 1.8167 | Residential & Commercial | USHP | Ducted CEE Tier 1
214776345 | Central HP <5.4 tons | YORK | HRCU-A-CB (Split System: Heat Pump with Remote Outdoor Unit-Air-Source) | HH824E2S11 | ADP |  | CH360**C+TXV | TM9V040A10MP12 | 22200 | 16 | 8.65 | 21200 | 17100 | 80.66% | 1.94 | 0 | 10.5 |  |  |  |  | R-454B | 1.85 | Residential & Commercial | USHP | Ducted CEE Tier 1
216751886 | Central HP <5.4 tons | YORK | HRCU-A-CB (Split System: Heat Pump with Remote Outdoor Unit-Air-Source) | HH860E2S11 | ADP |  | H,YG84*48+TXV-BLEED | Y91E100C16SMPS1 | 45500 | 18 | 9 | 44000 | 33400 | 75.91% | 2 | 0 | 11.7 |  |  |  |  | R-454B | 3.7917 | Residential & Commercial | USHP | Ducted CEE Tier 1
212623064 | Central HP <5.4 tons | COLEMAN | HRCU-A-CB (Split System: Heat Pump with Remote Outdoor Unit-Air-Source) | HMH72B341 | ASPEN |  | D(A,C,E)42B34+TDR | TM9E080B12MP12 | 32600 | 17.5 | 8.5 | 33800 | 27400 | 81.07% | 2.65 | 0 | 10 |  |  |  |  | R-410A | 2.7167 | Residential & Commercial | USHP | Ducted CEE Tier 1
212623081 | Central HP <5.4 tons | COLEMAN | HRCU-A-CB (Split System: Heat Pump with Remote Outdoor Unit-Air-Source) | HMH72B341 | ASPEN |  | D(A,C,E)42D24+TDR | TM8E100C16MP11 | 32200 | 18 | 8.4 | 33800 | 28600 | 84.62% | 2.72 | 0 | 10 |  |  |  |  | R-410A | 2.6833 | Residential & Commercial | USHP | Ducted CEE Tier 1
212623113 | Central HP <5.4 tons | COLEMAN | HRCU-A-CB (Split System: Heat Pump with Remote Outdoor Unit-Air-Source) | HMH72B341 | ASPEN |  | C(A,C,D,E)42C24+TDR | TM8E060A12MP11 | 30400 | 17.5 | 8.1 | 33800 | 27400 | 81.07% | 2.44 | 0 | 9 |  |  |  |  | R-410A | 2.5333 | Residential & Commercial | USHP
212623146 | Central HP <5.4 tons | COLEMAN | HRCU-A-CB (Split System: Heat Pump with Remote Outdoor Unit-Air-Source) | HMH72B341 | ASPEN |  | C(A,C,D,E)48D24+TDR | TM8E100B12MP11 | 31200 | 17.8 | 8.5 | 33800 | 27400 | 81.07% | 2.64 | 0 | 9.7 |  |  |  |  | R-410A | 2.6 | Residential & Commercial | USHP
212623164 | Central HP <5.4 tons | COLEMAN | HRCU-A-CB (Split System: Heat Pump with Remote Outdoor Unit-Air-Source) | HMH72B341 | ASPEN |  | C(A,C,D,E)36A44+TDR | TMLE060A12MP11 | 32200 | 18 | 8.1 | 33800 | 27400 | 81.07% | 2.44 | 0 | 9.9 |  |  |  |  | R-410A | 2.6833 | Residential & Commercial | USHP
212623178 | Central HP <5.4 tons | COLEMAN | HRCU-A-CB (Split System: Heat Pump with Remote Outdoor Unit-Air-Source) | HMH72B341 | ASPEN |  | D(A,C,E)36B44+TDR | TMLE060A12MP11 | 33000 | 18 | 8.1 | 33800 | 27400 | 81.07% | 2.44 | 0 | 10 |  |  |  |  | R-410A | 2.75 | Residential & Commercial | USHP | Ducted CEE Tier 1
214239875 | Central HP <5.4 tons | HEIL | HRCU-A-CB (Split System: Heat Pump with Remote Outdoor Unit-Air-Source) | HVH837GKA** |  |  | EN(A,D,W)4X48L21**+WALLCON | *80CTL0902120B* | 32400 | 17 | 8.1 | 32600 | 24600 | 75.46% | 1.96 | 0 | 11.7 |  |  |  |  | R-410A | 2.7 | Residential & Commercial | USHP | Ducted CEE Tier 1
215425769 | Central HP <5.4 tons | YORK | HRCU-A-CB (Split System: Heat Pump with Remote Outdoor Unit-Air-Source) | HH824E2S11 | ADP |  | H,YE7J*24+TXV | TM9Y080B12MP11 | 23000 | 17 | 9 | 21400 | 18100 | 84.58% | 2 | 0 | 11.7 |  |  |  |  | R-454B | 1.9167 | Residential & Commercial | USHP | Ducted CEE Tier 1
215425787 | Central HP <5.4 tons | YORK | HRCU-A-CB (Split System: Heat Pump with Remote Outdoor Unit-Air-Source) | HH824E2S11 | ADP |  | H,YE33*30+TXV | Y81E100B12SMPS1 | 23000 | 18 | 9 | 21400 | 18200 | 85.05% | 2 | 0 | 12 |  |  |  |  | R-454B | 1.9167 | Residential & Commercial | USHP | Ducted CEE Tier 1
215425801 | Central HP <5.4 tons | YORK | HRCU-A-CB (Split System: Heat Pump with Remote Outdoor Unit-Air-Source) | HH824E2S11 | ADP |  | H,YE33*30+TXV | Y82E080B12LMPS1 | 23000 | 18 | 9 | 21400 | 18100 | 84.58% | 2 | 0 | 12 |  |  |  |  | R-454B | 1.9167 | Residential & Commercial | USHP | Ducted CEE Tier 1
215425835 | Central HP <5.4 tons | YORK | HRCU-A-CB (Split System: Heat Pump with Remote Outdoor Unit-Air-Source) | HH824E2S11 | ADP |  | H,YE32*30+TXV | Y91E080B12SMPS1 | 22200 | 17 | 8.65 | 21200 | 17400 | 82.08% | 1.94 | 0 | 11.5 |  |  |  |  | R-454B | 1.85 | Residential & Commercial | USHP | Ducted CEE Tier 1
216054692 | Central HP <5.4 tons | COLEMAN | HRCU-A-CB (Split System: Heat Pump with Remote Outdoor Unit-Air-Source) | HH836E2S11 | ASPEN |  | D(A,C,E)36A4K+TDR | TM8E100B12MP11 | 30600 | 18 | 8.5 | 31200 | 25400 | 81.41% | 2 | 0 | 10.5 |  |  |  |  | R-454B | 2.55 | Residential & Commercial | USHP | Ducted CEE Tier 1
216054724 | Central HP <5.4 tons | COLEMAN | HRCU-A-CB (Split System: Heat Pump with Remote Outdoor Unit-Air-Source) | HH836E2S11 | ASPEN |  | D(A,C,E)36A4K+TDR | TMLE100B12MP11 | 30600 | 18 | 8.5 | 31200 | 25400 | 81.41% | 2 | 0 | 10.5 |  |  |  |  | R-454B | 2.55 | Residential & Commercial | USHP | Ducted CEE Tier 1
215425803 | Central HP <5.4 tons | YORK | HRCU-A-CB (Split System: Heat Pump with Remote Outdoor Unit-Air-Source) | HH824E2S11 | ADP |  | H,YE24*24+TXV | Y91E026A08SMPS1 | 22000 | 17 | 8.1 | 21200 | 16900 | 79.72% | 1.92 | 0 | 11 |  |  |  |  | R-454B | 1.8333 | Residential & Commercial | USHP | Ducted CEE Tier 1
216054523 | Central HP <5.4 tons | COLEMAN | HRCU-A-CB (Split System: Heat Pump with Remote Outdoor Unit-Air-Source) | HH824E2S11 | ASPEN |  | D(A,C,E)24B4K+TDR | CPLC080B12MP13 | 22400 | 17 | 8.5 | 22800 | 17700 | 77.63% | 2 | 0 | 12 |  |  |  |  | R-454B | 1.8667 | Residential & Commercial | USHP | Ducted CEE Tier 1
216054558 | Central HP <5.4 tons | COLEMAN | HRCU-A-CB (Split System: Heat Pump with Remote Outdoor Unit-Air-Source) | HH824E2S11 | ASPEN |  | D(A,C,E)24B3K+TDR | TM8Y080B12MP11 | 22000 | 17 | 8.1 | 22600 | 18300 | 80.97% | 2 | 0 | 12 |  |  |  |  | R-454B | 1.8333 | Residential & Commercial | USHP | Ducted CEE Tier 1
216054625 | Central HP <5.4 tons | COLEMAN | HRCU-A-CB (Split System: Heat Pump with Remote Outdoor Unit-Air-Source) | HH824E2S11 | ASPEN |  | C(A,C,D,E)24D2K+TDR | TP9C080B12MP13 | 21000 | 17 | 8.5 | 22800 | 18300 | 80.26% | 2 | 0 | 11.7 |  |  |  |  | R-454B | 1.75 | Residential & Commercial | USHP | Ducted CEE Tier 1
216054627 | Central HP <5.4 tons | COLEMAN | HRCU-A-CB (Split System: Heat Pump with Remote Outdoor Unit-Air-Source) | HH824E2S11 | ASPEN |  | D(A,C,E)24B4K+TDR | TP9C080B12MP13 | 22600 | 17 | 8.5 | 22800 | 18300 | 80.26% | 2 | 0 | 12 |  |  |  |  | R-454B | 1.8833 | Residential & Commercial | USHP | Ducted CEE Tier 1
213772695 | Central HP <5.4 tons | CARRIER | HRCU-A-CB (Split System: Heat Pump with Remote Outdoor Unit-Air-Source) | 25VNA825A*032* |  |  | CAP**2417AL*+UI | 59TN6C060C17**14 | 23200 | 16 | 8.1 | 22000 | 16800 | 76.36% | 1.88 | 0 | 10 |  |  |  |  | R-410A | 1.9333 | Residential & Commercial | USHP | Ducted CEE Tier 1
216054632 | Central HP <5.4 tons | COLEMAN | HRCU-A-CB (Split System: Heat Pump with Remote Outdoor Unit-Air-Source) | HH824E2S11 | ASPEN |  | D(A,C,E)36A4K+TDR | TPLC080B12MP13 | 22600 | 17 | 8.5 | 22600 | 17700 | 78.32% | 2 | 0 | 12 |  |  |  |  | R-454B | 1.8833 | Residential & Commercial | USHP | Ducted CEE Tier 1
216054667 | Central HP <5.4 tons | COLEMAN | HRCU-A-CB (Split System: Heat Pump with Remote Outdoor Unit-Air-Source) | HH824E2S11 | ASPEN |  | D(A,C,E)24B4K+TDR | Z9ES060A10SMPS1 | 21000 | 17.5 | 8.5 | 23000 | 17600 | 76.52% | 2 | 0 | 11.7 |  |  |  |  | R-454B | 1.75 | Residential & Commercial | USHP | Ducted CEE Tier 1
213771327 | Central HP <5.4 tons | HEIL | HRCU-A-CB (Split System: Heat Pump with Remote Outdoor Unit-Air-Source) | HVH825GKA2* |  |  | EA*4X42L21A*+WALLCON | *97CMN1002122B* | 23800 | 16.5 | 8.1 | 21400 | 16600 | 77.57% | 1.96 | 0 | 11 |  |  |  |  | R-410A | 1.9833 | Residential & Commercial | USHP | Ducted CEE Tier 1
214776312 | Central HP <5.4 tons | YORK | HRCU-A-CB (Split System: Heat Pump with Remote Outdoor Unit-Air-Source) | HH824E2S11 | ADP |  | CV363**C+TXV | TL9E060B12UH11 | 23000 | 16.5 | 9 | 21400 | 17600 | 82.24% | 2 | 0 | 12 |  |  |  |  | R-454B | 1.9167 | Residential & Commercial | USHP | Ducted CEE Tier 1
214776330 | Central HP <5.4 tons | YORK | HRCU-A-CB (Split System: Heat Pump with Remote Outdoor Unit-Air-Source) | HH824E2S11 | ADP |  | CV240**C+TXV | TM9E060A10MP12 | 21800 | 16 | 8.5 | 21200 | 17700 | 83.49% | 1.9 | 0 | 10 |  |  |  |  | R-454B | 1.8167 | Residential & Commercial | USHP | Ducted CEE Tier 1
214776348 | Central HP <5.4 tons | YORK | HRCU-A-CB (Split System: Heat Pump with Remote Outdoor Unit-Air-Source) | HH824E2S11 | ADP |  | CX360B*35+TXV | TM9V060B12MP12 | 23000 | 17 | 9 | 21400 | 17600 | 82.24% | 2 | 0 | 12 |  |  |  |  | R-454B | 1.9167 | Residential & Commercial | USHP | Ducted CEE Tier 1
213238539 | Central HP <5.4 tons | CHAMPION HEATING AND COOLING | HRCU-A-CB (Split System: Heat Pump with Remote Outdoor Unit-Air-Source) | THF2B48T21 | ASPEN |  | D(A,C,E)48B44+TDR | TM8E120C16MP11 | 42500 | 15.9 | 8.2 | 44000 | 31200 | 70.91% | 3.12 | 0 | 11.5 |  |  |  |  | R-410A | 3.5417 | Residential & Commercial | USHP | Ducted CEE Tier 1
213495398 | Central HP <5.4 tons | CHAMPION HEATING AND COOLING | HRCU-A-CB (Split System: Heat Pump with Remote Outdoor Unit-Air-Source) | HMH72B341 | ASPEN |  | C(A,C,D,E)36A36+TDR | Z8ET100C16LMPS1 | 31200 | 17.8 | 8.3 | 33000 | 27800 | 84.24% | 2.66 | 0 | 9.3 |  |  |  |  | R-410A | 2.6 | Residential & Commercial | USHP
213493910 | Central HP <5.4 tons | CHAMPION HEATING AND COOLING | HRCU-A-CB (Split System: Heat Pump with Remote Outdoor Unit-Air-Source) | HMH72B341 | ASPEN |  | C(A,C,D,E)36A34+TDR | Z8ES080C20SMPS1 | 31200 | 17.8 | 8.3 | 33000 | 28200 | 85.45% | 2.67 | 0 | 9.8 |  |  |  |  | R-410A | 2.6 | Residential & Commercial | USHP
213493937 | Central HP <5.4 tons | CHAMPION HEATING AND COOLING | HRCU-A-CB (Split System: Heat Pump with Remote Outdoor Unit-Air-Source) | HMH72B341 | ASPEN |  | C(A,C,D,E)48A34+TDR | Z8ES100C16LMPS1 | 32200 | 18 | 8.5 | 33200 | 28200 | 84.94% | 2.7 | 0 | 9.4 |  |  |  |  | R-410A | 2.6833 | Residential & Commercial | USHP
213494019 | Central HP <5.4 tons | CHAMPION HEATING AND COOLING | HRCU-A-CB (Split System: Heat Pump with Remote Outdoor Unit-Air-Source) | HMH72B341 | ASPEN |  | C(A,C,D,E)36A34+TDR | Z8ET100C20LMPS1 | 31200 | 18.3 | 8.3 | 33000 | 27600 | 83.64% | 2.68 | 0 | 9.3 |  |  |  |  | R-410A | 2.6 | Residential & Commercial | USHP
216054680 | Central HP <5.4 tons | COLEMAN | HRCU-A-CB (Split System: Heat Pump with Remote Outdoor Unit-Air-Source) | HH836E2S11 | ASPEN |  | D(A,C,E)36A4K+TDR | CP9C100C16MP13 | 30800 | 18 | 8.5 | 31400 | 25200 | 80.25% | 2 | 0 | 11 |  |  |  |  | R-454B | 2.5667 | Residential & Commercial | USHP | Ducted CEE Tier 1
215425845 | Central HP <5.4 tons | YORK | HRCU-A-CB (Split System: Heat Pump with Remote Outdoor Unit-Air-Source) | HH824E2S11 | ADP |  | H,YE24*24+TXV | YP9C080B12MP13 | 21800 | 17 | 8.55 | 21200 | 17300 | 81.6% | 1.92 | 0 | 11 |  |  |  |  | R-454B | 1.8167 | Residential & Commercial | USHP | Ducted CEE Tier 1
213770826 | Central HP <5.4 tons | BRYANT HEATING AND COOLING SYSTEMS | HRCU-A-CB (Split System: Heat Pump with Remote Outdoor Unit-Air-Source) | 288BNV025*0**B* |  |  | CAP**3617AL*+UI | 88*TB48070C17*** | 23600 | 16.5 | 8.1 | 21400 | 16700 | 78.04% | 1.94 | 0 | 11 |  |  |  |  | R-410A | 1.9667 | Residential & Commercial | USHP | Ducted CEE Tier 1
213770926 | Central HP <5.4 tons | BRYANT HEATING AND COOLING SYSTEMS | HRCU-A-CB (Split System: Heat Pump with Remote Outdoor Unit-Air-Source) | 288BNV025*0**B* |  |  | CAP**3621AL*+UI | 88*TB48090C17*** | 23600 | 16.5 | 8.1 | 21400 | 16600 | 77.57% | 1.94 | 0 | 10.5 |  |  |  |  | R-410A | 1.9667 | Residential & Commercial | USHP | Ducted CEE Tier 1
215399908 | Central HP <5.4 tons | CHAMPION HEATING AND COOLING | HRCU-A-C (Split System: Heat Pump with Remote Outdoor Unit with No Indoor Fan --Air Source) | HH824E2S11 | ASPEN |  | D(A,C,E)36A3K+TDR | 0 | 22400 | 15.2 | 8.5 | 22600 | 21200 | 93.81% | 2.65 | 0 | 11 |  |  |  |  | R-454B | 1.8667 | Residential & Commercial | USHP | Ducted CEE Tier 1
212623213 | Central HP <5.4 tons | COLEMAN | HRCU-A-CB (Split System: Heat Pump with Remote Outdoor Unit-Air-Source) | HMH72B341 | ASPEN |  | D(A,C,E)42C24+TDR | TMLE100B12MP11 | 30400 | 17.5 | 8.1 | 33800 | 27400 | 81.07% | 2.44 | 0 | 9 |  |  |  |  | R-410A | 2.5333 | Residential & Commercial | USHP
212623248 | Central HP <5.4 tons | COLEMAN | HRCU-A-CB (Split System: Heat Pump with Remote Outdoor Unit-Air-Source) | HMH72B341 | ASPEN |  | C(A,C,D,E)42B34+TDR | TM9V080C16MP12 | 32400 | 17.5 | 8.4 | 33800 | 27400 | 81.07% | 2.64 | 0 | 9.9 |  |  |  |  | R-410A | 2.7 | Residential & Commercial | USHP
212623262 | Central HP <5.4 tons | COLEMAN | HRCU-A-CB (Split System: Heat Pump with Remote Outdoor Unit-Air-Source) | HMH72B341 | ASPEN |  | C(A,C,D,E)42A34+TDR | TM9Y080C16MP11 | 31800 | 18.5 | 8.4 | 33800 | 27800 | 82.25% | 2.64 | 0 | 9.4 |  |  |  |  | R-410A | 2.65 | Residential & Commercial | USHP
212623282 | Central HP <5.4 tons | COLEMAN | HRCU-A-CB (Split System: Heat Pump with Remote Outdoor Unit-Air-Source) | HMH72B341 | ASPEN |  | C(A,C,D,E)42A34+TDR | TM8Y100C16MP11 | 31800 | 18.5 | 8.3 | 33800 | 27400 | 81.07% | 2.63 | 0 | 9.9 |  |  |  |  | R-410A | 2.65 | Residential & Commercial | USHP
212623331 | Central HP <5.4 tons | COLEMAN | HRCU-A-CB (Split System: Heat Pump with Remote Outdoor Unit-Air-Source) | HMH72B341 | ASPEN |  | C(A,C,D,E)36A44+TDR | TM9V080C16MP12 | 32000 | 17.5 | 8.5 | 33800 | 27400 | 81.07% | 2.66 | 0 | 9.9 |  |  |  |  | R-410A | 2.6667 | Residential & Commercial | USHP
212623332 | Central HP <5.4 tons | COLEMAN | HRCU-A-CB (Split System: Heat Pump with Remote Outdoor Unit-Air-Source) | HMH72B341 | ASPEN |  | C(A,C,D,E)36B24+TDR | TM9V080C16MP12 | 29400 | 16.7 | 8.5 | 33800 | 27400 | 81.07% | 2.66 | 0 | 9.4 |  |  |  |  | R-410A | 2.45 | Residential & Commercial | USHP
212623347 | Central HP <5.4 tons | COLEMAN | HRCU-A-CB (Split System: Heat Pump with Remote Outdoor Unit-Air-Source) | HMH72B341 | ASPEN |  | C(A,C,D,E)48C24+TDR | TM9V080C16MP12 | 30800 | 17.2 | 8.5 | 33800 | 27400 | 81.07% | 2.66 | 0 | 9 |  |  |  |  | R-410A | 2.5667 | Residential & Commercial | USHP
212623348 | Central HP <5.4 tons | COLEMAN | HRCU-A-CB (Split System: Heat Pump with Remote Outdoor Unit-Air-Source) | HMH72B341 | ASPEN |  | C(A,C,D,E)48D24+TDR | TM9V080C16MP12 | 31200 | 17.3 | 8.5 | 33800 | 27400 | 81.07% | 2.66 | 0 | 9.7 |  |  |  |  | R-410A | 2.6 | Residential & Commercial | USHP
206136187 | Central HP <5.4 tons | AIRQUEST | HRCU-A-CB (Split System: Heat Pump with Remote Outdoor Unit-Air-Source) | HVH837GKA** |  |  | EA*4X48L24A*+WALLCON | *95CSU0802120A* | 32400 | 17.5 | 8.5 | 32400 | 24800 | 76.54% | 2 | 12 | 11.5 |  |  |  |  | R-410A | 2.7 | Residential & Commercial | USHP | Ducted CEE Tier 1
214776362 | Central HP <5.4 tons | YORK | HRCU-A-CB (Split System: Heat Pump with Remote Outdoor Unit-Air-Source) | HH824E2S11 | ADP |  | CH240A*C+TXV | TMLE060A12MP11 | 22400 | 17 | 8.7 | 21200 | 17500 | 82.55% | 1.94 | 0 | 11 |  |  |  |  | R-454B | 1.8667 | Residential & Commercial | USHP | Ducted CEE Tier 1
206765521 | Central HP <5.4 tons | AIRQUEST | HRCU-A-CB (Split System: Heat Pump with Remote Outdoor Unit-Air-Source) | HVH825GKA3* |  |  | EA*4X25L17A*+WALLCON | *96CTN0801714A* | 24200 | 16.5 | 8.1 | 21400 | 16700 | 78.04% | 2 | 11 | 11 |  |  |  |  | R-410A | 2.0167 | Residential & Commercial | USHP | Ducted CEE Tier 1
206765539 | Central HP <5.4 tons | AIRQUEST | HRCU-A-CB (Split System: Heat Pump with Remote Outdoor Unit-Air-Source) | HVH825GKA3* |  |  | EA*4X25L17A*+WALLCON | *97CMN0801714A* | 24200 | 16.5 | 8.1 | 21400 | 16700 | 78.04% | 2 | 11 | 11 |  |  |  |  | R-410A | 2.0167 | Residential & Commercial | USHP | Ducted CEE Tier 1
206765557 | Central HP <5.4 tons | AIRQUEST | HRCU-A-CB (Split System: Heat Pump with Remote Outdoor Unit-Air-Source) | HVH825GKA3* |  |  | EA*4X25L17A*+WALLCON | *80CTL0901716A* | 24400 | 17.5 | 8.5 | 21200 | 16600 | 78.3% | 2.04 | 12 | 11.5 |  |  |  |  | R-410A | 2.0333 | Residential & Commercial | USHP | Ducted CEE Tier 1
206767152 | Central HP <5.4 tons | AIRQUEST | HRCU-A-CB (Split System: Heat Pump with Remote Outdoor Unit-Air-Source) | HVH825GKA3* |  |  | EA*4X36L21A*+WALLCON | *80CSU0601716A* | 23600 | 16.5 | 8.1 | 21400 | 16600 | 77.57% | 1.94 | 11.5 | 10.5 |  |  |  |  | R-410A | 1.9667 | Residential & Commercial | USHP | Ducted CEE Tier 1
206767170 | Central HP <5.4 tons | AIRQUEST | HRCU-A-CB (Split System: Heat Pump with Remote Outdoor Unit-Air-Source) | HVH825GKA3* |  |  | EA*4X36L21A*+WALLCON | *80CSU1002120A* | 23600 | 16.5 | 8.1 | 21400 | 16700 | 78.04% | 1.92 | 11.5 | 10.5 |  |  |  |  | R-410A | 1.9667 | Residential & Commercial | USHP | Ducted CEE Tier 1
206767179 | Central HP <5.4 tons | AIRQUEST | HRCU-A-CB (Split System: Heat Pump with Remote Outdoor Unit-Air-Source) | HVH825GKA3* |  |  | EA*4X37L17A*+WALLCON | *80CSU0401712A* | 24200 | 17 | 8.1 | 21400 | 16600 | 77.57% | 2 | 11.5 | 11 |  |  |  |  | R-410A | 2.0167 | Residential & Commercial | USHP | Ducted CEE Tier 1
206765764 | Central HP <5.4 tons | AIRQUEST | HRCU-A-CB (Split System: Heat Pump with Remote Outdoor Unit-Air-Source) | HVH825GKA3* |  |  | EA*4X36L21A*+WALLCON | *96CTN0801714A* | 23600 | 16.5 | 8.1 | 21400 | 16700 | 78.04% | 1.94 | 11 | 11 |  |  |  |  | R-410A | 1.9667 | Residential & Commercial | USHP | Ducted CEE Tier 1
206765773 | Central HP <5.4 tons | AIRQUEST | HRCU-A-CB (Split System: Heat Pump with Remote Outdoor Unit-Air-Source) | HVH825GKA3* |  |  | EA*4X36L21A*+WALLCON | *97CMN0601714A* | 23400 | 16 | 8.1 | 21600 | 16800 | 77.78% | 1.92 | 11 | 10.5 |  |  |  |  | R-410A | 1.95 | Residential & Commercial | USHP | Ducted CEE Tier 1
206765800 | Central HP <5.4 tons | AIRQUEST | HRCU-A-CB (Split System: Heat Pump with Remote Outdoor Unit-Air-Source) | HVH825GKA3* |  |  | EA*4X36L21A*+WALLCON | *97CMN1002122A* | 23600 | 16.5 | 8.1 | 21400 | 16600 | 77.57% | 1.94 | 11 | 11 |  |  |  |  | R-410A | 1.9667 | Residential & Commercial | USHP | Ducted CEE Tier 1
206766007 | Central HP <5.4 tons | AIRQUEST | HRCU-A-CB (Split System: Heat Pump with Remote Outdoor Unit-Air-Source) | HVH825GKA3* |  |  | EA*4X37L21A*+WALLCON | *97CMN1002122A* | 24400 | 16.5 | 8.5 | 21200 | 16600 | 78.3% | 2.04 | 11 | 11 |  |  |  |  | R-410A | 2.0333 | Residential & Commercial | USHP | Ducted CEE Tier 1
206766025 | Central HP <5.4 tons | AIRQUEST | HRCU-A-CB (Split System: Heat Pump with Remote Outdoor Unit-Air-Source) | HVH825GKA3* |  |  | EA*4X37L21A*+WALLCON | *96CTN1002122A* | 24400 | 16.5 | 8.5 | 21200 | 16600 | 78.3% | 2.04 | 11 | 11 |  |  |  |  | R-410A | 2.0333 | Residential & Commercial | USHP | Ducted CEE Tier 1
214671323 | Central HP <5.4 tons | LENNOX | HRCU-A-CB (Split System: Heat Pump with Remote Outdoor Unit-Air-Source) | EL22XPV-024-230A** | ADP |  | L*29/36U9 | ML180UH045XE36A* | 23400 | 21 | 8.5 | 21200 | 14900 | 70.28% | 1.86 | 0 | 13.5 |  |  |  |  | R-410A | 1.95 | Residential & Commercial | USHP | Ducted CEE Tier 1
216819474 | Central HP <5.4 tons | FRIEDRICH | HRCU-A-CB (Split System: Heat Pump with Remote Outdoor Unit-Air-Source) | RD18AY48AJVC |  |  | RCFY4824MTANM | FR951V1005A21UH | 42500 | 17 | 8.1 | 42500 | 33400 | 78.59% | 2 | 0 | 10 |  |  |  |  | R-454B | 3.5417 | Residential & Commercial | USHP | Ducted CEE Tier 1
214671329 | Central HP <5.4 tons | LENNOX | HRCU-A-CB (Split System: Heat Pump with Remote Outdoor Unit-Air-Source) | EL22XPV-024-230A** | ADP |  | L*29/36U9 | ML296UH045XV36B* | 23600 | 20 | 8.5 | 21600 | 15200 | 70.37% | 1.88 | 0 | 13 |  |  |  |  | R-410A | 1.9667 | Residential & Commercial | USHP | Ducted CEE Tier 1
215670069 | Central HP <5.4 tons | TEMPSTAR | HRCU-A-CB (Split System: Heat Pump with Remote Outdoor Unit-Air-Source) | T5H0V36*K*AAA* |  |  | ESH5X42M12A*+WALLCON | *97CMN0802120B* | 34000 | 16.5 | 8.5 | 35600 | 25200 | 70.79% | 1.78 | 0 | 9.5 |  |  |  |  | R-454B | 2.8333 | Residential & Commercial | USHP
216054698 | Central HP <5.4 tons | COLEMAN | HRCU-A-CB (Split System: Heat Pump with Remote Outdoor Unit-Air-Source) | HH836E2S11 | ASPEN |  | D(A,C,E)36A4K+TDR | TM8V080C16MP12 | 31000 | 18 | 8.5 | 31200 | 25400 | 81.41% | 2 | 0 | 10.5 |  |  |  |  | R-454B | 2.5833 | Residential & Commercial | USHP | Ducted CEE Tier 1
216054714 | Central HP <5.4 tons | COLEMAN | HRCU-A-CB (Split System: Heat Pump with Remote Outdoor Unit-Air-Source) | HH836E2S11 | ASPEN |  | D(A,C,E)36A4K+TDR | TM9V100C16MP12 | 30800 | 18 | 8.5 | 31000 | 25200 | 81.29% | 2 | 0 | 10.5 |  |  |  |  | R-454B | 2.5667 | Residential & Commercial | USHP | Ducted CEE Tier 1
216054721 | Central HP <5.4 tons | COLEMAN | HRCU-A-CB (Split System: Heat Pump with Remote Outdoor Unit-Air-Source) | HH836E2S11 | ASPEN |  | D(A,C,E)36A4K+TDR | TMLE080B12MP11 | 30600 | 18 | 8.5 | 31400 | 25400 | 80.89% | 2 | 0 | 10.5 |  |  |  |  | R-454B | 2.55 | Residential & Commercial | USHP | Ducted CEE Tier 1
216054549 | Central HP <5.4 tons | COLEMAN | HRCU-A-CB (Split System: Heat Pump with Remote Outdoor Unit-Air-Source) | HH824E2S11 | ASPEN |  | C(A,C,D,E)24D2K+TDR | TM8V080B12MP12 | 21200 | 17 | 8.5 | 22800 | 17700 | 77.63% | 2 | 0 | 11.7 |  |  |  |  | R-454B | 1.7667 | Residential & Commercial | USHP | Ducted CEE Tier 1
216054550 | Central HP <5.4 tons | COLEMAN | HRCU-A-CB (Split System: Heat Pump with Remote Outdoor Unit-Air-Source) | HH824E2S11 | ASPEN |  | D(A,C,E)24B3K+TDR | TM8V080B12MP12 | 22000 | 17 | 8.1 | 22600 | 17700 | 78.32% | 2 | 0 | 12 |  |  |  |  | R-454B | 1.8333 | Residential & Commercial | USHP | Ducted CEE Tier 1
216054584 | Central HP <5.4 tons | COLEMAN | HRCU-A-CB (Split System: Heat Pump with Remote Outdoor Unit-Air-Source) | HH824E2S11 | ASPEN |  | D(A,C,E)36A4K+TDR | TM9V040A10MP12 | 21200 | 17 | 8.5 | 23000 | 17500 | 76.09% | 2 | 0 | 10.5 |  |  |  |  | R-454B | 1.7667 | Residential & Commercial | USHP | Ducted CEE Tier 1
216054602 | Central HP <5.4 tons | COLEMAN | HRCU-A-CB (Split System: Heat Pump with Remote Outdoor Unit-Air-Source) | HH824E2S11 | ASPEN |  | D(A,C,E)24B3K+TDR | TM9Y080B12MP11 | 22000 | 17 | 8.5 | 22600 | 18500 | 81.86% | 2 | 0 | 11.7 |  |  |  |  | R-454B | 1.8333 | Residential & Commercial | USHP | Ducted CEE Tier 1
216054615 | Central HP <5.4 tons | COLEMAN | HRCU-A-CB (Split System: Heat Pump with Remote Outdoor Unit-Air-Source) | HH824E2S11 | ASPEN |  | D(A,C,E)24B4K+TDR | TMLE080B12MP11 | 22600 | 17 | 8.5 | 22800 | 18000 | 78.95% | 2 | 0 | 12 |  |  |  |  | R-454B | 1.8833 | Residential & Commercial | USHP | Ducted CEE Tier 1
216054634 | Central HP <5.4 tons | COLEMAN | HRCU-A-CB (Split System: Heat Pump with Remote Outdoor Unit-Air-Source) | HH824E2S11 | ASPEN |  | D(A,C,E)24B3K+TDR | Z8ES040A12SMPS1 | 20400 | 17.5 | 9.5 | 22600 | 18100 | 80.09% | 2 | 0 | 11.2 |  |  |  |  | R-454B | 1.7 | Residential & Commercial | USHP | Ducted CEE Tier 1
216054651 | Central HP <5.4 tons | COLEMAN | HRCU-A-CB (Split System: Heat Pump with Remote Outdoor Unit-Air-Source) | HH824E2S11 | ASPEN |  | D(A,C,E)24B4K+TDR | Z8ET060A12LMPS1 | 21000 | 19 | 9 | 23000 | 17700 | 76.96% | 2 | 0 | 11.7 |  |  |  |  | R-454B | 1.75 | Residential & Commercial | USHP | Ducted CEE Tier 1
206136353 | Central HP <5.4 tons | AIRQUEST | HRCU-A-CB (Split System: Heat Pump with Remote Outdoor Unit-Air-Source) | HVH837GKA** |  |  | EHD4X48AAL+WALLCON | *95CSU0802120A* | 32600 | 17 | 8.1 | 33000 | 24800 | 75.15% | 1.98 | 11.5 | 11 |  |  |  |  | R-410A | 2.7167 | Residential & Commercial | USHP | Ducted CEE Tier 1
214671335 | Central HP <5.4 tons | LENNOX | HRCU-A-CB (Split System: Heat Pump with Remote Outdoor Unit-Air-Source) | EL22XPV-024-230A** | ADP |  | L*29/36U9 | SL297UH060NV36B* | 23800 | 20 | 8.5 | 22000 | 15400 | 70% | 1.9 | 0 | 13.5 |  |  |  |  | R-410A | 1.9833 | Residential & Commercial | USHP | Ducted CEE Tier 1
216054540 | Central HP <5.4 tons | COLEMAN | HRCU-A-CB (Split System: Heat Pump with Remote Outdoor Unit-Air-Source) | HH824E2S11 | ASPEN |  | D(A,C,E)36A4K+TDR | TM8E060A12MP11 | 21000 | 17.5 | 9 | 23000 | 17900 | 77.83% | 2 | 0 | 11.2 |  |  |  |  | R-454B | 1.75 | Residential & Commercial | USHP | Ducted CEE Tier 1
214776370 | Central HP <5.4 tons | YORK | HRCU-A-CB (Split System: Heat Pump with Remote Outdoor Unit-Air-Source) | HH824E2S11 | ADP |  | CV240**C+TXV | Y81E060A12SMPS1 | 21800 | 17 | 8.5 | 20800 | 16900 | 81.25% | 1.9 | 0 | 11 |  |  |  |  | R-454B | 1.8167 | Residential & Commercial | USHP | Ducted CEE Tier 1
206767143 | Central HP <5.4 tons | AIRQUEST | HRCU-A-CB (Split System: Heat Pump with Remote Outdoor Unit-Air-Source) | HVH825GKA3* |  |  | EA*4X36L21A*+WALLCON | *80CSU0401712A* | 23600 | 17 | 8.1 | 21400 | 16600 | 77.57% | 1.94 | 11.5 | 10.5 |  |  |  |  | R-410A | 1.9667 | Residential & Commercial | USHP | Ducted CEE Tier 1
215670375 | Central HP <5.4 tons | TEMPSTAR | HRCU-A-CB (Split System: Heat Pump with Remote Outdoor Unit-Air-Source) | T5H0V36*K*AAA* |  |  | ESH5X48M12A*+WALLCON | *96CTN1202422B* | 34200 | 17 | 8.5 | 35400 | 25200 | 71.19% | 1.9 | 0 | 9.5 |  |  |  |  | R-454B | 2.85 | Residential & Commercial | USHP
215670425 | Central HP <5.4 tons | TEMPSTAR | HRCU-A-CB (Split System: Heat Pump with Remote Outdoor Unit-Air-Source) | T5H0V36*K*AAA* |  |  | ESH5X60M12A*+WALLCON | *80CTL0701716B* | 34400 | 17 | 8.5 | 34800 | 25000 | 71.84% | 1.8 | 0 | 9.5 |  |  |  |  | R-454B | 2.8667 | Residential & Commercial | USHP
212623397 | Central HP <5.4 tons | COLEMAN | HRCU-A-CB (Split System: Heat Pump with Remote Outdoor Unit-Air-Source) | HMH72B341 | ASPEN |  | D(A,C,E)48D34+TDR | TP9C080C16MP13 | 33600 | 17.5 | 8.1 | 33800 | 27400 | 81.07% | 2.45 | 0 | 10 |  |  |  |  | R-410A | 2.8 | Residential & Commercial | USHP | Ducted CEE Tier 1
212623515 | Central HP <5.4 tons | COLEMAN | HRCU-A-CB (Split System: Heat Pump with Remote Outdoor Unit-Air-Source) | HMH72B341 | ASPEN |  | D(A,C,E)36A34+TDR | TL8E100C20UH11 | 31600 | 17.5 | 8.5 | 33800 | 27400 | 81.07% | 2.69 | 0 | 9.8 |  |  |  |  | R-410A | 2.6333 | Residential & Commercial | USHP
212623531 | Central HP <5.4 tons | COLEMAN | HRCU-A-CB (Split System: Heat Pump with Remote Outdoor Unit-Air-Source) | HMH72B341 | ASPEN |  | C(A,C,D,E)48A34+TDR | CP9C100C20MP13 | 32200 | 17.5 | 8.1 | 33800 | 28200 | 83.43% | 2.46 | 0 | 9.4 |  |  |  |  | R-410A | 2.6833 | Residential & Commercial | USHP
212623532 | Central HP <5.4 tons | COLEMAN | HRCU-A-CB (Split System: Heat Pump with Remote Outdoor Unit-Air-Source) | HMH72B341 | ASPEN |  | D(A,C,E)36A34+TDR | CP9C100C20MP13 | 31600 | 17.5 | 8.1 | 33800 | 28200 | 83.43% | 2.46 | 0 | 9.3 |  |  |  |  | R-410A | 2.6333 | Residential & Commercial | USHP
214239945 | Central HP <5.4 tons | HEIL | HRCU-A-CB (Split System: Heat Pump with Remote Outdoor Unit-Air-Source) | HVH837GKA** |  |  | EN(A,D,W)4X48L21**+WALLCON | *96CTN0801714B* | 32200 | 17 | 8.1 | 32800 | 24800 | 75.61% | 1.94 | 0 | 11.5 |  |  |  |  | R-410A | 2.6833 | Residential & Commercial | USHP | Ducted CEE Tier 1
212623648 | Central HP <5.4 tons | COLEMAN | HRCU-A-CB (Split System: Heat Pump with Remote Outdoor Unit-Air-Source) | HMH72B341 | ASPEN |  | D(A,C,E)48C34+TDR | TM8V080B12MP12 | 32400 | 17 | 8.1 | 33600 | 29400 | 87.5% | 2.42 | 0 | 9.5 |  |  |  |  | R-410A | 2.7 | Residential & Commercial | USHP
215425824 | Central HP <5.4 tons | YORK | HRCU-A-CB (Split System: Heat Pump with Remote Outdoor Unit-Air-Source) | HH824E2S11 | ADP |  | H,YE24*24+TXV | Y91E060B12SMPS1 | 22400 | 16 | 8.8 | 21400 | 18200 | 85.05% | 1.96 | 0 | 11 |  |  |  |  | R-454B | 1.8667 | Residential & Commercial | USHP | Ducted CEE Tier 1
215940425 | Central HP <5.4 tons | BRYANT HEATING AND COOLING SYSTEMS | HRCU-A-CB (Split System: Heat Pump with Remote Outdoor Unit-Air-Source) | 293VAN036**AA* |  |  | CVAMA6021XMA*+UI | 987TA42060C17*** | 35200 | 21 | 8.5 | 38500 | 29400 | 76.36% | 2.02 | 0 | 11.7 |  |  |  |  | R-454B | 2.9333 | Residential & Commercial | USHP | Ducted CEE Tier 1
215940525 | Central HP <5.4 tons | BRYANT HEATING AND COOLING SYSTEMS | HRCU-A-CB (Split System: Heat Pump with Remote Outdoor Unit-Air-Source) | 293VAN036**AA* |  |  | CVAVA3621XMA*+UI | 83*CB48060C17*** | 34400 | 21 | 8.5 | 38500 | 28000 | 72.73% | 2.04 | 0 | 12 |  |  |  |  | R-454B | 2.8667 | Residential & Commercial | USHP | Ducted CEE Tier 1
215940025 | Central HP <5.4 tons | BRYANT HEATING AND COOLING SYSTEMS | HRCU-A-CB (Split System: Heat Pump with Remote Outdoor Unit-Air-Source) | 293VAN036**AA* |  |  | CSAH*4212AM*+UI | 83*CB36040C17*** | 33600 | 19.5 | 9 | 34600 | 26600 | 76.88% | 1.92 | 0 | 11.7 |  |  |  |  | R-454B | 2.8 | Residential & Commercial | USHP | Ducted CEE Tier 1
214671440 | Central HP <5.4 tons | LENNOX | HRCU-A-CB (Split System: Heat Pump with Remote Outdoor Unit-Air-Source) | SL25XPV-036-230A** | ADP |  | L*25/37Z9 | EL297UH045XV36B* | 33600 | 21 | 8.8 | 33200 | 25800 | 77.71% | 1.82 | 0 | 13 |  |  |  |  | R-410A | 2.8 | Residential & Commercial | USHP | Ducted CEE Tier 1
206771573 | Central HP <5.4 tons | DAY & NIGHT | HRCU-A-CB (Split System: Heat Pump with Remote Outdoor Unit-Air-Source) | CVH837GKA2* |  |  | EA*4X42L24A*+WALLCON | *97CMN1202422A* | 31800 | 17 | 8.1 | 33200 | 24400 | 73.49% | 1.88 | 11.5 | 11 |  |  |  |  | R-410A | 2.65 | Residential & Commercial | USHP | Ducted CEE Tier 1
206772618 | Central HP <5.4 tons | DAY & NIGHT | HRCU-A-CB (Split System: Heat Pump with Remote Outdoor Unit-Air-Source) | CVH837GKA2* |  |  | EHD4X36AAL+WALLCON | *97CMN1002122A* | 32200 | 16.5 | 8.1 | 33200 | 24800 | 74.7% | 1.94 | 11.5 | 11 |  |  |  |  | R-410A | 2.6833 | Residential & Commercial | USHP | Ducted CEE Tier 1
206772825 | Central HP <5.4 tons | DAY & NIGHT | HRCU-A-CB (Split System: Heat Pump with Remote Outdoor Unit-Air-Source) | CVH837GKA2* |  |  | EHD4X42AAL+WALLCON | *80CTL0701412A* | 32400 | 17 | 8.1 | 33200 | 25000 | 75.3% | 1.94 | 11.5 | 11 |  |  |  |  | R-410A | 2.7 | Residential & Commercial | USHP | Ducted CEE Tier 1
206772834 | Central HP <5.4 tons | DAY & NIGHT | HRCU-A-CB (Split System: Heat Pump with Remote Outdoor Unit-Air-Source) | CVH837GKA2* |  |  | EHD4X42AAL+WALLCON | *80CTL0901716A* | 32600 | 17 | 8.1 | 33000 | 24800 | 75.15% | 1.96 | 12 | 11 |  |  |  |  | R-410A | 2.7167 | Residential & Commercial | USHP | Ducted CEE Tier 1
213773697 | Central HP <5.4 tons | HEIL | HRCU-A-CB (Split System: Heat Pump with Remote Outdoor Unit-Air-Source) | HVH825GKA3* |  |  | EA*4X48L21A*+WALLCON | *80CTL0701716B* | 24000 | 17 | 8.1 | 21000 | 16600 | 79.05% | 2 | 0 | 11 |  |  |  |  | R-410A | 2 | Residential & Commercial | USHP | Ducted CEE Tier 1
215669312 | Central HP <5.4 tons | CARRIER | HRCU-A-CB (Split System: Heat Pump with Remote Outdoor Unit-Air-Source) | 27VNA036A*030* |  |  | CAA**6024AM*+UI | 58TN*B090C21**20 | 34400 | 18.5 | 9 | 34200 | 24600 | 71.93% | 1.92 | 0 | 10.5 |  |  |  |  | R-454B | 2.8667 | Residential & Commercial | USHP | Ducted CEE Tier 1
214776364 | Central HP <5.4 tons | YORK | HRCU-A-CB (Split System: Heat Pump with Remote Outdoor Unit-Air-Source) | HH824E2S11 | ADP |  | CX360A*35+TXV | TMLE060A12MP11 | 22200 | 17 | 8.65 | 21200 | 17500 | 82.55% | 1.94 | 0 | 11 |  |  |  |  | R-454B | 1.85 | Residential & Commercial | USHP | Ducted CEE Tier 1
213772965 | Central HP <5.4 tons | CARRIER | HRCU-A-CB (Split System: Heat Pump with Remote Outdoor Unit-Air-Source) | 25VNA825A*032* |  |  | CAP**3617AL*+UI | 58TN*B090C17**16 | 23600 | 16.5 | 8.1 | 21400 | 16700 | 78.04% | 1.92 | 0 | 10.5 |  |  |  |  | R-410A | 1.9667 | Residential & Commercial | USHP | Ducted CEE Tier 1
213773015 | Central HP <5.4 tons | CARRIER | HRCU-A-CB (Split System: Heat Pump with Remote Outdoor Unit-Air-Source) | 25VNA825A*032* |  |  | CAP**3617AL*+UI | 59TN6C060C17**14 | 23400 | 16 | 8.1 | 21600 | 16700 | 77.31% | 1.92 | 0 | 10.5 |  |  |  |  | R-410A | 1.95 | Residential & Commercial | USHP | Ducted CEE Tier 1
213238534 | Central HP <5.4 tons | CHAMPION HEATING AND COOLING | HRCU-A-CB (Split System: Heat Pump with Remote Outdoor Unit-Air-Source) | THF2B48T21 | ASPEN |  | D(A,C,E)48D44+TDR | TM8E100B12MP11 | 43500 | 16.2 | 8.1 | 44500 | 31200 | 70.11% | 3.19 | 0 | 11 |  |  |  |  | R-410A | 3.625 | Residential & Commercial | USHP | Ducted CEE Tier 1
214776918 | Central HP <5.4 tons | YORK | HRCU-A-CB (Split System: Heat Pump with Remote Outdoor Unit-Air-Source) | HH824E2S11 | ADP |  | CV240A*C+TXV+AEF36AXP* | 0 | 23800 | 19 | 9.25 | 22400 | 16600 | 74.11% | 2.04 | 0 | 11.7 |  |  |  |  | R-454B | 1.9833 | Residential & Commercial | USHP | Ducted CEE Tier 1
216054554 | Central HP <5.4 tons | COLEMAN | HRCU-A-CB (Split System: Heat Pump with Remote Outdoor Unit-Air-Source) | HH824E2S11 | ASPEN |  | D(A,C,E)24B3K+TDR | TM8Y060A12MP11 | 20400 | 17.5 | 9 | 22600 | 18400 | 81.42% | 2 | 0 | 9.8 |  |  |  |  | R-454B | 1.7 | Residential & Commercial | USHP
216054572 | Central HP <5.4 tons | COLEMAN | HRCU-A-CB (Split System: Heat Pump with Remote Outdoor Unit-Air-Source) | HH824E2S11 | ASPEN |  | D(A,C,E)36A4K+TDR | TM9E060A10MP12 | 21000 | 17 | 9 | 22800 | 18100 | 79.39% | 2 | 0 | 10.5 |  |  |  |  | R-454B | 1.75 | Residential & Commercial | USHP | Ducted CEE Tier 1
215565279 | Central HP <5.4 tons | COLEMAN | HRCU-A-CB (Split System: Heat Pump with Remote Outdoor Unit-Air-Source) | HH860E2S11 | ASPEN |  | D(A,C,E)49B3J+TDR | TL8E100C20UH11 | 41500 | 18 | 8.5 | 45000 | 34000 | 75.56% | 2 | 0 | 11.5 |  |  |  |  | R-454B | 3.4583 | Residential & Commercial | USHP | Ducted CEE Tier 1
216054519 | Central HP <5.4 tons | COLEMAN | HRCU-A-CB (Split System: Heat Pump with Remote Outdoor Unit-Air-Source) | HH824E2S11 | ASPEN |  | D(A,C,E)24B4K+TDR | CP9C080B12MP13 | 22600 | 17 | 9 | 22800 | 18300 | 80.26% | 2 | 0 | 12 |  |  |  |  | R-454B | 1.8833 | Residential & Commercial | USHP | Ducted CEE Tier 1
216054528 | Central HP <5.4 tons | COLEMAN | HRCU-A-CB (Split System: Heat Pump with Remote Outdoor Unit-Air-Source) | HH824E2S11 | ASPEN |  | D(A,C,E)36A4K+TDR | TL8E060A12UH11 | 21000 | 17.5 | 9 | 22800 | 17900 | 78.51% | 2 | 0 | 11.2 |  |  |  |  | R-454B | 1.75 | Residential & Commercial | USHP | Ducted CEE Tier 1
216054546 | Central HP <5.4 tons | COLEMAN | HRCU-A-CB (Split System: Heat Pump with Remote Outdoor Unit-Air-Source) | HH824E2S11 | ASPEN |  | D(A,C,E)24B3K+TDR | TM8E100B12MP11 | 22000 | 17 | 8.1 | 22600 | 18000 | 79.65% | 2 | 0 | 12 |  |  |  |  | R-454B | 1.8333 | Residential & Commercial | USHP | Ducted CEE Tier 1
216054562 | Central HP <5.4 tons | COLEMAN | HRCU-A-CB (Split System: Heat Pump with Remote Outdoor Unit-Air-Source) | HH824E2S11 | ASPEN |  | D(A,C,E)24B3K+TDR | TM9E026A08MP12 | 20600 | 16.5 | 8.5 | 22800 | 17600 | 77.19% | 2 | 0 | 9.8 |  |  |  |  | R-454B | 1.7167 | Residential & Commercial | USHP
216054561 | Central HP <5.4 tons | COLEMAN | HRCU-A-CB (Split System: Heat Pump with Remote Outdoor Unit-Air-Source) | HH824E2S11 | ASPEN |  | C(A,C,D,E)24D2K+TDR | TM9E026A08MP12 | 19700 | 16 | 9 | 23000 | 17600 | 76.52% | 2 | 0 | 10 |  |  |  |  | R-454B | 1.6417 | Residential & Commercial | USHP | Ducted CEE Tier 1
206767695 | Central HP <5.4 tons | AIRQUEST | HRCU-A-CB (Split System: Heat Pump with Remote Outdoor Unit-Air-Source) | HVH825GKA3* |  |  | EHD4X36AAL+WALLCON | *95CSU0802120A* | 24000 | 16 | 8.1 | 21400 | 16600 | 77.57% | 1.98 | 11 | 10.5 |  |  |  |  | R-410A | 2 | Residential & Commercial | USHP | Ducted CEE Tier 1
213607798 | Central HP <5.4 tons | BRYANT HEATING AND COOLING SYSTEMS | HRCU-A-CB (Split System: Heat Pump with Remote Outdoor Unit-Air-Source) | 38MURAQ48AB3* |  |  | PF4TNBD60L* | 0 | 48500 | 17 | 8.5 | 48500 | 34000 | 70.1% | 2.02 | 0 | 10 |  |  |  |  | R-410A | 4.0417 | Residential & Commercial | USHP | Ducted CEE Tier 1
216054570 | Central HP <5.4 tons | COLEMAN | HRCU-A-CB (Split System: Heat Pump with Remote Outdoor Unit-Air-Source) | HH824E2S11 | ASPEN |  | D(A,C,E)24B3K+TDR | TM9E060A10MP12 | 20400 | 16.5 | 8.5 | 22800 | 18100 | 79.39% | 2 | 0 | 9.8 |  |  |  |  | R-454B | 1.7 | Residential & Commercial | USHP
216054586 | Central HP <5.4 tons | COLEMAN | HRCU-A-CB (Split System: Heat Pump with Remote Outdoor Unit-Air-Source) | HH824E2S11 | ASPEN |  | D(A,C,E)24B3K+TDR | TM9V060B12MP12 | 22000 | 17 | 8.1 | 22600 | 18000 | 79.65% | 2 | 0 | 12 |  |  |  |  | R-454B | 1.8333 | Residential & Commercial | USHP | Ducted CEE Tier 1
216054604 | Central HP <5.4 tons | COLEMAN | HRCU-A-CB (Split System: Heat Pump with Remote Outdoor Unit-Air-Source) | HH824E2S11 | ASPEN |  | D(A,C,E)36A4K+TDR | TM9Y080B12MP11 | 22600 | 17 | 8.5 | 22800 | 18500 | 81.14% | 2 | 0 | 11.7 |  |  |  |  | R-454B | 1.8833 | Residential & Commercial | USHP | Ducted CEE Tier 1
216054606 | Central HP <5.4 tons | COLEMAN | HRCU-A-CB (Split System: Heat Pump with Remote Outdoor Unit-Air-Source) | HH824E2S11 | ASPEN |  | D(A,C,E)24B3K+TDR | TMLE040A12MP11 | 20600 | 16.5 | 8.5 | 22400 | 17200 | 76.79% | 2 | 0 | 11.2 |  |  |  |  | R-454B | 1.7167 | Residential & Commercial | USHP | Ducted CEE Tier 1
213273411 | Central HP <5.4 tons | COLEMAN | HRCU-A-CB (Split System: Heat Pump with Remote Outdoor Unit-Air-Source) | HMH72B361 | ASPEN |  | D(A,C,E)36A46+TDR | Z8ES100C20SMPS1 | 34000 | 16.5 | 8.1 | 36000 | 26800 | 74.44% | 2.83 | 0 | 8.9 |  |  |  |  | R-410A | 2.8333 | Residential & Commercial | USHP
212623525 | Central HP <5.4 tons | COLEMAN | HRCU-A-CB (Split System: Heat Pump with Remote Outdoor Unit-Air-Source) | HMH72B341 | ASPEN |  | D(A,C,E)42A34+TDR | TM9V100C20MP12 | 31800 | 17.5 | 8.4 | 33800 | 28200 | 83.43% | 2.67 | 0 | 9.4 |  |  |  |  | R-410A | 2.65 | Residential & Commercial | USHP
212623534 | Central HP <5.4 tons | COLEMAN | HRCU-A-CB (Split System: Heat Pump with Remote Outdoor Unit-Air-Source) | HMH72B341 | ASPEN |  | C(A,C,D,E)42B24+TDR | TM9V100C20MP12 | 29600 | 16.9 | 8.5 | 33800 | 28200 | 83.43% | 2.7 | 0 | 9 |  |  |  |  | R-410A | 2.4667 | Residential & Commercial | USHP
215425836 | Central HP <5.4 tons | YORK | HRCU-A-CB (Split System: Heat Pump with Remote Outdoor Unit-Air-Source) | HH824E2S11 | ADP |  | H,YE33*30+TXV | Y91E080B12SMPS1 | 22600 | 17 | 8.8 | 21400 | 17400 | 81.31% | 1.96 | 0 | 11.7 |  |  |  |  | R-454B | 1.8833 | Residential & Commercial | USHP | Ducted CEE Tier 1
215869115 | Central HP <5.4 tons | AMERICAN STANDARD | HRCU-A-CB (Split System: Heat Pump with Remote Outdoor Unit-Air-Source) | 5A6V8X48A1 |  |  | 5PX*B006AS3 | S9V2B060U4VSB+LRP | 44500 | 18.1 | 8.5 | 46000 | 35400 | 76.96% | 2.1 | 0 | 10 |  |  |  |  | R-454B | 3.7083 | Residential & Commercial | USHP | Ducted CEE Tier 1
215869135 | Central HP <5.4 tons | AMERICAN STANDARD | HRCU-A-CB (Split System: Heat Pump with Remote Outdoor Unit-Air-Source) | 5A6V8X60A1 |  |  | 5PX*D008AS3 | S9V2C100U5VSB+LRP | 53000 | 18.1 | 8.5 | 56000 | 40000 | 71.43% | 2 | 0 | 10 |  |  |  |  | R-454B | 4.4167 | Residential & Commercial | USHP | Ducted CEE Tier 1
216054636 | Central HP <5.4 tons | COLEMAN | HRCU-A-CB (Split System: Heat Pump with Remote Outdoor Unit-Air-Source) | HH824E2S11 | ASPEN |  | D(A,C,E)36A4K+TDR | Z8ES040A12SMPS1 | 21000 | 17.5 | 9.5 | 22800 | 18100 | 79.39% | 2 | 0 | 11.2 |  |  |  |  | R-454B | 1.75 | Residential & Commercial | USHP | Ducted CEE Tier 1
216054638 | Central HP <5.4 tons | COLEMAN | HRCU-A-CB (Split System: Heat Pump with Remote Outdoor Unit-Air-Source) | HH824E2S11 | ASPEN |  | D(A,C,E)24B3K+TDR | Z8ES060A12SMPS1 | 20600 | 17.5 | 8.5 | 22400 | 17300 | 77.23% | 2 | 0 | 11.2 |  |  |  |  | R-454B | 1.7167 | Residential & Commercial | USHP | Ducted CEE Tier 1
206772248 | Central HP <5.4 tons | DAY & NIGHT | HRCU-A-CB (Split System: Heat Pump with Remote Outdoor Unit-Air-Source) | CVH837GKA2* |  |  | EN(A,D,W)4X48L21**+WALLCON | *80CTL0902120A* | 32400 | 17.5 | 8.1 | 33000 | 24800 | 75.15% | 1.96 | 12 | 11.7 |  |  |  |  | R-410A | 2.7 | Residential & Commercial | USHP | Ducted CEE Tier 1
213312026 | Central HP <5.4 tons | BRYANT HEATING AND COOLING SYSTEMS | HRCU-A-CB (Split System: Heat Pump with Remote Outdoor Unit-Air-Source) | 38MURAQ36AB3* | ADP |  | C36A***L139+CBPE4B* | 0 | 36000 | 16 | 8.1 | 36800 | 34400 | 93.48% | 2 | 0 | 9.5 |  |  |  |  | R-410A | 3 | Residential & Commercial | USHP
216054589 | Central HP <5.4 tons | COLEMAN | HRCU-A-CB (Split System: Heat Pump with Remote Outdoor Unit-Air-Source) | HH824E2S11 | ASPEN |  | C(A,C,D,E)24D2K+TDR | TM9V080B12MP12 | 21000 | 17 | 8.5 | 22800 | 18300 | 80.26% | 2 | 0 | 11.7 |  |  |  |  | R-454B | 1.75 | Residential & Commercial | USHP | Ducted CEE Tier 1
216054594 | Central HP <5.4 tons | COLEMAN | HRCU-A-CB (Split System: Heat Pump with Remote Outdoor Unit-Air-Source) | HH824E2S11 | ASPEN |  | D(A,C,E)24B3K+TDR | TM9Y040A10MP11 | 20600 | 16.5 | 8.1 | 22400 | 17300 | 77.23% | 2 | 0 | 9.8 |  |  |  |  | R-454B | 1.7167 | Residential & Commercial | USHP
216054646 | Central HP <5.4 tons | COLEMAN | HRCU-A-CB (Split System: Heat Pump with Remote Outdoor Unit-Air-Source) | HH824E2S11 | ASPEN |  | D(A,C,E)24B3K+TDR | Z8ES100B12SMPS1 | 20400 | 18.7 | 9.5 | 22600 | 18000 | 79.65% | 2 | 0 | 11.2 |  |  |  |  | R-454B | 1.7 | Residential & Commercial | USHP | Ducted CEE Tier 1
216054653 | Central HP <5.4 tons | COLEMAN | HRCU-A-CB (Split System: Heat Pump with Remote Outdoor Unit-Air-Source) | HH824E2S11 | ASPEN |  | C(A,C,D,E)24D2K+TDR | Z8ET080B12LMPS1 | 21000 | 17.5 | 8.5 | 22800 | 18500 | 81.14% | 2 | 0 | 11.7 |  |  |  |  | R-454B | 1.75 | Residential & Commercial | USHP | Ducted CEE Tier 1
216054642 | Central HP <5.4 tons | COLEMAN | HRCU-A-CB (Split System: Heat Pump with Remote Outdoor Unit-Air-Source) | HH824E2S11 | ASPEN |  | D(A,C,E)24B3K+TDR | Z8ES080B12SMPS1 | 22000 | 18 | 8.5 | 22600 | 18500 | 81.86% | 2 | 0 | 12 |  |  |  |  | R-454B | 1.8333 | Residential & Commercial | USHP | Ducted CEE Tier 1
216054660 | Central HP <5.4 tons | COLEMAN | HRCU-A-CB (Split System: Heat Pump with Remote Outdoor Unit-Air-Source) | HH824E2S11 | ASPEN |  | D(A,C,E)36A4K+TDR | Z9ES026A08SMPS1 | 21200 | 17.5 | 8.1 | 23000 | 17300 | 75.22% | 2 | 0 | 11.7 |  |  |  |  | R-454B | 1.7667 | Residential & Commercial | USHP | Ducted CEE Tier 1
213258060 | Central HP <5.4 tons | LENNOX | HRCU-A-CB (Split System: Heat Pump with Remote Outdoor Unit-Air-Source) | SL25XPV-036-230A** |  |  | CRX35-50/60C-**-*+TDR | SL280DF110V60C* | 34400 | 21 | 9.4 | 36000 | 28800 | 80% | 1.86 | 0 | 13.5 |  |  |  |  | R-410A | 2.8667 | Residential & Commercial | USHP | Ducted CEE Tier 1
214628483 | Central HP <5.4 tons | CARRIER | HRCU-A-CB (Split System: Heat Pump with Remote Outdoor Unit-Air-Source) | 38MURAQ24AB3* | ADP |  | C36A***L129 | 59SU5B060M17**16 | 23400 | 17 | 9 | 25200 | 26000 | 103.2% | 2.24 | 0 | 10 |  |  |  |  | R-410A | 1.95 | Residential & Commercial | USHP | Ducted CEE Tier 1
216980432 | Central HP <5.4 tons | FRIEDRICH | HRCU-A-CB (Split System: Heat Pump with Remote Outdoor Unit-Air-Source) | RD18AY36AJVC |  |  | FRH2TY3617STANN | 0 | 31600 | 19 | 8.5 | 31600 | 27600 | 87.34% | 1.9 | 0 | 12 |  |  |  |  | R-454B | 2.6333 | Residential & Commercial | USHP | Ducted CEE Tier 1
215669877 | Central HP <5.4 tons | TEMPSTAR | HRCU-A-CB (Split System: Heat Pump with Remote Outdoor Unit-Air-Source) | T5H0V36*K*AAA* |  |  | ESH5X36M12A*+WALLCON | *97CMN0801714B* | 33400 | 16 | 8.5 | 35800 | 25600 | 71.51% | 1.76 | 0 | 9 |  |  |  |  | R-454B | 2.7833 | Residential & Commercial | USHP
216054573 | Central HP <5.4 tons | COLEMAN | HRCU-A-CB (Split System: Heat Pump with Remote Outdoor Unit-Air-Source) | HH824E2S11 | ASPEN |  | C(A,C,D,E)24D2K+TDR | TM9E060B12MP12 | 21000 | 17 | 8.5 | 22800 | 18300 | 80.26% | 2 | 0 | 11.2 |  |  |  |  | R-454B | 1.75 | Residential & Commercial | USHP | Ducted CEE Tier 1
216054590 | Central HP <5.4 tons | COLEMAN | HRCU-A-CB (Split System: Heat Pump with Remote Outdoor Unit-Air-Source) | HH824E2S11 | ASPEN |  | D(A,C,E)24B3K+TDR | TM9V080B12MP12 | 22000 | 17 | 8.1 | 22600 | 18300 | 80.97% | 2 | 0 | 12 |  |  |  |  | R-454B | 1.8333 | Residential & Commercial | USHP | Ducted CEE Tier 1
216054610 | Central HP <5.4 tons | COLEMAN | HRCU-A-CB (Split System: Heat Pump with Remote Outdoor Unit-Air-Source) | HH824E2S11 | ASPEN |  | D(A,C,E)24B3K+TDR | TMLE060A12MP11 | 20400 | 17.5 | 8.5 | 22800 | 17900 | 78.51% | 2 | 0 | 11.2 |  |  |  |  | R-454B | 1.7 | Residential & Commercial | USHP | Ducted CEE Tier 1
216054640 | Central HP <5.4 tons | COLEMAN | HRCU-A-CB (Split System: Heat Pump with Remote Outdoor Unit-Air-Source) | HH824E2S11 | ASPEN |  | D(A,C,E)36A4K+TDR | Z8ES060A12SMPS1 | 21200 | 17.5 | 8.5 | 22600 | 17300 | 76.55% | 2 | 0 | 11.7 |  |  |  |  | R-454B | 1.7667 | Residential & Commercial | USHP | Ducted CEE Tier 1
206765451 | Central HP <5.4 tons | AIRQUEST | HRCU-A-CB (Split System: Heat Pump with Remote Outdoor Unit-Air-Source) | HVH825GKA3* |  |  | EA*4X24L17A*+WALLCON | *97CMN0601714A* | 23000 | 16 | 8.1 | 22000 | 17000 | 77.27% | 1.88 | 11 | 10.5 |  |  |  |  | R-410A | 1.9167 | Residential & Commercial | USHP | Ducted CEE Tier 1
206765469 | Central HP <5.4 tons | AIRQUEST | HRCU-A-CB (Split System: Heat Pump with Remote Outdoor Unit-Air-Source) | HVH825GKA3* |  |  | EA*4X24L17A*+WALLCON | *80CTL0701412A* | 23400 | 17 | 8.1 | 22000 | 16700 | 75.91% | 1.9 | 11 | 11 |  |  |  |  | R-410A | 1.95 | Residential & Commercial | USHP | Ducted CEE Tier 1
216055865 | Central HP <5.4 tons | CHAMPION HEATING AND COOLING | HRCU-A-CB (Split System: Heat Pump with Remote Outdoor Unit-Air-Source) | HH860E2S11 | ASPEN |  | C(A,C,D,E)48A3K+TDR | TM8E100C20MP11 | 41000 | 16.5 | 8.1 | 46000 | 35000 | 76.09% | 2 | 0 | 10.5 |  |  |  |  | R-454B | 3.4167 | Residential & Commercial | USHP | Ducted CEE Tier 1
216055883 | Central HP <5.4 tons | CHAMPION HEATING AND COOLING | HRCU-A-CB (Split System: Heat Pump with Remote Outdoor Unit-Air-Source) | HH860E2S11 | ASPEN |  | C(A,C,D,E)48A3K+TDR | TM8V100C20MP12 | 40000 | 17.5 | 8.1 | 44500 | 33800 | 75.96% | 2 | 0 | 10.5 |  |  |  |  | R-454B | 3.3333 | Residential & Commercial | USHP | Ducted CEE Tier 1
216055942 | Central HP <5.4 tons | CHAMPION HEATING AND COOLING | HRCU-A-CB (Split System: Heat Pump with Remote Outdoor Unit-Air-Source) | HH860E2S11 | ASPEN |  | D(A,C,E)60A3K+TDR | TMLE080C16MP11 | 41000 | 18 | 8.5 | 45000 | 34200 | 76% | 2 | 0 | 10.5 |  |  |  |  | R-454B | 3.4167 | Residential & Commercial | USHP | Ducted CEE Tier 1
216055949 | Central HP <5.4 tons | CHAMPION HEATING AND COOLING | HRCU-A-CB (Split System: Heat Pump with Remote Outdoor Unit-Air-Source) | HH860E2S11 | ASPEN |  | C(A,C,D,E)48A3K+TDR | TMLE100C20MP11 | 41000 | 16.5 | 8.1 | 46000 | 35000 | 76.09% | 2 | 0 | 10.5 |  |  |  |  | R-454B | 3.4167 | Residential & Commercial | USHP | Ducted CEE Tier 1
204300342 | Central HP <5.4 tons | AIRQUEST | HRCU-A-CB (Split System: Heat Pump with Remote Outdoor Unit-Air-Source) | HVH837GKA** |  |  | EHD4X42AAL+WALLCON | *97CMN1002122A* | 32600 | 16.5 | 8.1 | 33000 | 24800 | 75.15% | 1.96 | 12 | 11 |  |  |  |  | R-410A | 2.7167 | Residential & Commercial | USHP | Ducted CEE Tier 1
214595095 | Central HP <5.4 tons | CARRIER | HRCU-A-CB (Split System: Heat Pump with Remote Outdoor Unit-Air-Source) | 38MURAQ24AB3* | ASPEN |  | A(E,F)M254+TDR | 0 | 22200 | 15.2 | 8.5 | 26200 | 23400 | 89.31% | 1.92 | 0 | 9.8 |  |  |  |  | R-410A | 1.85 | Residential & Commercial | USHP
214671438 | Central HP <5.4 tons | LENNOX | HRCU-A-CB (Split System: Heat Pump with Remote Outdoor Unit-Air-Source) | SL25XPV-036-230A** | ADP |  | L*29/36U9 | EL297UH045XV36B* | 33600 | 21 | 8.8 | 33200 | 25800 | 77.71% | 1.82 | 0 | 13 |  |  |  |  | R-410A | 2.8 | Residential & Commercial | USHP | Ducted CEE Tier 1
216054539 | Central HP <5.4 tons | COLEMAN | HRCU-A-CB (Split System: Heat Pump with Remote Outdoor Unit-Air-Source) | HH824E2S11 | ASPEN |  | D(A,C,E)24B4K+TDR | TM8E060A12MP11 | 21000 | 17.5 | 9 | 23000 | 17900 | 77.83% | 2 | 0 | 11.2 |  |  |  |  | R-454B | 1.75 | Residential & Commercial | USHP | Ducted CEE Tier 1
216054555 | Central HP <5.4 tons | COLEMAN | HRCU-A-CB (Split System: Heat Pump with Remote Outdoor Unit-Air-Source) | HH824E2S11 | ASPEN |  | D(A,C,E)24B4K+TDR | TM8Y060A12MP11 | 21000 | 18 | 9 | 22800 | 18400 | 80.7% | 2 | 0 | 10.5 |  |  |  |  | R-454B | 1.75 | Residential & Commercial | USHP | Ducted CEE Tier 1
216054612 | Central HP <5.4 tons | COLEMAN | HRCU-A-CB (Split System: Heat Pump with Remote Outdoor Unit-Air-Source) | HH824E2S11 | ASPEN |  | D(A,C,E)36A4K+TDR | TMLE060A12MP11 | 21000 | 17.5 | 9 | 23000 | 17900 | 77.83% | 2 | 0 | 11.2 |  |  |  |  | R-454B | 1.75 | Residential & Commercial | USHP | Ducted CEE Tier 1
216054685 | Central HP <5.4 tons | COLEMAN | HRCU-A-CB (Split System: Heat Pump with Remote Outdoor Unit-Air-Source) | HH836E2S11 | ASPEN |  | D(A,C,E)36A4K+TDR | TL8E080C16UH11 | 31200 | 18 | 8.5 | 31800 | 25600 | 80.5% | 2 | 0 | 10.5 |  |  |  |  | R-454B | 2.6 | Residential & Commercial | USHP | Ducted CEE Tier 1
216054749 | Central HP <5.4 tons | COLEMAN | HRCU-A-CB (Split System: Heat Pump with Remote Outdoor Unit-Air-Source) | HH836E2S11 | ASPEN |  | D(A,C,E)36A4K+TDR | Z9ES100C16SMPS1 | 32000 | 17.5 | 8.1 | 32600 | 24600 | 75.46% | 2 | 0 | 10.5 |  |  |  |  | R-454B | 2.6667 | Residential & Commercial | USHP | Ducted CEE Tier 1
215565254 | Central HP <5.4 tons | COLEMAN | HRCU-A-CB (Split System: Heat Pump with Remote Outdoor Unit-Air-Source) | HH824E2S11 | ASPEN |  | D(A,C,E)36A4J+TDR | CPLC080B12MP13 | 22600 | 17 | 9 | 22600 | 17700 | 78.32% | 2 | 0 | 12 |  |  |  |  | R-454B | 1.8833 | Residential & Commercial | USHP | Ducted CEE Tier 1
214671454 | Central HP <5.4 tons | LENNOX | HRCU-A-CB (Split System: Heat Pump with Remote Outdoor Unit-Air-Source) | SL25XPV-036-230A** | ADP |  | L*25/37Z9 | SL280UH090V36B* | 34000 | 22 | 8.8 | 32800 | 25600 | 78.05% | 1.84 | 0 | 13.5 |  |  |  |  | R-410A | 2.8333 | Residential & Commercial | USHP | Ducted CEE Tier 1
213088500 | Central HP <5.4 tons | TEMPSTAR | HRCU-A-CB (Split System: Heat Pump with Remote Outdoor Unit-Air-Source) | DLCURAH36ABK | ADP |  | V,R36H175P159+AEFE4B* | 0 | 36000 | 16 | 8.1 | 38000 | 35000 | 92.11% | 1.82 | 0 | 10 |  |  |  |  | R-410A | 3 | Residential & Commercial | USHP | Ducted CEE Tier 1
215670426 | Central HP <5.4 tons | CARRIER | HRCU-A-CB (Split System: Heat Pump with Remote Outdoor Unit-Air-Source) | 27VNA036A*030* |  |  | CSAH*6012AM*+UI | 58TN*B070C21**20 | 34600 | 17 | 8.5 | 34600 | 24800 | 71.68% | 1.8 | 0 | 9.5 |  |  |  |  | R-454B | 2.8833 | Residential & Commercial | USHP
213274563 | Central HP <5.4 tons | COLEMAN | HRCU-A-CB (Split System: Heat Pump with Remote Outdoor Unit-Air-Source) | THF2B48T21 | ASPEN |  | D(A,C,E)60A44+TDR | TMLE100C20MP11 | 43500 | 16 | 8.3 | 45000 | 31600 | 70.22% | 3.11 | 0 | 11 |  |  |  |  | R-410A | 3.625 | Residential & Commercial | USHP | Ducted CEE Tier 1
213279229 | Central HP <5.4 tons | COLEMAN | HRCU-A-CB (Split System: Heat Pump with Remote Outdoor Unit-Air-Source) | THF2B48T21 | ASPEN |  | D(A,C,E)60A46+TDR | CP9C100C20MP13 | 43000 | 16 | 8.2 | 44000 | 31400 | 71.36% | 3.14 | 0 | 11.5 |  |  |  |  | R-410A | 3.5833 | Residential & Commercial | USHP | Ducted CEE Tier 1
215425709 | Central HP <5.4 tons | YORK | HRCU-A-CB (Split System: Heat Pump with Remote Outdoor Unit-Air-Source) | HH824E2S11 | ADP |  | H,YE32*30+TXV-BLEED | TM9E060A10MP12 | 22200 | 16 | 8.65 | 21200 | 17700 | 83.49% | 1.94 | 0 | 10.5 |  |  |  |  | R-454B | 1.85 | Residential & Commercial | USHP | Ducted CEE Tier 1
215425711 | Central HP <5.4 tons | YORK | HRCU-A-CB (Split System: Heat Pump with Remote Outdoor Unit-Air-Source) | HH824E2S11 | ADP |  | H,YE32*30+TXV | TM9E060A10MP12 | 22200 | 16 | 8.65 | 21200 | 17700 | 83.49% | 1.94 | 0 | 10.5 |  |  |  |  | R-454B | 1.85 | Residential & Commercial | USHP | Ducted CEE Tier 1
216054537 | Central HP <5.4 tons | COLEMAN | HRCU-A-CB (Split System: Heat Pump with Remote Outdoor Unit-Air-Source) | HH824E2S11 | ASPEN |  | C(A,C,D,E)24D2K+TDR | TM8E060A12MP11 | 19500 | 17 | 9 | 23000 | 17900 | 77.83% | 2 | 0 | 11 |  |  |  |  | R-454B | 1.625 | Residential & Commercial | USHP | Ducted CEE Tier 1
216054553 | Central HP <5.4 tons | COLEMAN | HRCU-A-CB (Split System: Heat Pump with Remote Outdoor Unit-Air-Source) | HH824E2S11 | ASPEN |  | C(A,C,D,E)24D2K+TDR | TM8Y060A12MP11 | 19500 | 17 | 9 | 22800 | 18400 | 80.7% | 2 | 0 | 10 |  |  |  |  | R-454B | 1.625 | Residential & Commercial | USHP | Ducted CEE Tier 1
216054605 | Central HP <5.4 tons | COLEMAN | HRCU-A-CB (Split System: Heat Pump with Remote Outdoor Unit-Air-Source) | HH824E2S11 | ASPEN |  | C(A,C,D,E)24D2K+TDR | TMLE040A12MP11 | 19800 | 16 | 9 | 22600 | 17200 | 76.11% | 2 | 0 | 11.2 |  |  |  |  | R-454B | 1.65 | Residential & Commercial | USHP | Ducted CEE Tier 1
216054630 | Central HP <5.4 tons | COLEMAN | HRCU-A-CB (Split System: Heat Pump with Remote Outdoor Unit-Air-Source) | HH824E2S11 | ASPEN |  | D(A,C,E)24B3K+TDR | TPLC080B12MP13 | 22000 | 17 | 8.1 | 22600 | 17700 | 78.32% | 2 | 0 | 12 |  |  |  |  | R-454B | 1.8333 | Residential & Commercial | USHP | Ducted CEE Tier 1
216054637 | Central HP <5.4 tons | COLEMAN | HRCU-A-CB (Split System: Heat Pump with Remote Outdoor Unit-Air-Source) | HH824E2S11 | ASPEN |  | C(A,C,D,E)24D2K+TDR | Z8ES060A12SMPS1 | 19700 | 17 | 9 | 22600 | 17300 | 76.55% | 2 | 0 | 11.2 |  |  |  |  | R-454B | 1.6417 | Residential & Commercial | USHP | Ducted CEE Tier 1
216054664 | Central HP <5.4 tons | COLEMAN | HRCU-A-CB (Split System: Heat Pump with Remote Outdoor Unit-Air-Source) | HH824E2S11 | ASPEN |  | D(A,C,E)36A4K+TDR | Z9ES040A10SMPS1 | 21000 | 17.5 | 8.5 | 23000 | 17800 | 77.39% | 2 | 0 | 11.7 |  |  |  |  | R-454B | 1.75 | Residential & Commercial | USHP | Ducted CEE Tier 1
216054673 | Central HP <5.4 tons | COLEMAN | HRCU-A-CB (Split System: Heat Pump with Remote Outdoor Unit-Air-Source) | HH824E2S11 | ASPEN |  | C(A,C,D,E)24D2K+TDR | Z9ES080B12SMPS1 | 21000 | 17 | 8.5 | 22800 | 18100 | 79.39% | 2 | 0 | 11.7 |  |  |  |  | R-454B | 1.75 | Residential & Commercial | USHP | Ducted CEE Tier 1
215940775 | Central HP <5.4 tons | BRYANT HEATING AND COOLING SYSTEMS | HRCU-A-CB (Split System: Heat Pump with Remote Outdoor Unit-Air-Source) | 293VAN036**AA* |  |  | CVAVA4924XMA*+UI | 987TA60080C21*** | 35400 | 21.5 | 8.5 | 38000 | 28600 | 75.26% | 2.04 | 0 | 12 |  |  |  |  | R-454B | 2.95 | Residential & Commercial | USHP | Ducted CEE Tier 1
216751534 | Central HP <5.4 tons | YORK | HRCU-A-CB (Split System: Heat Pump with Remote Outdoor Unit-Air-Source) | HH824E2S11 | ADP |  | H,YG33*36+TXV-BLEED | Y81E060A12SMPS1 | 22400 | 17 | 9.25 | 21400 | 17600 | 82.24% | 1.96 | 0 | 11.5 |  |  |  |  | R-454B | 1.8667 | Residential & Commercial | USHP | Ducted CEE Tier 1
215425850 | Central HP <5.4 tons | YORK | HRCU-A-CB (Split System: Heat Pump with Remote Outdoor Unit-Air-Source) | HH824E2S11 | ADP |  | H,YE33*30+TXV | YP9C080B12MP13 | 23000 | 17 | 9 | 21400 | 17900 | 83.64% | 2 | 0 | 12 |  |  |  |  | R-454B | 1.9167 | Residential & Commercial | USHP | Ducted CEE Tier 1
214671467 | Central HP <5.4 tons | LENNOX | HRCU-A-CB (Split System: Heat Pump with Remote Outdoor Unit-Air-Source) | SL25XPV-036-230A** | ADP |  | L*24/36Z9 | SL297UH060NV36B* | 33800 | 21 | 8.8 | 34200 | 27400 | 80.12% | 1.8 | 0 | 13 |  |  |  |  | R-410A | 2.8167 | Residential & Commercial | USHP | Ducted CEE Tier 1
216054631 | Central HP <5.4 tons | COLEMAN | HRCU-A-CB (Split System: Heat Pump with Remote Outdoor Unit-Air-Source) | HH824E2S11 | ASPEN |  | D(A,C,E)24B4K+TDR | TPLC080B12MP13 | 22400 | 17 | 8.5 | 22800 | 17700 | 77.63% | 2 | 0 | 12 |  |  |  |  | R-454B | 1.8667 | Residential & Commercial | USHP | Ducted CEE Tier 1
216054654 | Central HP <5.4 tons | COLEMAN | HRCU-A-CB (Split System: Heat Pump with Remote Outdoor Unit-Air-Source) | HH824E2S11 | ASPEN |  | D(A,C,E)24B3K+TDR | Z8ET080B12LMPS1 | 22000 | 18 | 8.5 | 22600 | 18500 | 81.86% | 2 | 0 | 12 |  |  |  |  | R-454B | 1.8333 | Residential & Commercial | USHP | Ducted CEE Tier 1
216054513 | Central HP <5.4 tons | COLEMAN | HRCU-A-CB (Split System: Heat Pump with Remote Outdoor Unit-Air-Source) | HH824E2S11 | ASPEN |  | C(A,C,D,E)24D2K+TDR | CP9C060B12MP13 | 21200 | 16.5 | 8.5 | 22800 | 18000 | 78.95% | 2 | 0 | 11.7 |  |  |  |  | R-454B | 1.7667 | Residential & Commercial | USHP | Ducted CEE Tier 1
216054520 | Central HP <5.4 tons | COLEMAN | HRCU-A-CB (Split System: Heat Pump with Remote Outdoor Unit-Air-Source) | HH824E2S11 | ASPEN |  | D(A,C,E)36A4K+TDR | CP9C080B12MP13 | 22600 | 17 | 9 | 22800 | 18300 | 80.26% | 2 | 0 | 12 |  |  |  |  | R-454B | 1.8833 | Residential & Commercial | USHP | Ducted CEE Tier 1
216054522 | Central HP <5.4 tons | COLEMAN | HRCU-A-CB (Split System: Heat Pump with Remote Outdoor Unit-Air-Source) | HH824E2S11 | ASPEN |  | D(A,C,E)24B3K+TDR | CPLC080B12MP13 | 22000 | 17 | 9 | 22600 | 17700 | 78.32% | 2 | 0 | 12 |  |  |  |  | R-454B | 1.8333 | Residential & Commercial | USHP | Ducted CEE Tier 1
216054529 | Central HP <5.4 tons | COLEMAN | HRCU-A-CB (Split System: Heat Pump with Remote Outdoor Unit-Air-Source) | HH824E2S11 | ASPEN |  | C(A,C,D,E)24D2K+TDR | TL9E060B12UH11 | 21200 | 17 | 8.5 | 22800 | 18000 | 78.95% | 2 | 0 | 11.7 |  |  |  |  | R-454B | 1.7667 | Residential & Commercial | USHP | Ducted CEE Tier 1
216054547 | Central HP <5.4 tons | COLEMAN | HRCU-A-CB (Split System: Heat Pump with Remote Outdoor Unit-Air-Source) | HH824E2S11 | ASPEN |  | D(A,C,E)24B4K+TDR | TM8E100B12MP11 | 22600 | 17 | 8.5 | 22800 | 18000 | 78.95% | 2 | 0 | 12 |  |  |  |  | R-454B | 1.8833 | Residential & Commercial | USHP | Ducted CEE Tier 1
216054579 | Central HP <5.4 tons | COLEMAN | HRCU-A-CB (Split System: Heat Pump with Remote Outdoor Unit-Air-Source) | HH824E2S11 | ASPEN |  | D(A,C,E)24B4K+TDR | TM9E080B12MP12 | 22600 | 17 | 8.5 | 22600 | 18700 | 82.74% | 2 | 0 | 11.7 |  |  |  |  | R-454B | 1.8833 | Residential & Commercial | USHP | Ducted CEE Tier 1
215654062 | Central HP <5.4 tons | YORK | HRCU-A-CB (Split System: Heat Pump with Remote Outdoor Unit-Air-Source) | HH860E2S11 | ASPEN |  | CH60B3J+TDR | Y81E080C20SMPS1 | 40500 | 17.5 | 8.1 | 44000 | 33400 | 75.91% | 2 | 0 | 11.7 |  |  |  |  | R-454B | 3.375 | Residential & Commercial | USHP | Ducted CEE Tier 1
216035488 | Central HP <5.4 tons | COLEMAN | HRCU-A-CB (Split System: Heat Pump with Remote Outdoor Unit-Air-Source) | HH860E2S11 | ASPEN |  | AE*L+CM60B3J+TDR | 0 | 43000 | 19 | 9 | 45500 | 39000 | 85.71% | 2.82 | 0 | 12 |  |  |  |  | R-454B | 3.5833 | Residential & Commercial | USHP | Ducted CEE Tier 1
215669909 | Central HP <5.4 tons | TEMPSTAR | HRCU-A-CB (Split System: Heat Pump with Remote Outdoor Unit-Air-Source) | T5H0V36*K*AAA* |  |  | ESH5X36M12A*+WALLCON | *96CTN0401410B* | 32200 | 15.2 | 8.5 | 36200 | 25800 | 71.27% | 1.76 | 0 | 9 |  |  |  |  | R-454B | 2.6833 | Residential & Commercial | USHP
215669925 | Central HP <5.4 tons | TEMPSTAR | HRCU-A-CB (Split System: Heat Pump with Remote Outdoor Unit-Air-Source) | T5H0V36*K*AAA* |  |  | ESH5X36M12A*+WALLCON | *96CTN1002122B* | 33800 | 16.5 | 8.5 | 35800 | 25400 | 70.95% | 1.76 | 0 | 9.5 |  |  |  |  | R-454B | 2.8167 | Residential & Commercial | USHP
206771123 | Central HP <5.4 tons | DAY & NIGHT | HRCU-A-CB (Split System: Heat Pump with Remote Outdoor Unit-Air-Source) | CVH837GKA2* |  |  | EA*4X36L21A*+WALLCON | *97CMN1002122A* | 31600 | 17 | 8.1 | 33200 | 24200 | 72.89% | 1.86 | 11.5 | 11 |  |  |  |  | R-410A | 2.6333 | Residential & Commercial | USHP | Ducted CEE Tier 1
206771546 | Central HP <5.4 tons | DAY & NIGHT | HRCU-A-CB (Split System: Heat Pump with Remote Outdoor Unit-Air-Source) | CVH837GKA2* |  |  | EA*4X42L24A*+WALLCON | *96CTN1202422A* | 31800 | 17.5 | 8.1 | 33000 | 24400 | 73.94% | 1.9 | 11 | 11.5 |  |  |  |  | R-410A | 2.65 | Residential & Commercial | USHP | Ducted CEE Tier 1
216054672 | Central HP <5.4 tons | COLEMAN | HRCU-A-CB (Split System: Heat Pump with Remote Outdoor Unit-Air-Source) | HH824E2S11 | ASPEN |  | D(A,C,E)36A4K+TDR | Z9ES060B12SMPS1 | 22600 | 17 | 8.5 | 22800 | 18600 | 81.58% | 2 | 0 | 11.7 |  |  |  |  | R-454B | 1.8833 | Residential & Commercial | USHP | Ducted CEE Tier 1
215869109 | Central HP <5.4 tons | AMERICAN STANDARD | HRCU-A-CB (Split System: Heat Pump with Remote Outdoor Unit-Air-Source) | 5A6V8X36A1 |  |  | 5TXCC005AS3 | S9V2C100U5VSB+LRP | 31800 | 18.1 | 8.5 | 32800 | 25600 | 78.05% | 2.1 | 0 | 10 |  |  |  |  | R-454B | 2.65 | Residential & Commercial | USHP | Ducted CEE Tier 1
213493950 | Central HP <5.4 tons | CHAMPION HEATING AND COOLING | HRCU-A-CB (Split System: Heat Pump with Remote Outdoor Unit-Air-Source) | HMH72B341 | ASPEN |  | C(A,C,D,E)36A34+TDR | Z8ES100C20LMPS1 | 31200 | 17.4 | 8.3 | 33000 | 27600 | 83.64% | 2.68 | 0 | 9.3 |  |  |  |  | R-410A | 2.6 | Residential & Commercial | USHP
213493984 | Central HP <5.4 tons | CHAMPION HEATING AND COOLING | HRCU-A-CB (Split System: Heat Pump with Remote Outdoor Unit-Air-Source) | HMH72B341 | ASPEN |  | C(A,C,D,E)48A34+TDR | Z8ES120C20LMPS1 | 32200 | 17.5 | 8.5 | 33800 | 27800 | 82.25% | 2.66 | 0 | 9.4 |  |  |  |  | R-410A | 2.6833 | Residential & Commercial | USHP
216054669 | Central HP <5.4 tons | COLEMAN | HRCU-A-CB (Split System: Heat Pump with Remote Outdoor Unit-Air-Source) | HH824E2S11 | ASPEN |  | C(A,C,D,E)24D2K+TDR | Z9ES060B12SMPS1 | 21000 | 17 | 8.5 | 22800 | 18600 | 81.58% | 2 | 0 | 11.2 |  |  |  |  | R-454B | 1.75 | Residential & Commercial | USHP | Ducted CEE Tier 1
216054517 | Central HP <5.4 tons | COLEMAN | HRCU-A-CB (Split System: Heat Pump with Remote Outdoor Unit-Air-Source) | HH824E2S11 | ASPEN |  | C(A,C,D,E)24D2K+TDR | CP9C080B12MP13 | 21000 | 17 | 8.5 | 22800 | 18300 | 80.26% | 2 | 0 | 11.7 |  |  |  |  | R-454B | 1.75 | Residential & Commercial | USHP | Ducted CEE Tier 1
215670526 | Central HP <5.4 tons | CARRIER | HRCU-A-CB (Split System: Heat Pump with Remote Outdoor Unit-Air-Source) | 27VNA036A*030* |  |  | CSAH*6012AM*+UI | 59MN7C080C21**20 | 34600 | 17 | 8.5 | 34600 | 24800 | 71.68% | 1.8 | 0 | 10 |  |  |  |  | R-454B | 2.8833 | Residential & Commercial | USHP | Ducted CEE Tier 1
215425808 | Central HP <5.4 tons | YORK | HRCU-A-CB (Split System: Heat Pump with Remote Outdoor Unit-Air-Source) | HH824E2S11 | ADP |  | H,YE33*30+TXV | Y91E026A08SMPS1 | 22400 | 17 | 8.3 | 21400 | 16900 | 78.97% | 1.96 | 0 | 11.5 |  |  |  |  | R-454B | 1.8667 | Residential & Commercial | USHP | Ducted CEE Tier 1
215940825 | Central HP <5.4 tons | BRYANT HEATING AND COOLING SYSTEMS | HRCU-A-CB (Split System: Heat Pump with Remote Outdoor Unit-Air-Source) | 293VAN036**AA* |  |  | CVAVA6021XMA*+UI | 83*CB48060C17*** | 35600 | 22 | 8.5 | 38000 | 28600 | 75.26% | 2.02 | 0 | 12.5 |  |  |  |  | R-454B | 2.9667 | Residential & Commercial | USHP | Ducted CEE Tier 1
215940875 | Central HP <5.4 tons | BRYANT HEATING AND COOLING SYSTEMS | HRCU-A-CB (Split System: Heat Pump with Remote Outdoor Unit-Air-Source) | 293VAN036**AA* |  |  | CVAVA6024XMA*+UI | 986TD60080C21*** | 35400 | 21.5 | 8.5 | 38000 | 28600 | 75.26% | 2.04 | 0 | 12 |  |  |  |  | R-454B | 2.95 | Residential & Commercial | USHP | Ducted CEE Tier 1
213238537 | Central HP <5.4 tons | CHAMPION HEATING AND COOLING | HRCU-A-CB (Split System: Heat Pump with Remote Outdoor Unit-Air-Source) | THF2B48T21 | ASPEN |  | D(A,C,E)48B44+TDR | TM8E100C20MP11 | 43000 | 16 | 8.2 | 44500 | 31600 | 71.01% | 3.07 | 0 | 11.5 |  |  |  |  | R-410A | 3.5833 | Residential & Commercial | USHP | Ducted CEE Tier 1
213238580 | Central HP <5.4 tons | CHAMPION HEATING AND COOLING | HRCU-A-CB (Split System: Heat Pump with Remote Outdoor Unit-Air-Source) | THF2B48T21 | ASPEN |  | D(A,C,E)48D44+TDR | TM9V080C16MP12 | 43500 | 16.2 | 8.1 | 44500 | 31200 | 70.11% | 3.18 | 0 | 11 |  |  |  |  | R-410A | 3.625 | Residential & Commercial | USHP | Ducted CEE Tier 1
215675865 | Central HP <5.4 tons | HEIL | HRCU-A-CB (Split System: Heat Pump with Remote Outdoor Unit-Air-Source) | H5H0V48*K*AAA* |  |  | EVM5X60M24A*+WALLCON | *80CTL0702120B* | 47500 | 19 | 9 | 50000 | 36800 | 73.6% | 2 | 0 | 10 |  |  |  |  | R-454B | 3.9583 | Residential & Commercial | USHP | Ducted CEE Tier 1
215941095 | Central HP <5.4 tons | BRYANT HEATING AND COOLING SYSTEMS | HRCU-A-CB (Split System: Heat Pump with Remote Outdoor Unit-Air-Source) | 293VAN048**AA* |  |  | CAA**6124AM*+UI | 986TD60080C21*** | 45500 | 21 | 9.5 | 48500 | 37000 | 76.29% | 2 | 0 | 11 |  |  |  |  | R-454B | 3.7917 | Residential & Commercial | USHP | Ducted CEE Tier 1
213238568 | Central HP <5.4 tons | CHAMPION HEATING AND COOLING | HRCU-A-CB (Split System: Heat Pump with Remote Outdoor Unit-Air-Source) | THF2B48T21 | ASPEN |  | D(A,C,E)48D44+TDR | TM9E080C16MP12 | 43500 | 16.2 | 8.4 | 44500 | 31200 | 70.11% | 3.21 | 0 | 11 |  |  |  |  | R-410A | 3.625 | Residential & Commercial | USHP | Ducted CEE Tier 1
213238581 | Central HP <5.4 tons | CHAMPION HEATING AND COOLING | HRCU-A-CB (Split System: Heat Pump with Remote Outdoor Unit-Air-Source) | THF2B48T21 | ASPEN |  | D(A,C,E)48B44+TDR | TM9V100C16MP12 | 42500 | 15.9 | 8.2 | 44000 | 30800 | 70% | 3.12 | 0 | 11.5 |  |  |  |  | R-410A | 3.5417 | Residential & Commercial | USHP | Ducted CEE Tier 1
213773165 | Central HP <5.4 tons | CARRIER | HRCU-A-CB (Split System: Heat Pump with Remote Outdoor Unit-Air-Source) | 25VNA825A*032* |  |  | CAP**3717AL*+UI | 58TN*B070C14**12 | 24200 | 16.5 | 8.1 | 21400 | 16700 | 78.04% | 2 | 0 | 10.5 |  |  |  |  | R-410A | 2.0167 | Residential & Commercial | USHP | Ducted CEE Tier 1
213773315 | Central HP <5.4 tons | CARRIER | HRCU-A-CB (Split System: Heat Pump with Remote Outdoor Unit-Air-Source) | 25VNA825A*032* |  |  | CAP**3721AL*+UI | 59MN7C060C17**14 | 24200 | 16 | 8.1 | 21200 | 16700 | 78.77% | 2 | 0 | 10.5 |  |  |  |  | R-410A | 2.0167 | Residential & Commercial | USHP | Ducted CEE Tier 1
214061821 | Central HP <5.4 tons | LENNOX | HRCU-A-CB (Split System: Heat Pump with Remote Outdoor Unit-Air-Source) | EL22XPV-024-230A** | ADP |  | HG80936 | EL296UH070XV36B* | 23800 | 21 | 8.5 | 22000 | 15400 | 70% | 1.92 | 0 | 13.5 |  |  |  |  | R-410A | 1.9833 | Residential & Commercial | USHP | Ducted CEE Tier 1
216054524 | Central HP <5.4 tons | COLEMAN | HRCU-A-CB (Split System: Heat Pump with Remote Outdoor Unit-Air-Source) | HH824E2S11 | ASPEN |  | D(A,C,E)36A4K+TDR | CPLC080B12MP13 | 22600 | 17 | 9 | 22600 | 17700 | 78.32% | 2 | 0 | 12 |  |  |  |  | R-454B | 1.8833 | Residential & Commercial | USHP | Ducted CEE Tier 1
216054527 | Central HP <5.4 tons | COLEMAN | HRCU-A-CB (Split System: Heat Pump with Remote Outdoor Unit-Air-Source) | HH824E2S11 | ASPEN |  | D(A,C,E)24B4K+TDR | TL8E060A12UH11 | 21000 | 18 | 9 | 23000 | 17900 | 77.83% | 2 | 0 | 11.2 |  |  |  |  | R-454B | 1.75 | Residential & Commercial | USHP | Ducted CEE Tier 1
216054543 | Central HP <5.4 tons | COLEMAN | HRCU-A-CB (Split System: Heat Pump with Remote Outdoor Unit-Air-Source) | HH824E2S11 | ASPEN |  | D(A,C,E)24B4K+TDR | TM8E080B12MP11 | 22600 | 17 | 8.5 | 22800 | 18000 | 78.95% | 2 | 0 | 12 |  |  |  |  | R-454B | 1.8833 | Residential & Commercial | USHP | Ducted CEE Tier 1
216054557 | Central HP <5.4 tons | COLEMAN | HRCU-A-CB (Split System: Heat Pump with Remote Outdoor Unit-Air-Source) | HH824E2S11 | ASPEN |  | C(A,C,D,E)24D2K+TDR | TM8Y080B12MP11 | 21000 | 17 | 8.5 | 22800 | 18300 | 80.26% | 2 | 0 | 11.7 |  |  |  |  | R-454B | 1.75 | Residential & Commercial | USHP | Ducted CEE Tier 1
216054643 | Central HP <5.4 tons | COLEMAN | HRCU-A-CB (Split System: Heat Pump with Remote Outdoor Unit-Air-Source) | HH824E2S11 | ASPEN |  | D(A,C,E)24B4K+TDR | Z8ES080B12SMPS1 | 22600 | 18 | 8.5 | 22800 | 18500 | 81.14% | 2 | 0 | 12 |  |  |  |  | R-454B | 1.8833 | Residential & Commercial | USHP | Ducted CEE Tier 1
216054675 | Central HP <5.4 tons | COLEMAN | HRCU-A-CB (Split System: Heat Pump with Remote Outdoor Unit-Air-Source) | HH824E2S11 | ASPEN |  | D(A,C,E)24B4K+TDR | Z9ES080B12SMPS1 | 22600 | 17 | 8.5 | 22800 | 18100 | 79.39% | 2 | 0 | 12 |  |  |  |  | R-454B | 1.8833 | Residential & Commercial | USHP | Ducted CEE Tier 1
216054581 | Central HP <5.4 tons | COLEMAN | HRCU-A-CB (Split System: Heat Pump with Remote Outdoor Unit-Air-Source) | HH824E2S11 | ASPEN |  | C(A,C,D,E)24D2K+TDR | TM9V040A10MP12 | 19700 | 16 | 9 | 23000 | 17500 | 76.09% | 2 | 0 | 10 |  |  |  |  | R-454B | 1.6417 | Residential & Commercial | USHP | Ducted CEE Tier 1
216054611 | Central HP <5.4 tons | COLEMAN | HRCU-A-CB (Split System: Heat Pump with Remote Outdoor Unit-Air-Source) | HH824E2S11 | ASPEN |  | D(A,C,E)24B4K+TDR | TMLE060A12MP11 | 21000 | 17.5 | 9 | 23000 | 17900 | 77.83% | 2 | 0 | 11.2 |  |  |  |  | R-454B | 1.75 | Residential & Commercial | USHP | Ducted CEE Tier 1
216035495 | Central HP <5.4 tons | COLEMAN | HRCU-A-CB (Split System: Heat Pump with Remote Outdoor Unit-Air-Source) | HH824E2S11 | ASPEN |  | AE*S+CM30C2J+TDR | 0 | 22000 | 19 | 9 | 23200 | 20000 | 86.21% | 2.84 | 0 | 12 |  |  |  |  | R-454B | 1.8333 | Residential & Commercial | USHP | Ducted CEE Tier 1
206772750 | Central HP <5.4 tons | AIRQUEST | HRCU-A-CB (Split System: Heat Pump with Remote Outdoor Unit-Air-Source) | HVH837GKA2* |  |  | EHD4X42AAL+WALLCON | *96CTN1202422A* | 32600 | 17 | 8.1 | 33000 | 24800 | 75.15% | 1.96 | 11 | 11 |  |  |  |  | R-410A | 2.7167 | Residential & Commercial | USHP | Ducted CEE Tier 1
216440019 | Central HP <5.4 tons | AMERICAN STANDARD | HRCU-A-CB (Split System: Heat Pump with Remote Outdoor Unit-Air-Source) | 5A6V0X36A1 |  |  | 5PX*B004AS3 | S9V2B060U4PSC+LRP | 33400 | 18.2 | 9.4 | 32000 | 24000 | 75% | 2.1 | 0 | 12 |  |  |  |  | R-454B | 2.7833 | Residential & Commercial | USHP | Ducted CEE Tier 1
216440037 | Central HP <5.4 tons | AMERICAN STANDARD | HRCU-A-CB (Split System: Heat Pump with Remote Outdoor Unit-Air-Source) | 5A6V0X36A1 |  |  | 5PX*B006AS3 | S9V2B060U3VSB+LRP | 34400 | 19.2 | 9.4 | 32600 | 24200 | 74.23% | 2.1 | 0 | 12.5 |  |  |  |  | R-454B | 2.8667 | Residential & Commercial | USHP | Ducted CEE Tier 1
214573979 | Central HP <5.4 tons | BRYANT HEATING AND COOLING SYSTEMS | HRCU-A-CB (Split System: Heat Pump with Remote Outdoor Unit-Air-Source) | 288BNV037*0**B* |  |  | CAP**4824AL*+UI | 935CB60080C21*** | 32200 | 17.5 | 8.5 | 32400 | 25000 | 77.16% | 1.98 | 0 | 11 |  |  |  |  | R-410A | 2.6833 | Residential & Commercial | USHP | Ducted CEE Tier 1
214574029 | Central HP <5.4 tons | BRYANT HEATING AND COOLING SYSTEMS | HRCU-A-CB (Split System: Heat Pump with Remote Outdoor Unit-Air-Source) | 288BNV037*0**B* |  |  | CAP**6024AL*+UI | 88*TB60070C21*** | 32800 | 17.5 | 8.5 | 31600 | 24800 | 78.48% | 1.98 | 0 | 11.5 |  |  |  |  | R-410A | 2.7333 | Residential & Commercial | USHP | Ducted CEE Tier 1
216980425 | Central HP <5.4 tons | FRIEDRICH | HRCU-A-CB (Split System: Heat Pump with Remote Outdoor Unit-Air-Source) | RD18AY48AJVC |  |  | FRH2TY4824MTANN | 0 | 43000 | 18 | 8.5 | 42500 | 32800 | 77.18% | 2.1 | 0 | 12 |  |  |  |  | R-454B | 3.5833 | Residential & Commercial | USHP | Ducted CEE Tier 1
213238596 | Central HP <5.4 tons | CHAMPION HEATING AND COOLING | HRCU-A-CB (Split System: Heat Pump with Remote Outdoor Unit-Air-Source) | THF2B48T21 | ASPEN |  | D(A,C,E)48D44+TDR | TM9Y120D20MP11 | 44000 | 16.2 | 8.4 | 44500 | 31200 | 70.11% | 3.19 | 0 | 11 |  |  |  |  | R-410A | 3.6667 | Residential & Commercial | USHP | Ducted CEE Tier 1
213205931 | Central HP <5.4 tons | CARRIER | HRCU-A-CB (Split System: Heat Pump with Remote Outdoor Unit-Air-Source) | 38MURAQ24AA3* | ASPEN |  | D(A,C,E)36C34+TDR | 58TP*A070V17**16 | 23800 | 16.5 | 8.1 | 25200 | 22600 | 89.68% | 2.91 | 0 | 9.5 |  |  |  |  | R-410A | 1.9833 | Residential & Commercial | USHP
213205933 | Central HP <5.4 tons | CARRIER | HRCU-A-CB (Split System: Heat Pump with Remote Outdoor Unit-Air-Source) | 38MURAQ24AA3* | ASPEN |  | D(A,C,E)24B44+TDR | 58TP*A090V17**16 | 23600 | 16 | 8.1 | 25200 | 22400 | 88.89% | 2.91 | 0 | 9.5 |  |  |  |  | R-410A | 1.9667 | Residential & Commercial | USHP
213205940 | Central HP <5.4 tons | CARRIER | HRCU-A-CB (Split System: Heat Pump with Remote Outdoor Unit-Air-Source) | 38MURAQ24AA3* | ASPEN |  | D(A,C,E)36B34+TDR | 58TP*A090V17**16 | 23600 | 16 | 8.1 | 25200 | 22400 | 88.89% | 2.94 | 0 | 9.5 |  |  |  |  | R-410A | 1.9667 | Residential & Commercial | USHP
216752018 | Central HP <5.4 tons | YORK | HRCU-A-CB (Split System: Heat Pump with Remote Outdoor Unit-Air-Source) | HH836E2S11 | ADP |  | H,YG48*36+TXV-BLEED | Y91E080C16SMPS1 | 34400 | 19 | 9 | 31000 | 25400 | 81.94% | 2 | 0 | 11 |  |  |  |  | R-454B | 2.8667 | Residential & Commercial | USHP | Ducted CEE Tier 1
216752019 | Central HP <5.4 tons | YORK | HRCU-A-CB (Split System: Heat Pump with Remote Outdoor Unit-Air-Source) | HH836E2S11 | ADP |  | H,YG80*36+TXV-BLEED | Y91E080C16SMPS1 | 34400 | 19 | 9 | 31000 | 25400 | 81.94% | 2 | 0 | 11 |  |  |  |  | R-454B | 2.8667 | Residential & Commercial | USHP | Ducted CEE Tier 1
213546834 | Central HP <5.4 tons | LENNOX | HRCU-A-CB (Split System: Heat Pump with Remote Outdoor Unit-Air-Source) | EL22XPV-024-230A** | ADP |  | LD24/35Y9 | SL280DF060NV36B* | 23800 | 20 | 8.5 | 22000 | 15400 | 70% | 1.92 | 0 | 13.5 |  |  |  |  | R-410A | 1.9833 | Residential & Commercial | USHP | Ducted CEE Tier 1
216054518 | Central HP <5.4 tons | COLEMAN | HRCU-A-CB (Split System: Heat Pump with Remote Outdoor Unit-Air-Source) | HH824E2S11 | ASPEN |  | D(A,C,E)24B3K+TDR | CP9C080B12MP13 | 22000 | 17 | 8.5 | 22600 | 18300 | 80.97% | 2 | 0 | 12 |  |  |  |  | R-454B | 1.8333 | Residential & Commercial | USHP | Ducted CEE Tier 1
216054582 | Central HP <5.4 tons | COLEMAN | HRCU-A-CB (Split System: Heat Pump with Remote Outdoor Unit-Air-Source) | HH824E2S11 | ASPEN |  | D(A,C,E)24B3K+TDR | TM9V040A10MP12 | 20600 | 16.5 | 8.5 | 22800 | 17500 | 76.75% | 2 | 0 | 9.8 |  |  |  |  | R-454B | 1.7167 | Residential & Commercial | USHP
216054633 | Central HP <5.4 tons | COLEMAN | HRCU-A-CB (Split System: Heat Pump with Remote Outdoor Unit-Air-Source) | HH824E2S11 | ASPEN |  | C(A,C,D,E)24D2K+TDR | Z8ES040A12SMPS1 | 19500 | 17 | 9.5 | 22800 | 18100 | 79.39% | 2 | 0 | 11 |  |  |  |  | R-454B | 1.625 | Residential & Commercial | USHP | Ducted CEE Tier 1
216054650 | Central HP <5.4 tons | COLEMAN | HRCU-A-CB (Split System: Heat Pump with Remote Outdoor Unit-Air-Source) | HH824E2S11 | ASPEN |  | D(A,C,E)24B3K+TDR | Z8ET060A12LMPS1 | 20400 | 18.7 | 8.5 | 22800 | 17700 | 77.63% | 2 | 0 | 11 |  |  |  |  | R-454B | 1.7 | Residential & Commercial | USHP | Ducted CEE Tier 1
215565325 | Central HP <5.4 tons | COLEMAN | HRCU-A-CB (Split System: Heat Pump with Remote Outdoor Unit-Air-Source) | HH824E2S11 | ASPEN |  | D(A,C,E)37E2J+TDR | Z9ES060B12SMPS1 | 22200 | 17 | 9 | 23000 | 18600 | 80.87% | 2 | 0 | 11.7 |  |  |  |  | R-454B | 1.85 | Residential & Commercial | USHP | Ducted CEE Tier 1
215565326 | Central HP <5.4 tons | COLEMAN | HRCU-A-CB (Split System: Heat Pump with Remote Outdoor Unit-Air-Source) | HH824E2S11 | ASPEN |  | D(A,C,E)37E2J+TDR | Z9ES080B12SMPS1 | 22400 | 17 | 9 | 23000 | 18100 | 78.7% | 2 | 0 | 12 |  |  |  |  | R-454B | 1.8667 | Residential & Commercial | USHP | Ducted CEE Tier 1
214731650 | Central HP <5.4 tons | YORK | HRCU-A-CB (Split System: Heat Pump with Remote Outdoor Unit-Air-Source) | HMH72B341 | ADP |  | AD-35H*****9 | Y81E080B12SMPS1 | 33200 | 18 | 8.5 | 31400 | 23000 | 73.25% | 2.04 | 0 | 10 |  |  |  |  | R-410A | 2.7667 | Residential & Commercial | USHP | Ducted CEE Tier 1
216440051 | Central HP <5.4 tons | AMERICAN STANDARD | HRCU-A-CB (Split System: Heat Pump with Remote Outdoor Unit-Air-Source) | 5A6V0X36A1 |  |  | 5PX*B006AS3+P0V0B000M40SD+LRP | 0 | 34200 | 19.6 | 9.4 | 32600 | 24200 | 74.23% | 2.1 | 0 | 12.7 |  |  |  |  | R-454B | 2.85 | Residential & Commercial | USHP | Ducted CEE Tier 1
206773068 | Central HP <5.4 tons | DAY & NIGHT | HRCU-A-CB (Split System: Heat Pump with Remote Outdoor Unit-Air-Source) | CVH837GKA2* |  |  | EA*4X42L21A*+WALLCON | *80CSU0601716A* | 31800 | 17 | 8.1 | 33200 | 24400 | 73.49% | 1.86 | 11.5 | 11 |  |  |  |  | R-410A | 2.65 | Residential & Commercial | USHP | Ducted CEE Tier 1
206773284 | Central HP <5.4 tons | DAY & NIGHT | HRCU-A-CB (Split System: Heat Pump with Remote Outdoor Unit-Air-Source) | CVH837GKA2* |  |  | EN(A,D,W)4X48L21**+WALLCON | *80CSU1002120A* | 32400 | 17 | 8.1 | 33000 | 24800 | 75.15% | 1.94 | 12.2 | 11.5 |  |  |  |  | R-410A | 2.7 | Residential & Commercial | USHP | Ducted CEE Tier 1
214671439 | Central HP <5.4 tons | LENNOX | HRCU-A-CB (Split System: Heat Pump with Remote Outdoor Unit-Air-Source) | SL25XPV-036-230A** | ADP |  | LH23/37W9 | EL297UH045XV36B* | 33600 | 21 | 8.8 | 33200 | 25800 | 77.71% | 1.82 | 0 | 13 |  |  |  |  | R-410A | 2.8 | Residential & Commercial | USHP | Ducted CEE Tier 1
206773334 | Central HP <5.4 tons | DAY & NIGHT | HRCU-A-CB (Split System: Heat Pump with Remote Outdoor Unit-Air-Source) | CVH837GKA2* |  |  | EHD4X42AAL+WALLCON | *80CSU0601716A* | 32400 | 16.5 | 8.1 | 33200 | 24800 | 74.7% | 1.94 | 11.5 | 11 |  |  |  |  | R-410A | 2.7 | Residential & Commercial | USHP | Ducted CEE Tier 1
206773352 | Central HP <5.4 tons | DAY & NIGHT | HRCU-A-CB (Split System: Heat Pump with Remote Outdoor Unit-Air-Source) | CVH837GKA2* |  |  | EHD4X42AAL+WALLCON | *80CSU1002120A* | 32400 | 16 | 8.1 | 33200 | 24800 | 74.7% | 1.94 | 11.5 | 11 |  |  |  |  | R-410A | 2.7 | Residential & Commercial | USHP | Ducted CEE Tier 1
211656176 | Central HP <5.4 tons | CHAMPION HEATING AND COOLING | HRCU-A-CB (Split System: Heat Pump with Remote Outdoor Unit-Air-Source) | HMH72B361 | ASPEN |  | AFM474+TDR | 0 | 35200 | 18 | 8.1 | 36000 | 26000 | 72.22% | 2.81 | 0 | 9 |  |  |  |  | R-410A | 2.9333 | Residential & Commercial | USHP
214671465 | Central HP <5.4 tons | LENNOX | HRCU-A-CB (Split System: Heat Pump with Remote Outdoor Unit-Air-Source) | SL25XPV-036-230A** | ADP |  | L*29/36U9 | SL297UH060NV36B* | 33800 | 21 | 8.8 | 34200 | 27400 | 80.12% | 1.8 | 0 | 13 |  |  |  |  | R-410A | 2.8167 | Residential & Commercial | USHP | Ducted CEE Tier 1
216054514 | Central HP <5.4 tons | COLEMAN | HRCU-A-CB (Split System: Heat Pump with Remote Outdoor Unit-Air-Source) | HH824E2S11 | ASPEN |  | D(A,C,E)24B3K+TDR | CP9C060B12MP13 | 22000 | 17 | 8.1 | 22600 | 18000 | 79.65% | 2 | 0 | 12 |  |  |  |  | R-454B | 1.8333 | Residential & Commercial | USHP | Ducted CEE Tier 1
216054569 | Central HP <5.4 tons | COLEMAN | HRCU-A-CB (Split System: Heat Pump with Remote Outdoor Unit-Air-Source) | HH824E2S11 | ASPEN |  | C(A,C,D,E)24D2K+TDR | TM9E060A10MP12 | 19500 | 16 | 9 | 23000 | 18100 | 78.7% | 2 | 0 | 10 |  |  |  |  | R-454B | 1.625 | Residential & Commercial | USHP | Ducted CEE Tier 1
216054578 | Central HP <5.4 tons | COLEMAN | HRCU-A-CB (Split System: Heat Pump with Remote Outdoor Unit-Air-Source) | HH824E2S11 | ASPEN |  | D(A,C,E)24B3K+TDR | TM9E080B12MP12 | 22000 | 17 | 8.5 | 22400 | 18700 | 83.48% | 2 | 0 | 11.7 |  |  |  |  | R-454B | 1.8333 | Residential & Commercial | USHP | Ducted CEE Tier 1
213279246 | Central HP <5.4 tons | COLEMAN | HRCU-A-CB (Split System: Heat Pump with Remote Outdoor Unit-Air-Source) | THF2B48T21 | ASPEN |  | D(A,C,E)60A46+TDR | TM8E120C16MP11 | 43000 | 16 | 8.2 | 44000 | 31400 | 71.36% | 3.13 | 0 | 11.5 |  |  |  |  | R-410A | 3.5833 | Residential & Commercial | USHP | Ducted CEE Tier 1
213279260 | Central HP <5.4 tons | COLEMAN | HRCU-A-CB (Split System: Heat Pump with Remote Outdoor Unit-Air-Source) | THF2B48T21 | ASPEN |  | D(A,C,E)60A46+TDR | TM9E080C16MP12 | 42500 | 16 | 8.2 | 44000 | 31400 | 71.36% | 3.13 | 0 | 11.5 |  |  |  |  | R-410A | 3.5417 | Residential & Commercial | USHP | Ducted CEE Tier 1
212623724 | Central HP <5.4 tons | COLEMAN | HRCU-A-CB (Split System: Heat Pump with Remote Outdoor Unit-Air-Source) | HMH72B341 | ASPEN |  | C(A,C,D,E)48C24+TDR | TM9E060B12MP12 | 30800 | 17.2 | 8.1 | 34000 | 28000 | 82.35% | 2.39 | 0 | 9 |  |  |  |  | R-410A | 2.5667 | Residential & Commercial | USHP
216054525 | Central HP <5.4 tons | COLEMAN | HRCU-A-CB (Split System: Heat Pump with Remote Outdoor Unit-Air-Source) | HH824E2S11 | ASPEN |  | C(A,C,D,E)24D2K+TDR | TL8E060A12UH11 | 19500 | 17 | 9 | 23000 | 17900 | 77.83% | 2 | 0 | 11 |  |  |  |  | R-454B | 1.625 | Residential & Commercial | USHP | Ducted CEE Tier 1
216054526 | Central HP <5.4 tons | COLEMAN | HRCU-A-CB (Split System: Heat Pump with Remote Outdoor Unit-Air-Source) | HH824E2S11 | ASPEN |  | D(A,C,E)24B3K+TDR | TL8E060A12UH11 | 20400 | 17.5 | 8.5 | 22800 | 17900 | 78.51% | 2 | 0 | 11.2 |  |  |  |  | R-454B | 1.7 | Residential & Commercial | USHP | Ducted CEE Tier 1
216054559 | Central HP <5.4 tons | COLEMAN | HRCU-A-CB (Split System: Heat Pump with Remote Outdoor Unit-Air-Source) | HH824E2S11 | ASPEN |  | D(A,C,E)24B4K+TDR | TM8Y080B12MP11 | 22600 | 17 | 8.5 | 22800 | 18300 | 80.26% | 2 | 0 | 12 |  |  |  |  | R-454B | 1.8833 | Residential & Commercial | USHP | Ducted CEE Tier 1
216054577 | Central HP <5.4 tons | COLEMAN | HRCU-A-CB (Split System: Heat Pump with Remote Outdoor Unit-Air-Source) | HH824E2S11 | ASPEN |  | C(A,C,D,E)24D2K+TDR | TM9E080B12MP12 | 21000 | 17 | 9 | 22600 | 18700 | 82.74% | 2 | 0 | 11.2 |  |  |  |  | R-454B | 1.75 | Residential & Commercial | USHP | Ducted CEE Tier 1
216819081 | Central HP <5.4 tons | FRIEDRICH | HRCU-A-CB (Split System: Heat Pump with Remote Outdoor Unit-Air-Source) | RD18AY24AJVC |  |  | RCFY2417MTANM | FR801V0504A17UHU | 20800 | 17 | 8.1 | 20800 | 17100 | 82.21% | 1.9 | 0 | 10 |  |  |  |  | R-454B | 1.7333 | Residential & Commercial | USHP | Ducted CEE Tier 1
216819083 | Central HP <5.4 tons | FRIEDRICH | HRCU-A-CB (Split System: Heat Pump with Remote Outdoor Unit-Air-Source) | RD18AY24AJVC |  |  | RCFY2417MTANM | FR801V0503A14DZ | 21000 | 18 | 8.1 | 20800 | 17000 | 81.73% | 1.9 | 0 | 10 |  |  |  |  | R-454B | 1.75 | Residential & Commercial | USHP | Ducted CEE Tier 1
215933696 | Central HP <5.4 tons | HEIL | HRCU-A-CB (Split System: Heat Pump with Remote Outdoor Unit-Air-Source) | H5H3V36*K*AAA* |  |  | ESH5X48M12A*+WALLCON | *96CTN0601714B* | 33400 | 19 | 9 | 34200 | 26000 | 76.02% | 1.94 | 0 | 11 |  |  |  |  | R-454B | 2.7833 | Residential & Commercial | USHP | Ducted CEE Tier 1
215933716 | Central HP <5.4 tons | HEIL | HRCU-A-CB (Split System: Heat Pump with Remote Outdoor Unit-Air-Source) | H5H3V36*K*AAA* |  |  | ESH5X60M12A*+WALLCON | *80CSU0401712A* | 34200 | 20 | 9 | 34400 | 26200 | 76.16% | 1.94 | 0 | 11.7 |  |  |  |  | R-454B | 2.85 | Residential & Commercial | USHP | Ducted CEE Tier 1
206765656 | Central HP <5.4 tons | AIRQUEST | HRCU-A-CB (Split System: Heat Pump with Remote Outdoor Unit-Air-Source) | HVH825GKA3* |  |  | EA*4X36L17A*+WALLCON | *80CTL0701716A* | 23600 | 16.5 | 8.1 | 21400 | 16700 | 78.04% | 1.94 | 11.5 | 11 |  |  |  |  | R-410A | 1.9667 | Residential & Commercial | USHP | Ducted CEE Tier 1
206765665 | Central HP <5.4 tons | AIRQUEST | HRCU-A-CB (Split System: Heat Pump with Remote Outdoor Unit-Air-Source) | HVH825GKA3* |  |  | EA*4X36L17A*+WALLCON | *96CTN0601714A* | 23400 | 16 | 8.1 | 21600 | 16800 | 77.78% | 1.92 | 11 | 10.5 |  |  |  |  | R-410A | 1.95 | Residential & Commercial | USHP | Ducted CEE Tier 1
212623757 | Central HP <5.4 tons | COLEMAN | HRCU-A-CB (Split System: Heat Pump with Remote Outdoor Unit-Air-Source) | HMH72B341 | ASPEN |  | D(A,C,E)42D24+TDR | TM9E060B12MP12 | 30800 | 17.2 | 8.1 | 34000 | 28000 | 82.35% | 2.39 | 0 | 9 |  |  |  |  | R-410A | 2.5667 | Residential & Commercial | USHP
212623808 | Central HP <5.4 tons | COLEMAN | HRCU-A-CB (Split System: Heat Pump with Remote Outdoor Unit-Air-Source) | HMH72B341 | ASPEN |  | D(A,C,E)36D34+TDR | TM9V080B12MP12 | 32800 | 17 | 8.4 | 34000 | 29400 | 86.47% | 2.71 | 0 | 9.5 |  |  |  |  | R-410A | 2.7333 | Residential & Commercial | USHP
212623838 | Central HP <5.4 tons | COLEMAN | HRCU-A-CB (Split System: Heat Pump with Remote Outdoor Unit-Air-Source) | HMH72B341 | ASPEN |  | D(A,C,E)42D24+TDR | CP9C060B12MP13 | 30800 | 17.2 | 8.1 | 34000 | 27800 | 81.76% | 2.42 | 0 | 9 |  |  |  |  | R-410A | 2.5667 | Residential & Commercial | USHP
212623856 | Central HP <5.4 tons | COLEMAN | HRCU-A-CB (Split System: Heat Pump with Remote Outdoor Unit-Air-Source) | HMH72B341 | ASPEN |  | C(A,C,D,E)48B24+TDR | TM9V060B12MP12 | 30400 | 17 | 8.1 | 34000 | 27800 | 81.76% | 2.42 | 0 | 9.1 |  |  |  |  | R-410A | 2.5333 | Residential & Commercial | USHP
212623875 | Central HP <5.4 tons | COLEMAN | HRCU-A-CB (Split System: Heat Pump with Remote Outdoor Unit-Air-Source) | HMH72B341 | ASPEN |  | D(A,C,E)48D34+TDR | TM9V060B12MP12 | 33600 | 17.5 | 8.1 | 34000 | 27800 | 81.76% | 2.42 | 0 | 9.5 |  |  |  |  | R-410A | 2.8 | Residential & Commercial | USHP
212623890 | Central HP <5.4 tons | COLEMAN | HRCU-A-CB (Split System: Heat Pump with Remote Outdoor Unit-Air-Source) | HMH72B341 | ASPEN |  | D(A,C,E)36B44+TDR | TP9C060B12MP13 | 33000 | 17.5 | 8.1 | 34000 | 27800 | 81.76% | 2.42 | 0 | 9.5 |  |  |  |  | R-410A | 2.75 | Residential & Commercial | USHP
214671442 | Central HP <5.4 tons | LENNOX | HRCU-A-CB (Split System: Heat Pump with Remote Outdoor Unit-Air-Source) | SL25XPV-036-230A** | ADP |  | L*29/36U9 | EL297UH070XV36B* | 33800 | 21 | 8.8 | 33000 | 25800 | 78.18% | 1.82 | 0 | 13 |  |  |  |  | R-410A | 2.8167 | Residential & Commercial | USHP | Ducted CEE Tier 1
214671443 | Central HP <5.4 tons | LENNOX | HRCU-A-CB (Split System: Heat Pump with Remote Outdoor Unit-Air-Source) | SL25XPV-036-230A** | ADP |  | LH23/37W9 | EL297UH070XV36B* | 34600 | 21 | 8.8 | 32800 | 26000 | 79.27% | 1.82 | 0 | 13 |  |  |  |  | R-410A | 2.8833 | Residential & Commercial | USHP | Ducted CEE Tier 1
216440071 | Central HP <5.4 tons | AMERICAN STANDARD | HRCU-A-CB (Split System: Heat Pump with Remote Outdoor Unit-Air-Source) | 5A6V0X36A1 |  |  | 5PX*C007AS3 | S9V2C080U5PSC+LRP | 34400 | 19.6 | 9.4 | 32600 | 24200 | 74.23% | 2.1 | 0 | 12.5 |  |  |  |  | R-454B | 2.8667 | Residential & Commercial | USHP | Ducted CEE Tier 1
216440085 | Central HP <5.4 tons | AMERICAN STANDARD | HRCU-A-CB (Split System: Heat Pump with Remote Outdoor Unit-Air-Source) | 5A6V0X36A1 |  |  | 5PX*C007AS3 | S9V2C100D5PSC+LRP | 32000 | 17.6 | 9.4 | 31600 | 23600 | 74.68% | 2.1 | 0 | 12 |  |  |  |  | R-454B | 2.6667 | Residential & Commercial | USHP | Ducted CEE Tier 1
216440087 | Central HP <5.4 tons | AMERICAN STANDARD | HRCU-A-CB (Split System: Heat Pump with Remote Outdoor Unit-Air-Source) | 5A6V0X36A1 |  |  | 5PX*C007AS3 | S9V2C100D4VSB+LRP | 32000 | 17.6 | 9.4 | 31600 | 23600 | 74.68% | 2.1 | 0 | 12 |  |  |  |  | R-454B | 2.6667 | Residential & Commercial | USHP | Ducted CEE Tier 1
216440119 | Central HP <5.4 tons | AMERICAN STANDARD | HRCU-A-CB (Split System: Heat Pump with Remote Outdoor Unit-Air-Source) | 5A6V0X36A1 |  |  | 5TEMCD05AV41+TDR | 0 | 35200 | 20 | 10.5 | 33200 | 24600 | 74.1% | 2.2 | 0 | 12.7 |  |  |  |  | R-454B | 2.9333 | Residential & Commercial | USHP | Ducted CEE Tier 1
206773361 | Central HP <5.4 tons | DAY & NIGHT | HRCU-A-CB (Split System: Heat Pump with Remote Outdoor Unit-Air-Source) | CVH837GKA2* |  |  | EHD4X48AAL+WALLCON | *80CSU0401712A* | 32600 | 16.5 | 8.1 | 33000 | 24800 | 75.15% | 1.96 | 11.5 | 11 |  |  |  |  | R-410A | 2.7167 | Residential & Commercial | USHP | Ducted CEE Tier 1
216440271 | Central HP <5.4 tons | AMERICAN STANDARD | HRCU-A-CB (Split System: Heat Pump with Remote Outdoor Unit-Air-Source) | 5A6V0X48A1 |  |  | 5PX*CD09AS3 | S9V2C100D5VSB+LRP | 44500 | 20 | 9.4 | 46000 | 32800 | 71.3% | 2.1 | 0 | 12 |  |  |  |  | R-454B | 3.7083 | Residential & Commercial | USHP | Ducted CEE Tier 1
216440285 | Central HP <5.4 tons | AMERICAN STANDARD | HRCU-A-CB (Split System: Heat Pump with Remote Outdoor Unit-Air-Source) | 5A6V0X48A1 |  |  | 5PX*D008AS3 | S9V2D120U5VSB+LRP | 44000 | 20 | 9.7 | 46500 | 33200 | 71.4% | 2.1 | 0 | 12 |  |  |  |  | R-454B | 3.6667 | Residential & Commercial | USHP | Ducted CEE Tier 1
216440303 | Central HP <5.4 tons | AMERICAN STANDARD | HRCU-A-CB (Split System: Heat Pump with Remote Outdoor Unit-Air-Source) | 5A6V0X48A1 |  |  | 5PX*D010AS3 | S9V2C080U5PSC+LRP | 44500 | 20 | 9.7 | 46000 | 33000 | 71.74% | 2.1 | 0 | 12 |  |  |  |  | R-454B | 3.7083 | Residential & Commercial | USHP | Ducted CEE Tier 1
216440321 | Central HP <5.4 tons | AMERICAN STANDARD | HRCU-A-CB (Split System: Heat Pump with Remote Outdoor Unit-Air-Source) | 5A6V0X48A1 |  |  | 5PX*DD10AS3 | S9V2C100D5VSB+LRP | 43500 | 20 | 9.4 | 46000 | 32800 | 71.3% | 2.1 | 0 | 12 |  |  |  |  | R-454B | 3.625 | Residential & Commercial | USHP | Ducted CEE Tier 1
216440337 | Central HP <5.4 tons | AMERICAN STANDARD | HRCU-A-CB (Split System: Heat Pump with Remote Outdoor Unit-Air-Source) | 5A6V0X48A1 |  |  | 5TEMCD07AV51+TDR | 0 | 46000 | 20.6 | 10 | 47000 | 33400 | 71.06% | 2.2 | 0 | 12 |  |  |  |  | R-454B | 3.8333 | Residential & Commercial | USHP | Ducted CEE Tier 1
216440371 | Central HP <5.4 tons | AMERICAN STANDARD | HRCU-A-CB (Split System: Heat Pump with Remote Outdoor Unit-Air-Source) | 5A6V0X48A1 |  |  | 5TXCC009AS3 | S9V2C080U5VSB+LRP | 44500 | 20 | 9.7 | 46000 | 33000 | 71.74% | 2.1 | 0 | 12 |  |  |  |  | R-454B | 3.7083 | Residential & Commercial | USHP | Ducted CEE Tier 1
216440387 | Central HP <5.4 tons | AMERICAN STANDARD | HRCU-A-CB (Split System: Heat Pump with Remote Outdoor Unit-Air-Source) | 5A6V0X48A1 |  |  | 5TXCD008AS3+P0V0D000M50SD+LRP | 0 | 44000 | 20 | 9.7 | 46000 | 33200 | 72.17% | 2.1 | 0 | 12 |  |  |  |  | R-454B | 3.6667 | Residential & Commercial | USHP | Ducted CEE Tier 1
216752035 | Central HP <5.4 tons | YORK | HRCU-A-CB (Split System: Heat Pump with Remote Outdoor Unit-Air-Source) | HH836E2S11 | ADP |  | H,YG81*36+TXV-BLEED | Y91E100C20SMPS1 | 34800 | 18 | 8.5 | 31400 | 26800 | 85.35% | 2 | 0 | 11 |  |  |  |  | R-454B | 2.9 | Residential & Commercial | USHP | Ducted CEE Tier 1
215399932 | Central HP <5.4 tons | FRASER-JOHNSTON | HRCU-A-C (Split System: Heat Pump with Remote Outdoor Unit with No Indoor Fan --Air Source) | HH836E2S11 | ASPEN |  | D(A,C,E)36A4K+TDR | 0 | 30400 | 15.2 | 8.1 | 31000 | 31600 | 101.9% | 2.54 | 0 | 10.5 |  |  |  |  | R-454B | 2.5333 | Residential & Commercial | USHP | Ducted CEE Tier 1
213493906 | Central HP <5.4 tons | CHAMPION HEATING AND COOLING | HRCU-A-CB (Split System: Heat Pump with Remote Outdoor Unit-Air-Source) | HMH72B341 | ASPEN |  | C(A,C,D,E)48A34+TDR | Z8ES080C20LMPS1 | 32200 | 18 | 8.5 | 33200 | 28200 | 84.94% | 2.71 | 0 | 9.9 |  |  |  |  | R-410A | 2.6833 | Residential & Commercial | USHP
213495294 | Central HP <5.4 tons | CHAMPION HEATING AND COOLING | HRCU-A-CB (Split System: Heat Pump with Remote Outdoor Unit-Air-Source) | HMH72B341 | ASPEN |  | C(A,C,D,E)48A36+TDR | Z8ES080C20LMPS1 | 32200 | 18 | 8.5 | 33200 | 28200 | 84.94% | 2.71 | 0 | 9.9 |  |  |  |  | R-410A | 2.6833 | Residential & Commercial | USHP
213495329 | Central HP <5.4 tons | CHAMPION HEATING AND COOLING | HRCU-A-CB (Split System: Heat Pump with Remote Outdoor Unit-Air-Source) | HMH72B341 | ASPEN |  | C(A,C,D,E)36A36+TDR | Z8ES100C16SMPS1 | 31200 | 17.8 | 8.3 | 33000 | 28200 | 85.45% | 2.66 | 0 | 9.3 |  |  |  |  | R-410A | 2.6 | Residential & Commercial | USHP
213495378 | Central HP <5.4 tons | CHAMPION HEATING AND COOLING | HRCU-A-CB (Split System: Heat Pump with Remote Outdoor Unit-Air-Source) | HMH72B341 | ASPEN |  | C(A,C,D,E)48A36+TDR | Z8ES120C20SMPS1 | 32200 | 17.5 | 8.5 | 33800 | 27800 | 82.25% | 2.66 | 0 | 9.4 |  |  |  |  | R-410A | 2.6833 | Residential & Commercial | USHP
212623645 | Central HP <5.4 tons | COLEMAN | HRCU-A-CB (Split System: Heat Pump with Remote Outdoor Unit-Air-Source) | HMH72B341 | ASPEN |  | C(A,C,D,E)48C24+TDR | TM8V080B12MP12 | 31600 | 17 | 8.1 | 33600 | 29400 | 87.5% | 2.42 | 0 | 9 |  |  |  |  | R-410A | 2.6333 | Residential & Commercial | USHP
212623679 | Central HP <5.4 tons | COLEMAN | HRCU-A-CB (Split System: Heat Pump with Remote Outdoor Unit-Air-Source) | HMH72B341 | ASPEN |  | D(A,C,E)36C34+TDR | TL9E060B12UH11 | 32400 | 18 | 8.1 | 34000 | 27800 | 81.76% | 2.4 | 0 | 9.5 |  |  |  |  | R-410A | 2.7 | Residential & Commercial | USHP
212623684 | Central HP <5.4 tons | COLEMAN | HRCU-A-CB (Split System: Heat Pump with Remote Outdoor Unit-Air-Source) | HMH72B341 | ASPEN |  | D(A,C,E)42C24+TDR | TL9E060B12UH11 | 30200 | 17.5 | 8.1 | 34000 | 27800 | 81.76% | 2.4 | 0 | 9.1 |  |  |  |  | R-410A | 2.5167 | Residential & Commercial | USHP
212623770 | Central HP <5.4 tons | COLEMAN | HRCU-A-CB (Split System: Heat Pump with Remote Outdoor Unit-Air-Source) | HMH72B341 | ASPEN |  | D(A,C,E)48D34+TDR | TM9E060B12MP12 | 33600 | 17.5 | 8.1 | 34000 | 28000 | 82.35% | 2.39 | 0 | 9.5 |  |  |  |  | R-410A | 2.8 | Residential & Commercial | USHP
212623834 | Central HP <5.4 tons | COLEMAN | HRCU-A-CB (Split System: Heat Pump with Remote Outdoor Unit-Air-Source) | HMH72B341 | ASPEN |  | D(A,C,E)42A44+TDR | CP9C060B12MP13 | 32600 | 17.5 | 8.1 | 34000 | 27800 | 81.76% | 2.42 | 0 | 9.5 |  |  |  |  | R-410A | 2.7167 | Residential & Commercial | USHP
212927222 | Central HP <5.4 tons | LENNOX | HRCU-A-CB (Split System: Heat Pump with Remote Outdoor Unit-Air-Source) | EL22XPV-024-230A** | ADP |  | LP36/37R9 | SLP98UH070XV36B* | 23800 | 21 | 8.5 | 22000 | 15400 | 70% | 1.92 | 0 | 13.5 |  |  |  |  | R-410A | 1.9833 | Residential & Commercial | USHP | Ducted CEE Tier 1
212499735 | Central HP <5.4 tons | LENNOX | HRCU-A-CB (Split System: Heat Pump with Remote Outdoor Unit-Air-Source) | EL22XPV-024-230A** | ADP |  | LH35/36X9 | EL280UH090E36B* | 24000 | 21 | 8.5 | 22000 | 15400 | 70% | 1.92 | 0 | 13.5 |  |  |  |  | R-410A | 2 | Residential & Commercial | USHP | Ducted CEE Tier 1
212499802 | Central HP <5.4 tons | LENNOX | HRCU-A-CB (Split System: Heat Pump with Remote Outdoor Unit-Air-Source) | EL22XPV-024-230A** | ADP |  | LH18/36D9 | ML180UH030V36A* | 23600 | 21 | 8.45 | 21400 | 15000 | 70.09% | 1.88 | 0 | 13.5 |  |  |  |  | R-410A | 1.9667 | Residential & Commercial | USHP | Ducted CEE Tier 1
216751568 | Central HP <5.4 tons | YORK | HRCU-A-CB (Split System: Heat Pump with Remote Outdoor Unit-Air-Source) | HH824E2S11 | ADP |  | H,YG7J*36+TXV-BLEED | Y91E080B12SMPS1 | 23000 | 18 | 9.5 | 21400 | 18700 | 87.38% | 2 | 0 | 12 |  |  |  |  | R-454B | 1.9167 | Residential & Commercial | USHP | Ducted CEE Tier 1
213548641 | Central HP <5.4 tons | LENNOX | HRCU-A-CB (Split System: Heat Pump with Remote Outdoor Unit-Air-Source) | SL25XPV-036-230A** | ADP |  | L*35/36S9 | SLP98UH090XV36C* | 34000 | 22 | 8.8 | 34000 | 27200 | 80% | 1.82 | 0 | 13 |  |  |  |  | R-410A | 2.8333 | Residential & Commercial | USHP | Ducted CEE Tier 1
213548656 | Central HP <5.4 tons | LENNOX | HRCU-A-CB (Split System: Heat Pump with Remote Outdoor Unit-Air-Source) | SL25XPV-036-230A** | ADP |  | L*35/36S9 | SLP98UH090XV60C* | 33600 | 21 | 8.6 | 32800 | 26200 | 79.88% | 1.8 | 0 | 13 |  |  |  |  | R-410A | 2.8 | Residential & Commercial | USHP | Ducted CEE Tier 1
216752071 | Central HP <5.4 tons | YORK | HRCU-A-CB (Split System: Heat Pump with Remote Outdoor Unit-Air-Source) | HH824E2S11 | ADP |  | H,YG33*30+TXV-BLEED | TM9V080B12MP12 | 22600 | 17 | 9.25 | 21400 | 18000 | 84.11% | 1.96 | 0 | 11.7 |  |  |  |  | R-454B | 1.8833 | Residential & Commercial | USHP | Ducted CEE Tier 1
206773038 | Central HP <5.4 tons | AIRQUEST | HRCU-A-CB (Split System: Heat Pump with Remote Outdoor Unit-Air-Source) | HVH837GKA2* |  |  | EA*4X37L21A*+WALLCON | *80CSU0401712A* | 32800 | 17.5 | 8.5 | 33000 | 25200 | 76.36% | 1.98 | 12 | 11 |  |  |  |  | R-410A | 2.7333 | Residential & Commercial | USHP | Ducted CEE Tier 1
216054588 | Central HP <5.4 tons | COLEMAN | HRCU-A-CB (Split System: Heat Pump with Remote Outdoor Unit-Air-Source) | HH824E2S11 | ASPEN |  | D(A,C,E)36A4K+TDR | TM9V060B12MP12 | 22600 | 17 | 8.5 | 22800 | 18000 | 78.95% | 2 | 0 | 12 |  |  |  |  | R-454B | 1.8833 | Residential & Commercial | USHP | Ducted CEE Tier 1
216054613 | Central HP <5.4 tons | COLEMAN | HRCU-A-CB (Split System: Heat Pump with Remote Outdoor Unit-Air-Source) | HH824E2S11 | ASPEN |  | C(A,C,D,E)24D2K+TDR | TMLE080B12MP11 | 21000 | 17 | 8.5 | 22800 | 18000 | 78.95% | 2 | 0 | 11.7 |  |  |  |  | R-454B | 1.75 | Residential & Commercial | USHP | Ducted CEE Tier 1
216054622 | Central HP <5.4 tons | COLEMAN | HRCU-A-CB (Split System: Heat Pump with Remote Outdoor Unit-Air-Source) | HH824E2S11 | ASPEN |  | D(A,C,E)24B3K+TDR | TP9C060B12MP13 | 22000 | 17 | 8.1 | 22600 | 18000 | 79.65% | 2 | 0 | 12 |  |  |  |  | R-454B | 1.8333 | Residential & Commercial | USHP | Ducted CEE Tier 1
216054629 | Central HP <5.4 tons | COLEMAN | HRCU-A-CB (Split System: Heat Pump with Remote Outdoor Unit-Air-Source) | HH824E2S11 | ASPEN |  | C(A,C,D,E)24D2K+TDR | TPLC080B12MP13 | 21200 | 17 | 8.5 | 22800 | 17700 | 77.63% | 2 | 0 | 11.7 |  |  |  |  | R-454B | 1.7667 | Residential & Commercial | USHP | Ducted CEE Tier 1
216054645 | Central HP <5.4 tons | COLEMAN | HRCU-A-CB (Split System: Heat Pump with Remote Outdoor Unit-Air-Source) | HH824E2S11 | ASPEN |  | C(A,C,D,E)24D2K+TDR | Z8ES100B12SMPS1 | 19500 | 18 | 9.5 | 22800 | 18000 | 78.95% | 2 | 0 | 11 |  |  |  |  | R-454B | 1.625 | Residential & Commercial | USHP | Ducted CEE Tier 1
216054607 | Central HP <5.4 tons | COLEMAN | HRCU-A-CB (Split System: Heat Pump with Remote Outdoor Unit-Air-Source) | HH824E2S11 | ASPEN |  | D(A,C,E)24B4K+TDR | TMLE040A12MP11 | 21000 | 16.5 | 9 | 22600 | 17200 | 76.11% | 2 | 0 | 11.7 |  |  |  |  | R-454B | 1.75 | Residential & Commercial | USHP | Ducted CEE Tier 1
216054609 | Central HP <5.4 tons | COLEMAN | HRCU-A-CB (Split System: Heat Pump with Remote Outdoor Unit-Air-Source) | HH824E2S11 | ASPEN |  | C(A,C,D,E)24D2K+TDR | TMLE060A12MP11 | 19500 | 17 | 9 | 23000 | 17900 | 77.83% | 2 | 0 | 11 |  |  |  |  | R-454B | 1.625 | Residential & Commercial | USHP | Ducted CEE Tier 1
216054626 | Central HP <5.4 tons | COLEMAN | HRCU-A-CB (Split System: Heat Pump with Remote Outdoor Unit-Air-Source) | HH824E2S11 | ASPEN |  | D(A,C,E)24B3K+TDR | TP9C080B12MP13 | 22000 | 17 | 8.1 | 22600 | 18300 | 80.97% | 2 | 0 | 12 |  |  |  |  | R-454B | 1.8333 | Residential & Commercial | USHP | Ducted CEE Tier 1
216054641 | Central HP <5.4 tons | COLEMAN | HRCU-A-CB (Split System: Heat Pump with Remote Outdoor Unit-Air-Source) | HH824E2S11 | ASPEN |  | C(A,C,D,E)24D2K+TDR | Z8ES080B12SMPS1 | 21000 | 17.5 | 8.5 | 22800 | 18500 | 81.14% | 2 | 0 | 11.7 |  |  |  |  | R-454B | 1.75 | Residential & Commercial | USHP | Ducted CEE Tier 1
216054725 | Central HP <5.4 tons | COLEMAN | HRCU-A-CB (Split System: Heat Pump with Remote Outdoor Unit-Air-Source) | HH836E2S11 | ASPEN |  | D(A,C,E)36A4K+TDR | TMLE100C16MP11 | 31000 | 18 | 8.5 | 31200 | 25200 | 80.77% | 2 | 0 | 10.5 |  |  |  |  | R-454B | 2.5833 | Residential & Commercial | USHP | Ducted CEE Tier 1
215667014 | Central HP <5.4 tons | TEMPSTAR | HRCU-A-CB (Split System: Heat Pump with Remote Outdoor Unit-Air-Source) | T5H0V24*K*AAA* |  |  | EA*5X24M17A*+WALLCON | *80CTL0451712B* | 22600 | 16.5 | 9 | 24200 | 17000 | 70.25% | 1.94 | 0 | 9.5 |  |  |  |  | R-454B | 1.8833 | Residential & Commercial | USHP
212623868 | Central HP <5.4 tons | COLEMAN | HRCU-A-CB (Split System: Heat Pump with Remote Outdoor Unit-Air-Source) | HMH72B341 | ASPEN |  | D(A,C,E)42C34+TDR | TM9V060B12MP12 | 32800 | 17.5 | 8.1 | 34000 | 27800 | 81.76% | 2.42 | 0 | 9.5 |  |  |  |  | R-410A | 2.7333 | Residential & Commercial | USHP
212623902 | Central HP <5.4 tons | COLEMAN | HRCU-A-CB (Split System: Heat Pump with Remote Outdoor Unit-Air-Source) | HMH72B341 | ASPEN |  | D(A,C,E)48C34+TDR | TP9C060B12MP13 | 33200 | 17.5 | 8.1 | 34000 | 27800 | 81.76% | 2.42 | 0 | 9 |  |  |  |  | R-410A | 2.7667 | Residential & Commercial | USHP
212623952 | Central HP <5.4 tons | COLEMAN | HRCU-A-CB (Split System: Heat Pump with Remote Outdoor Unit-Air-Source) | HMH72B341 | ASPEN |  | C(A,C,D,E)36C24+TDR | TM8E080B12MP11 | 29800 | 17.4 | 8.5 | 34000 | 28000 | 82.35% | 2.63 | 0 | 9 |  |  |  |  | R-410A | 2.4833 | Residential & Commercial | USHP
212623968 | Central HP <5.4 tons | COLEMAN | HRCU-A-CB (Split System: Heat Pump with Remote Outdoor Unit-Air-Source) | HMH72B341 | ASPEN |  | D(A,C,E)42C24+TDR | TM8E080B12MP11 | 30200 | 17.5 | 8.5 | 34000 | 28000 | 82.35% | 2.63 | 0 | 9 |  |  |  |  | R-410A | 2.5167 | Residential & Commercial | USHP
214626108 | Central HP <5.4 tons | LENNOX | HRCU-A-CB (Split System: Heat Pump with Remote Outdoor Unit-Air-Source) | SL25XPV-036-230A** |  |  | CK40HT-48B-0*+TDR | SL280UH090XV48B* | 34000 | 22 | 8.8 | 34400 | 25800 | 75% | 1.84 | 0 | 13.5 |  |  |  |  | R-410A | 2.8333 | Residential & Commercial | USHP | Ducted CEE Tier 1
214626124 | Central HP <5.4 tons | LENNOX | HRCU-A-CB (Split System: Heat Pump with Remote Outdoor Unit-Air-Source) | SL25XPV-036-230A** |  |  | CK40HT-48C-0*+TDR | SL280UH090XV60C* | 34200 | 21.4 | 8.5 | 33800 | 26000 | 76.92% | 1.76 | 0 | 13.5 |  |  |  |  | R-410A | 2.85 | Residential & Commercial | USHP | Ducted CEE Tier 1
214626133 | Central HP <5.4 tons | LENNOX | HRCU-A-CB (Split System: Heat Pump with Remote Outdoor Unit-Air-Source) | SL25XPV-036-230A** |  |  | CK40HT-48C-0*+TDR | SLP99UH110XV60C* | 34000 | 21.2 | 8.5 | 33800 | 26000 | 76.92% | 1.76 | 0 | 13.5 |  |  |  |  | R-410A | 2.8333 | Residential & Commercial | USHP | Ducted CEE Tier 1
214626215 | Central HP <5.4 tons | LENNOX | HRCU-A-CB (Split System: Heat Pump with Remote Outdoor Unit-Air-Source) | SL25XPV-048-230A** |  |  | CK40HT-51/61C-0*+TDR | EL297UH090XV48C* | 44500 | 20.6 | 9.2 | 45500 | 37600 | 82.64% | 1.8 | 0 | 12 |  |  |  |  | R-410A | 3.7083 | Residential & Commercial | USHP | Ducted CEE Tier 1
212623970 | Central HP <5.4 tons | COLEMAN | HRCU-A-CB (Split System: Heat Pump with Remote Outdoor Unit-Air-Source) | HMH72B341 | ASPEN |  | D(A,C,E)42D24+TDR | TM8E080B12MP11 | 30600 | 17.7 | 8.5 | 34000 | 28000 | 82.35% | 2.63 | 0 | 9 |  |  |  |  | R-410A | 2.55 | Residential & Commercial | USHP
212626869 | Central HP <5.4 tons | COLEMAN | HRCU-A-CB (Split System: Heat Pump with Remote Outdoor Unit-Air-Source) | HMH72B341 | ASPEN |  | D(A,C,E)42A46+TDR | TM8E120C16MP11 | 33200 | 18 | 8.3 | 33800 | 28800 | 85.21% | 2.73 | 0 | 10 |  |  |  |  | R-410A | 2.7667 | Residential & Commercial | USHP | Ducted CEE Tier 1
212626887 | Central HP <5.4 tons | COLEMAN | HRCU-A-CB (Split System: Heat Pump with Remote Outdoor Unit-Air-Source) | HMH72B341 | ASPEN |  | C(A,C,D,E)48C26+TDR | TM8E060A12MP11 | 30800 | 17.7 | 8.1 | 33800 | 27400 | 81.07% | 2.44 | 0 | 9 |  |  |  |  | R-410A | 2.5667 | Residential & Commercial | USHP
212626892 | Central HP <5.4 tons | COLEMAN | HRCU-A-CB (Split System: Heat Pump with Remote Outdoor Unit-Air-Source) | HMH72B341 | ASPEN |  | D(A,C,E)36D26+TDR | TM8E060A12MP11 | 30400 | 17.5 | 8.1 | 33800 | 27400 | 81.07% | 2.44 | 0 | 9 |  |  |  |  | R-410A | 2.5333 | Residential & Commercial | USHP
211263536 | Central HP <5.4 tons | DAY & NIGHT | HRCU-A-CB (Split System: Heat Pump with Remote Outdoor Unit-Air-Source) | DLCURAH18ABK |  |  | EN(A,D)4X24L17** | OMV098J12* | 18300 | 15.5 | 8.5 | 19300 | 18600 | 96.37% | 2.24 | 0 | 11 |  |  |  |  | R-410A | 1.525 | Residential & Commercial | USHP | Ducted CEE Tier 1
211264974 | Central HP <5.4 tons | DAY & NIGHT | HRCU-A-CB (Split System: Heat Pump with Remote Outdoor Unit-Air-Source) | DLCURAH18ABK |  |  | FM(C,U)4Z18**AL* | 0 | 17800 | 17 | 9 | 18700 | 19800 | 105.9% | 2.4 | 0 | 11 |  |  |  |  | R-410A | 1.4833 | Residential & Commercial | USHP | Ducted CEE Tier 1
212499934 | Central HP <5.4 tons | LENNOX | HRCU-A-CB (Split System: Heat Pump with Remote Outdoor Unit-Air-Source) | EL22XPV-024-230A** | ADP |  | L*18/36V9 | ML180UH090V48B* | 24000 | 21 | 8.7 | 22000 | 15400 | 70% | 1.9 | 0 | 13.5 |  |  |  |  | R-410A | 2 | Residential & Commercial | USHP | Ducted CEE Tier 1
216819364 | Central HP <5.4 tons | FRIEDRICH | HRCU-A-CB (Split System: Heat Pump with Remote Outdoor Unit-Air-Source) | RD18AY24AJVC |  |  | RCFY2421MTANM | FR801V0704A17UH | 21000 | 17 | 8.1 | 20800 | 17000 | 81.73% | 1.9 | 0 | 10 |  |  |  |  | R-454B | 1.75 | Residential & Commercial | USHP | Ducted CEE Tier 1
206765569 | Central HP <5.4 tons | DAY & NIGHT | HRCU-A-CB (Split System: Heat Pump with Remote Outdoor Unit-Air-Source) | CVH825GKA3* |  |  | EA*4X30L14A*+WALLCON | *80CTL0701412A* | 23400 | 17 | 8.1 | 21600 | 16700 | 77.31% | 1.92 | 11 | 11 |  |  |  |  | R-410A | 1.95 | Residential & Commercial | USHP | Ducted CEE Tier 1
215653125 | Central HP <5.4 tons | YORK | HRCU-A-CB (Split System: Heat Pump with Remote Outdoor Unit-Air-Source) | HH824E2S11 | ADP |  | F,PE*E31(1,2)24+TXV-BLEED | 0 | 23600 | 19 | 9.25 | 22400 | 16600 | 74.11% | 2.04 | 0 | 11.7 |  |  |  |  | R-454B | 1.9667 | Residential & Commercial | USHP | Ducted CEE Tier 1
214807357 | Central HP <5.4 tons | YORK | HRCU-A-CB (Split System: Heat Pump with Remote Outdoor Unit-Air-Source) | HH824E2S11 |  |  | CTM36B5ADS1 | TMLE080B12MP11 | 23000 | 18 | 9.5 | 23000 | 18600 | 80.87% | 2 | 0 | 12 |  |  |  |  | R-454B | 1.9167 | Residential & Commercial | USHP | Ducted CEE Tier 1
206767134 | Central HP <5.4 tons | AIRQUEST | HRCU-A-CB (Split System: Heat Pump with Remote Outdoor Unit-Air-Source) | HVH825GKA3* |  |  | EA*4X36L17A*+WALLCON | *80CSU0601716A* | 23600 | 16.5 | 8.1 | 21400 | 16700 | 78.04% | 1.92 | 11 | 10.5 |  |  |  |  | R-410A | 1.9667 | Residential & Commercial | USHP | Ducted CEE Tier 1
215670166 | Central HP <5.4 tons | CARRIER | HRCU-A-CB (Split System: Heat Pump with Remote Outdoor Unit-Air-Source) | 27VNA036A*030* |  |  | CSAH*4812AM*+UI | 58TN*B070C14**12 | 34000 | 16.5 | 8.5 | 35600 | 25400 | 71.35% | 1.76 | 0 | 9.5 |  |  |  |  | R-454B | 2.8333 | Residential & Commercial | USHP
215670186 | Central HP <5.4 tons | CARRIER | HRCU-A-CB (Split System: Heat Pump with Remote Outdoor Unit-Air-Source) | 27VNA036A*030* |  |  | CSAH*4812AM*+UI | 58TN*B070C21**20 | 34200 | 17 | 8.5 | 35400 | 25200 | 71.19% | 1.88 | 0 | 9.5 |  |  |  |  | R-454B | 2.85 | Residential & Commercial | USHP
215670236 | Central HP <5.4 tons | CARRIER | HRCU-A-CB (Split System: Heat Pump with Remote Outdoor Unit-Air-Source) | 27VNA036A*030* |  |  | CSAH*4812AM*+UI | 59CU5B060C17**16 | 34000 | 16.5 | 8.5 | 35600 | 25400 | 71.35% | 1.76 | 0 | 9.5 |  |  |  |  | R-454B | 2.8333 | Residential & Commercial | USHP
215670266 | Central HP <5.4 tons | CARRIER | HRCU-A-CB (Split System: Heat Pump with Remote Outdoor Unit-Air-Source) | 27VNA036A*030* |  |  | CSAH*4812AM*+UI | 59MN7C060C17**14 | 33800 | 16.5 | 8.5 | 35600 | 25400 | 71.35% | 1.78 | 0 | 9 |  |  |  |  | R-454B | 2.8167 | Residential & Commercial | USHP
215670286 | Central HP <5.4 tons | CARRIER | HRCU-A-CB (Split System: Heat Pump with Remote Outdoor Unit-Air-Source) | 27VNA036A*030* |  |  | CSAH*4812AM*+UI | 59MN7C080C17**14 | 34000 | 16.5 | 8.5 | 35600 | 25400 | 71.35% | 1.76 | 0 | 9 |  |  |  |  | R-454B | 2.8333 | Residential & Commercial | USHP
215670316 | Central HP <5.4 tons | CARRIER | HRCU-A-CB (Split System: Heat Pump with Remote Outdoor Unit-Air-Source) | 27VNA036A*030* |  |  | CSAH*4812AM*+UI | 59MN7C120C24**22 | 34200 | 17 | 8.5 | 35400 | 25200 | 71.19% | 1.88 | 0 | 9.5 |  |  |  |  | R-454B | 2.85 | Residential & Commercial | USHP
213238571 | Central HP <5.4 tons | CHAMPION HEATING AND COOLING | HRCU-A-CB (Split System: Heat Pump with Remote Outdoor Unit-Air-Source) | THF2B48T21 | ASPEN |  | D(A,C,E)48B44+TDR | TM9E100C16MP12 | 42000 | 15.9 | 8.2 | 44000 | 31200 | 70.91% | 3.12 | 0 | 11.5 |  |  |  |  | R-410A | 3.5 | Residential & Commercial | USHP | Ducted CEE Tier 1
216054679 | Central HP <5.4 tons | COLEMAN | HRCU-A-CB (Split System: Heat Pump with Remote Outdoor Unit-Air-Source) | HH836E2S11 | ASPEN |  | D(A,C,E)36A4K+TDR | CP9C080C16MP13 | 30800 | 18 | 8.5 | 31400 | 25400 | 80.89% | 2 | 0 | 11 |  |  |  |  | R-454B | 2.5667 | Residential & Commercial | USHP | Ducted CEE Tier 1
216054681 | Central HP <5.4 tons | COLEMAN | HRCU-A-CB (Split System: Heat Pump with Remote Outdoor Unit-Air-Source) | HH836E2S11 | ASPEN |  | D(A,C,E)36A4K+TDR | CP9C100C20MP13 | 31600 | 18 | 8.5 | 32400 | 26000 | 80.25% | 2 | 0 | 10 |  |  |  |  | R-454B | 2.6333 | Residential & Commercial | USHP | Ducted CEE Tier 1
216054688 | Central HP <5.4 tons | COLEMAN | HRCU-A-CB (Split System: Heat Pump with Remote Outdoor Unit-Air-Source) | HH836E2S11 | ASPEN |  | D(A,C,E)36A4K+TDR | TL9E100C20UH11 | 31200 | 17 | 8.5 | 31600 | 25400 | 80.38% | 2 | 0 | 10.5 |  |  |  |  | R-454B | 2.6 | Residential & Commercial | USHP | Ducted CEE Tier 1
216054704 | Central HP <5.4 tons | COLEMAN | HRCU-A-CB (Split System: Heat Pump with Remote Outdoor Unit-Air-Source) | HH836E2S11 | ASPEN |  | D(A,C,E)36A4K+TDR | TM8Y120C20MP11 | 30800 | 18 | 8.5 | 30600 | 25000 | 81.7% | 2 | 0 | 11 |  |  |  |  | R-454B | 2.5667 | Residential & Commercial | USHP | Ducted CEE Tier 1
216054713 | Central HP <5.4 tons | COLEMAN | HRCU-A-CB (Split System: Heat Pump with Remote Outdoor Unit-Air-Source) | HH836E2S11 | ASPEN |  | D(A,C,E)36A4K+TDR | TM9V080C16MP12 | 30800 | 18 | 8.5 | 31400 | 25400 | 80.89% | 2 | 0 | 10.5 |  |  |  |  | R-454B | 2.5667 | Residential & Commercial | USHP | Ducted CEE Tier 1
216054722 | Central HP <5.4 tons | COLEMAN | HRCU-A-CB (Split System: Heat Pump with Remote Outdoor Unit-Air-Source) | HH836E2S11 | ASPEN |  | D(A,C,E)36A4K+TDR | TMLE080C16MP11 | 31000 | 18 | 8.5 | 31000 | 25200 | 81.29% | 2 | 0 | 10.5 |  |  |  |  | R-454B | 2.5833 | Residential & Commercial | USHP | Ducted CEE Tier 1
215425712 | Central HP <5.4 tons | YORK | HRCU-A-CB (Split System: Heat Pump with Remote Outdoor Unit-Air-Source) | HH824E2S11 | ADP |  | H,YE33*30+TXV | TM9E060A10MP12 | 22600 | 16 | 8.8 | 21400 | 17700 | 82.71% | 1.96 | 0 | 10.5 |  |  |  |  | R-454B | 1.8833 | Residential & Commercial | USHP | Ducted CEE Tier 1
215425745 | Central HP <5.4 tons | YORK | HRCU-A-CB (Split System: Heat Pump with Remote Outdoor Unit-Air-Source) | HH824E2S11 | ADP |  | H,YE32*24+TXV | TM9V080B12MP12 | 22200 | 17 | 8.65 | 21200 | 17300 | 81.6% | 1.94 | 0 | 11.5 |  |  |  |  | R-454B | 1.85 | Residential & Commercial | USHP | Ducted CEE Tier 1
216439989 | Central HP <5.4 tons | AMERICAN STANDARD | HRCU-A-CB (Split System: Heat Pump with Remote Outdoor Unit-Air-Source) | 5A6V0X24A1 |  |  | 5TXCB003AS3 | S9V2B060U4VSB+LRP | 20400 | 18.8 | 9.4 | 23800 | 17600 | 73.95% | 2.1 | 0 | 11.7 |  |  |  |  | R-454B | 1.7 | Residential & Commercial | USHP | Ducted CEE Tier 1
215425760 | Central HP <5.4 tons | YORK | HRCU-A-CB (Split System: Heat Pump with Remote Outdoor Unit-Air-Source) | HH824E2S11 | ADP |  | H,YE32*30+TXV | TM9Y060B12MP11 | 22200 | 17 | 8.65 | 21200 | 17300 | 81.6% | 1.94 | 0 | 11 |  |  |  |  | R-454B | 1.85 | Residential & Commercial | USHP | Ducted CEE Tier 1
215425776 | Central HP <5.4 tons | YORK | HRCU-A-CB (Split System: Heat Pump with Remote Outdoor Unit-Air-Source) | HH824E2S11 | ADP |  | H,YE7J*24+TXV | Y81E060A12SMPS1 | 22400 | 17 | 8.8 | 21000 | 16900 | 80.48% | 1.96 | 0 | 11.5 |  |  |  |  | R-454B | 1.8667 | Residential & Commercial | USHP | Ducted CEE Tier 1
216054614 | Central HP <5.4 tons | COLEMAN | HRCU-A-CB (Split System: Heat Pump with Remote Outdoor Unit-Air-Source) | HH824E2S11 | ASPEN |  | D(A,C,E)24B3K+TDR | TMLE080B12MP11 | 22000 | 17 | 8.1 | 22600 | 18000 | 79.65% | 2 | 0 | 12 |  |  |  |  | R-454B | 1.8333 | Residential & Commercial | USHP | Ducted CEE Tier 1
216054639 | Central HP <5.4 tons | COLEMAN | HRCU-A-CB (Split System: Heat Pump with Remote Outdoor Unit-Air-Source) | HH824E2S11 | ASPEN |  | D(A,C,E)24B4K+TDR | Z8ES060A12SMPS1 | 21000 | 17.5 | 9 | 22600 | 17300 | 76.55% | 2 | 0 | 11.7 |  |  |  |  | R-454B | 1.75 | Residential & Commercial | USHP | Ducted CEE Tier 1
216819285 | Central HP <5.4 tons | FRIEDRICH | HRCU-A-CB (Split System: Heat Pump with Remote Outdoor Unit-Air-Source) | RD18AY24AJVC |  |  | RCFY2421MTANM | FR921V0403A17M4 | 21000 | 17 | 8.1 | 20800 | 17000 | 81.73% | 1.9 | 0 | 10 |  |  |  |  | R-454B | 1.75 | Residential & Commercial | USHP | Ducted CEE Tier 1
213312023 | Central HP <5.4 tons | BRYANT HEATING AND COOLING SYSTEMS | HRCU-A-CB (Split System: Heat Pump with Remote Outdoor Unit-Air-Source) | 38MURAQ36AB3* | ADP |  | V36H***P429+CBPE3A* | 0 | 35600 | 15.2 | 8.1 | 36800 | 34400 | 93.48% | 2 | 0 | 9.5 |  |  |  |  | R-410A | 2.9667 | Residential & Commercial | USHP
215939605 | Central HP <5.4 tons | BRYANT HEATING AND COOLING SYSTEMS | HRCU-A-CB (Split System: Heat Pump with Remote Outdoor Unit-Air-Source) | 293VAN036**AA* |  |  | CAA**3617AM*+UI | 83*CB36040C17*** | 32400 | 19.5 | 9.5 | 35000 | 26800 | 76.57% | 2 | 0 | 11 |  |  |  |  | R-454B | 2.7 | Residential & Commercial | USHP | Ducted CEE Tier 1
215939955 | Central HP <5.4 tons | BRYANT HEATING AND COOLING SYSTEMS | HRCU-A-CB (Split System: Heat Pump with Remote Outdoor Unit-Air-Source) | 293VAN036**AA* |  |  | CSAH*3612AM*+UI | 83*CB48060C17*** | 33400 | 19 | 9 | 34800 | 26600 | 76.44% | 1.92 | 0 | 11.5 |  |  |  |  | R-454B | 2.7833 | Residential & Commercial | USHP | Ducted CEE Tier 1
212500036 | Central HP <5.4 tons | LENNOX | HRCU-A-CB (Split System: Heat Pump with Remote Outdoor Unit-Air-Source) | EL22XPV-024-230A** | ADP |  | LH29/36F9 | ML296UH045XV36B* | 23600 | 20 | 8.5 | 21600 | 15200 | 70.37% | 1.88 | 0 | 13 |  |  |  |  | R-410A | 1.9667 | Residential & Commercial | USHP | Ducted CEE Tier 1
214671319 | Central HP <5.4 tons | LENNOX | HRCU-A-CB (Split System: Heat Pump with Remote Outdoor Unit-Air-Source) | EL22XPV-024-230A** | ADP |  | L*29/36U9 | ML180UH045E36A* | 23400 | 21 | 8.5 | 21200 | 14900 | 70.28% | 1.86 | 0 | 13.5 |  |  |  |  | R-410A | 1.95 | Residential & Commercial | USHP | Ducted CEE Tier 1
214671336 | Central HP <5.4 tons | LENNOX | HRCU-A-CB (Split System: Heat Pump with Remote Outdoor Unit-Air-Source) | EL22XPV-024-230A** | ADP |  | L*24/36Z9 | SL297UH060NV36B* | 23800 | 20 | 8.5 | 22000 | 15400 | 70% | 1.9 | 0 | 13.5 |  |  |  |  | R-410A | 1.9833 | Residential & Commercial | USHP | Ducted CEE Tier 1
216054674 | Central HP <5.4 tons | COLEMAN | HRCU-A-CB (Split System: Heat Pump with Remote Outdoor Unit-Air-Source) | HH824E2S11 | ASPEN |  | D(A,C,E)24B3K+TDR | Z9ES080B12SMPS1 | 22000 | 17 | 8.1 | 22600 | 18100 | 80.09% | 2 | 0 | 12 |  |  |  |  | R-454B | 1.8333 | Residential & Commercial | USHP | Ducted CEE Tier 1
215565252 | Central HP <5.4 tons | COLEMAN | HRCU-A-CB (Split System: Heat Pump with Remote Outdoor Unit-Air-Source) | HH824E2S11 | ASPEN |  | D(A,C,E)36A4J+TDR | CP9C060B12MP13 | 22600 | 17 | 9 | 22800 | 18000 | 78.95% | 2 | 0 | 12 |  |  |  |  | R-454B | 1.8833 | Residential & Commercial | USHP | Ducted CEE Tier 1
215565266 | Central HP <5.4 tons | COLEMAN | HRCU-A-CB (Split System: Heat Pump with Remote Outdoor Unit-Air-Source) | HH824E2S11 | ASPEN |  | D(A,C,E)36A4J+TDR | Z8ES040A12SMPS1 | 21000 | 17.5 | 9.5 | 22800 | 18100 | 79.39% | 2 | 0 | 11.2 |  |  |  |  | R-454B | 1.75 | Residential & Commercial | USHP | Ducted CEE Tier 1
214671468 | Central HP <5.4 tons | LENNOX | HRCU-A-CB (Split System: Heat Pump with Remote Outdoor Unit-Air-Source) | SL25XPV-036-230A** | ADP |  | L*29/36U9 | SLP99UH070XV36B* | 33800 | 21 | 8.8 | 34200 | 27400 | 80.12% | 1.8 | 0 | 13 |  |  |  |  | R-410A | 2.8167 | Residential & Commercial | USHP | Ducted CEE Tier 1
212626901 | Central HP <5.4 tons | COLEMAN | HRCU-A-CB (Split System: Heat Pump with Remote Outdoor Unit-Air-Source) | HMH72B341 | ASPEN |  | D(A,C,E)48C26+TDR | TM8E060A12MP11 | 30800 | 17.7 | 8.1 | 33800 | 27400 | 81.07% | 2.44 | 0 | 9 |  |  |  |  | R-410A | 2.5667 | Residential & Commercial | USHP
212626912 | Central HP <5.4 tons | COLEMAN | HRCU-A-CB (Split System: Heat Pump with Remote Outdoor Unit-Air-Source) | HMH72B341 | ASPEN |  | D(A,C,E)36B36+TDR | TM8E100B12MP11 | 32200 | 18 | 8.5 | 33800 | 27400 | 81.07% | 2.64 | 0 | 9.9 |  |  |  |  | R-410A | 2.6833 | Residential & Commercial | USHP
212626921 | Central HP <5.4 tons | COLEMAN | HRCU-A-CB (Split System: Heat Pump with Remote Outdoor Unit-Air-Source) | HMH72B341 | ASPEN |  | D(A,C,E)42D26+TDR | TM8E100B12MP11 | 30800 | 17.7 | 8.5 | 33800 | 27400 | 81.07% | 2.64 | 0 | 9 |  |  |  |  | R-410A | 2.5667 | Residential & Commercial | USHP
212627003 | Central HP <5.4 tons | COLEMAN | HRCU-A-CB (Split System: Heat Pump with Remote Outdoor Unit-Air-Source) | HMH72B341 | ASPEN |  | D(A,C,E)48A36+TDR | TM9V080C16MP12 | 32400 | 17.5 | 8.4 | 33800 | 27400 | 81.07% | 2.64 | 0 | 9.9 |  |  |  |  | R-410A | 2.7 | Residential & Commercial | USHP
212627026 | Central HP <5.4 tons | COLEMAN | HRCU-A-CB (Split System: Heat Pump with Remote Outdoor Unit-Air-Source) | HMH72B341 | ASPEN |  | C(A,C,D,E)42A36+TDR | TM9V100C16MP12 | 31800 | 17.5 | 8.3 | 33800 | 27400 | 81.07% | 2.63 | 0 | 9.9 |  |  |  |  | R-410A | 2.65 | Residential & Commercial | USHP
212627046 | Central HP <5.4 tons | COLEMAN | HRCU-A-CB (Split System: Heat Pump with Remote Outdoor Unit-Air-Source) | HMH72B341 | ASPEN |  | D(A,C,E)42D26+TDR | CP9C080C16MP13 | 30800 | 17.2 | 8.1 | 33800 | 27400 | 81.07% | 2.45 | 0 | 9 |  |  |  |  | R-410A | 2.5667 | Residential & Commercial | USHP
212627062 | Central HP <5.4 tons | COLEMAN | HRCU-A-CB (Split System: Heat Pump with Remote Outdoor Unit-Air-Source) | HMH72B341 | ASPEN |  | D(A,C,E)36C36+TDR | TM9V080C16MP12 | 32600 | 17.5 | 8.5 | 33800 | 27400 | 81.07% | 2.66 | 0 | 10 |  |  |  |  | R-410A | 2.7167 | Residential & Commercial | USHP | Ducted CEE Tier 1
212627069 | Central HP <5.4 tons | COLEMAN | HRCU-A-CB (Split System: Heat Pump with Remote Outdoor Unit-Air-Source) | HMH72B341 | ASPEN |  | D(A,C,E)42D26+TDR | TM9V080C16MP12 | 30800 | 17.2 | 8.5 | 33800 | 27400 | 81.07% | 2.66 | 0 | 9 |  |  |  |  | R-410A | 2.5667 | Residential & Commercial | USHP
216054733 | Central HP <5.4 tons | COLEMAN | HRCU-A-CB (Split System: Heat Pump with Remote Outdoor Unit-Air-Source) | HH836E2S11 | ASPEN |  | D(A,C,E)36A4K+TDR | TP9C100C16MP13 | 30800 | 18 | 8.5 | 31000 | 25200 | 81.29% | 2 | 0 | 10.5 |  |  |  |  | R-454B | 2.5667 | Residential & Commercial | USHP | Ducted CEE Tier 1
216054700 | Central HP <5.4 tons | COLEMAN | HRCU-A-CB (Split System: Heat Pump with Remote Outdoor Unit-Air-Source) | HH836E2S11 | ASPEN |  | D(A,C,E)36A4K+TDR | TM8Y080B12MP11 | 30600 | 18 | 8.5 | 30800 | 25200 | 81.82% | 2 | 0 | 10.5 |  |  |  |  | R-454B | 2.55 | Residential & Commercial | USHP | Ducted CEE Tier 1
216054717 | Central HP <5.4 tons | COLEMAN | HRCU-A-CB (Split System: Heat Pump with Remote Outdoor Unit-Air-Source) | HH836E2S11 | ASPEN |  | D(A,C,E)36A4K+TDR | TM9Y080B12MP11 | 30600 | 18 | 8.5 | 31000 | 25400 | 81.94% | 2 | 0 | 10.5 |  |  |  |  | R-454B | 2.55 | Residential & Commercial | USHP | Ducted CEE Tier 1
216440407 | Central HP <5.4 tons | AMERICAN STANDARD | HRCU-A-CB (Split System: Heat Pump with Remote Outdoor Unit-Air-Source) | 5A6V0X48A1 |  |  | 5TXCD010AS3 | S9V2C100U5PSC+LRP | 44500 | 20 | 9.7 | 46000 | 33200 | 72.17% | 2.1 | 0 | 12 |  |  |  |  | R-454B | 3.7083 | Residential & Commercial | USHP | Ducted CEE Tier 1
212627137 | Central HP <5.4 tons | COLEMAN | HRCU-A-CB (Split System: Heat Pump with Remote Outdoor Unit-Air-Source) | HMH72B341 | ASPEN |  | C(A,C,D,E)42A26+TDR | TM8V100C16MP12 | 29200 | 16.7 | 8.5 | 33800 | 27200 | 80.47% | 2.67 | 0 | 9.4 |  |  |  |  | R-410A | 2.4333 | Residential & Commercial | USHP
212627155 | Central HP <5.4 tons | COLEMAN | HRCU-A-CB (Split System: Heat Pump with Remote Outdoor Unit-Air-Source) | HMH72B341 | ASPEN |  | C(A,C,D,E)42A26+TDR | TP9C100C16MP13 | 29200 | 16.7 | 8.1 | 33800 | 27200 | 80.47% | 2.47 | 0 | 9.4 |  |  |  |  | R-410A | 2.4333 | Residential & Commercial | USHP
212627178 | Central HP <5.4 tons | COLEMAN | HRCU-A-CB (Split System: Heat Pump with Remote Outdoor Unit-Air-Source) | HMH72B341 | ASPEN |  | D(A,C,E)36A36+TDR | TP9C100C20MP13 | 31600 | 17.5 | 8.1 | 33800 | 28200 | 83.43% | 2.46 | 0 | 9.3 |  |  |  |  | R-410A | 2.6333 | Residential & Commercial | USHP
212627210 | Central HP <5.4 tons | COLEMAN | HRCU-A-CB (Split System: Heat Pump with Remote Outdoor Unit-Air-Source) | HMH72B341 | ASPEN |  | D(A,C,E)48D36+TDR | TM9Y060B12MP11 | 32600 | 17.5 | 8.1 | 34000 | 29400 | 86.47% | 2.43 | 0 | 9.5 |  |  |  |  | R-410A | 2.7167 | Residential & Commercial | USHP
212627228 | Central HP <5.4 tons | COLEMAN | HRCU-A-CB (Split System: Heat Pump with Remote Outdoor Unit-Air-Source) | HMH72B341 | ASPEN |  | D(A,C,E)48C36+TDR | TM8V080B12MP12 | 32400 | 17 | 8.1 | 33600 | 29400 | 87.5% | 2.42 | 0 | 9.5 |  |  |  |  | R-410A | 2.7 | Residential & Commercial | USHP
212627353 | Central HP <5.4 tons | COLEMAN | HRCU-A-CB (Split System: Heat Pump with Remote Outdoor Unit-Air-Source) | HMH72B341 | ASPEN |  | D(A,C,E)48B36+TDR | TM9V060B12MP12 | 32800 | 17.5 | 8.1 | 34000 | 27800 | 81.76% | 2.42 | 0 | 9.5 |  |  |  |  | R-410A | 2.7333 | Residential & Commercial | USHP
212627355 | Central HP <5.4 tons | COLEMAN | HRCU-A-CB (Split System: Heat Pump with Remote Outdoor Unit-Air-Source) | HMH72B341 | ASPEN |  | D(A,C,E)48C36+TDR | TM9V060B12MP12 | 33200 | 17.5 | 8.1 | 34000 | 27800 | 81.76% | 2.42 | 0 | 9 |  |  |  |  | R-410A | 2.7667 | Residential & Commercial | USHP
212627360 | Central HP <5.4 tons | COLEMAN | HRCU-A-CB (Split System: Heat Pump with Remote Outdoor Unit-Air-Source) | HMH72B341 | ASPEN |  | C(A,C,D,E)36B36+TDR | TP9C060B12MP13 | 32200 | 17.5 | 8.1 | 34000 | 27800 | 81.76% | 2.42 | 0 | 9.4 |  |  |  |  | R-410A | 2.6833 | Residential & Commercial | USHP
212627421 | Central HP <5.4 tons | COLEMAN | HRCU-A-CB (Split System: Heat Pump with Remote Outdoor Unit-Air-Source) | HMH72B341 | ASPEN |  | C(A,C,D,E)36C36+TDR | TM8E080B12MP11 | 32400 | 18 | 8.5 | 34000 | 28000 | 82.35% | 2.63 | 0 | 9.5 |  |  |  |  | R-410A | 2.7 | Residential & Commercial | USHP
212627428 | Central HP <5.4 tons | COLEMAN | HRCU-A-CB (Split System: Heat Pump with Remote Outdoor Unit-Air-Source) | HMH72B341 | ASPEN |  | D(A,C,E)36D36+TDR | TM8E080B12MP11 | 32800 | 18 | 8.5 | 34000 | 28000 | 82.35% | 2.63 | 0 | 9.5 |  |  |  |  | R-410A | 2.7333 | Residential & Commercial | USHP
212627455 | Central HP <5.4 tons | COLEMAN | HRCU-A-CB (Split System: Heat Pump with Remote Outdoor Unit-Air-Source) | HMH72B341 | ASPEN |  | D(A,C,E)42C36+TDR | TM9Y080B12MP11 | 32800 | 18 | 8.1 | 34000 | 28000 | 82.35% | 2.41 | 0 | 9.5 |  |  |  |  | R-410A | 2.7333 | Residential & Commercial | USHP
212627471 | Central HP <5.4 tons | COLEMAN | HRCU-A-CB (Split System: Heat Pump with Remote Outdoor Unit-Air-Source) | HMH72B341 | ASPEN |  | D(A,C,E)36B46+TDR | TMLE080B12MP11 | 33000 | 18 | 8.1 | 34000 | 28000 | 82.35% | 2.41 | 0 | 9 |  |  |  |  | R-410A | 2.75 | Residential & Commercial | USHP
212627503 | Central HP <5.4 tons | COLEMAN | HRCU-A-CB (Split System: Heat Pump with Remote Outdoor Unit-Air-Source) | HMH72B341 | ASPEN |  | D(A,C,E)42D36+TDR | TMLV060A12MP12 | 32800 | 17.5 | 8.1 | 33400 | 28800 | 86.23% | 2.49 | 0 | 9.5 |  |  |  |  | R-410A | 2.7333 | Residential & Commercial | USHP
212627519 | Central HP <5.4 tons | COLEMAN | HRCU-A-CB (Split System: Heat Pump with Remote Outdoor Unit-Air-Source) | HMH72B341 | ASPEN |  | D(A,C,E)42D36+TDR | CP9C080B12MP13 | 32800 | 17 | 8.1 | 33600 | 29600 | 88.1% | 2.45 | 0 | 9.5 |  |  |  |  | R-410A | 2.7333 | Residential & Commercial | USHP
212627530 | Central HP <5.4 tons | COLEMAN | HRCU-A-CB (Split System: Heat Pump with Remote Outdoor Unit-Air-Source) | HMH72B341 | ASPEN |  | D(A,C,E)48C36+TDR | TP9C080B12MP13 | 32800 | 17 | 8.1 | 33600 | 29600 | 88.1% | 2.45 | 0 | 9.5 |  |  |  |  | R-410A | 2.7333 | Residential & Commercial | USHP
212627546 | Central HP <5.4 tons | COLEMAN | HRCU-A-CB (Split System: Heat Pump with Remote Outdoor Unit-Air-Source) | HMH72B341 | ASPEN |  | D(A,C,E)42B36+TDR | TM9Y100C20MP11 | 32400 | 15.5 | 8.1 | 34000 | 27800 | 81.76% | 2.38 | 0 | 9.5 |  |  |  |  | R-410A | 2.7 | Residential & Commercial | USHP
212500150 | Central HP <5.4 tons | LENNOX | HRCU-A-CB (Split System: Heat Pump with Remote Outdoor Unit-Air-Source) | EL22XPV-024-230A** | ADP |  | L*19/36U9 | SL297UH060NV36B* | 23800 | 20 | 8.5 | 22000 | 15400 | 70% | 1.9 | 0 | 13.5 |  |  |  |  | R-410A | 1.9833 | Residential & Commercial | USHP | Ducted CEE Tier 1
212627555 | Central HP <5.4 tons | COLEMAN | HRCU-A-CB (Split System: Heat Pump with Remote Outdoor Unit-Air-Source) | HMH72B341 | ASPEN |  | D(A,C,E)36B46+TDR | TM8E080C16MP11 | 33000 | 18 | 8.4 | 34000 | 28400 | 83.53% | 2.74 | 0 | 10 |  |  |  |  | R-410A | 2.75 | Residential & Commercial | USHP | Ducted CEE Tier 1
212627571 | Central HP <5.4 tons | COLEMAN | HRCU-A-CB (Split System: Heat Pump with Remote Outdoor Unit-Air-Source) | HMH72B341 | ASPEN |  | D(A,C,E)48C36+TDR | TM8E040A12MP11 | 32800 | 18 | 8.1 | 33400 | 29000 | 86.83% | 2.48 | 0 | 10 |  |  |  |  | R-410A | 2.7333 | Residential & Commercial | USHP | Ducted CEE Tier 1
212627603 | Central HP <5.4 tons | COLEMAN | HRCU-A-CB (Split System: Heat Pump with Remote Outdoor Unit-Air-Source) | HMH72B341 | ASPEN |  | D(A,C,E)48C36+TDR | TM8E100C16MP11 | 33000 | 18 | 8.5 | 34000 | 28400 | 83.53% | 2.76 | 0 | 10 |  |  |  |  | R-410A | 2.75 | Residential & Commercial | USHP | Ducted CEE Tier 1
212627653 | Central HP <5.4 tons | COLEMAN | HRCU-A-CB (Split System: Heat Pump with Remote Outdoor Unit-Air-Source) | HMH72B341 | ASPEN |  | D(A,C,E)36C36+TDR | TM9Y080C16MP11 | 32400 | 18.5 | 8.5 | 34000 | 28000 | 82.35% | 2.66 | 0 | 9.5 |  |  |  |  | R-410A | 2.7 | Residential & Commercial | USHP
212627714 | Central HP <5.4 tons | COLEMAN | HRCU-A-CB (Split System: Heat Pump with Remote Outdoor Unit-Air-Source) | HMH72B341 | ASPEN |  | D(A,C,E)48D26+TDR | CPLC080C16MP13 | 31000 | 17.3 | 8.1 | 33800 | 27400 | 81.07% | 2.47 | 0 | 9.7 |  |  |  |  | R-410A | 2.5833 | Residential & Commercial | USHP
212627748 | Central HP <5.4 tons | COLEMAN | HRCU-A-CB (Split System: Heat Pump with Remote Outdoor Unit-Air-Source) | HMH72B341 | ASPEN |  | D(A,C,E)36B46+TDR | TM8V080C16MP12 | 33000 | 17.5 | 8.5 | 34000 | 27400 | 80.59% | 2.67 | 0 | 10 |  |  |  |  | R-410A | 2.75 | Residential & Commercial | USHP | Ducted CEE Tier 1
210473161 | Central HP <5.4 tons | BRYANT HEATING AND COOLING SYSTEMS | HRCU-A-CB (Split System: Heat Pump with Remote Outdoor Unit-Air-Source) | 288BNV025*0**C* |  |  | CAP**4321AL*+UI | 88*TA48070C17*** | 24400 | 17 | 8.5 | 21200 | 16600 | 78.3% | 2.02 | 0 | 11 |  |  |  |  | R-410A | 2.0333 | Residential & Commercial | USHP | Ducted CEE Tier 1
210473381 | Central HP <5.4 tons | BRYANT HEATING AND COOLING SYSTEMS | HRCU-A-CB (Split System: Heat Pump with Remote Outdoor Unit-Air-Source) | 288BNV025*0**C* |  |  | CAP**4821AL*+UI | 987MB42080C17*** | 24000 | 16.5 | 8.1 | 21000 | 16600 | 79.05% | 2 | 0 | 11 |  |  |  |  | R-410A | 2 | Residential & Commercial | USHP | Ducted CEE Tier 1
210474048 | Central HP <5.4 tons | BRYANT HEATING AND COOLING SYSTEMS | HRCU-A-CB (Split System: Heat Pump with Remote Outdoor Unit-Air-Source) | 288BNV025*0**C* |  |  | CNPV*4821AL*+UI | 987MB60060C21*** | 24000 | 16.5 | 8.1 | 21400 | 16700 | 78.04% | 2 | 0 | 11 |  |  |  |  | R-410A | 2 | Residential & Commercial | USHP | Ducted CEE Tier 1
210474147 | Central HP <5.4 tons | BRYANT HEATING AND COOLING SYSTEMS | HRCU-A-CB (Split System: Heat Pump with Remote Outdoor Unit-Air-Source) | 288BNV025*0**C* |  |  | CNPV*4824AL*+UI | 987MB60060C21*** | 24000 | 16.5 | 8.1 | 21400 | 16700 | 78.04% | 2 | 0 | 11 |  |  |  |  | R-410A | 2 | Residential & Commercial | USHP | Ducted CEE Tier 1
210474515 | Central HP <5.4 tons | BRYANT HEATING AND COOLING SYSTEMS | HRCU-A-CB (Split System: Heat Pump with Remote Outdoor Unit-Air-Source) | 288BNV025*0**C* |  |  | CSPH*4812AL*+UI | 88*TA48070C17*** | 24200 | 16.5 | 8.1 | 21200 | 16600 | 78.3% | 2.02 | 0 | 10.5 |  |  |  |  | R-410A | 2.0167 | Residential & Commercial | USHP | Ducted CEE Tier 1
212627787 | Central HP <5.4 tons | COLEMAN | HRCU-A-CB (Split System: Heat Pump with Remote Outdoor Unit-Air-Source) | HMH72B341 | ASPEN |  | D(A,C,E)36A36+TDR | TM8Y100C16MP11 | 31600 | 18.4 | 8.4 | 34000 | 27400 | 80.59% | 2.67 | 0 | 9.8 |  |  |  |  | R-410A | 2.6333 | Residential & Commercial | USHP
212627796 | Central HP <5.4 tons | COLEMAN | HRCU-A-CB (Split System: Heat Pump with Remote Outdoor Unit-Air-Source) | HMH72B341 | ASPEN |  | D(A,C,E)36B36+TDR | TMLV100C16MP12 | 32000 | 17.5 | 8.1 | 33800 | 27400 | 81.07% | 2.47 | 0 | 9.9 |  |  |  |  | R-410A | 2.6667 | Residential & Commercial | USHP
212627837 | Central HP <5.4 tons | COLEMAN | HRCU-A-CB (Split System: Heat Pump with Remote Outdoor Unit-Air-Source) | HMH72B341 | ASPEN |  | C(A,C,D,E)36B26+TDR | TPLC100C16MP13 | 29200 | 16.7 | 8.1 | 33800 | 27400 | 81.07% | 2.47 | 0 | 9.4 |  |  |  |  | R-410A | 2.4333 | Residential & Commercial | USHP
212627839 | Central HP <5.4 tons | COLEMAN | HRCU-A-CB (Split System: Heat Pump with Remote Outdoor Unit-Air-Source) | HMH72B341 | ASPEN |  | C(A,C,D,E)36C26+TDR | TPLC100C16MP13 | 29800 | 16.9 | 8.1 | 33800 | 27400 | 81.07% | 2.47 | 0 | 9.5 |  |  |  |  | R-410A | 2.4833 | Residential & Commercial | USHP
212627855 | Central HP <5.4 tons | COLEMAN | HRCU-A-CB (Split System: Heat Pump with Remote Outdoor Unit-Air-Source) | HMH72B341 | ASPEN |  | D(A,C,E)48C26+TDR | TPLC100C16MP13 | 30600 | 17.2 | 8.1 | 33800 | 27400 | 81.07% | 2.47 | 0 | 9.6 |  |  |  |  | R-410A | 2.55 | Residential & Commercial | USHP
212626410 | Central HP <5.4 tons | COLEMAN | HRCU-A-CB (Split System: Heat Pump with Remote Outdoor Unit-Air-Source) | HMH72B341 | ASPEN |  | C(A,C,D,E)42A26+TDR | TL9E080C16UH11 | 29200 | 16.7 | 8.5 | 33600 | 28000 | 83.33% | 2.66 | 0 | 8.9 |  |  |  |  | R-410A | 2.4333 | Residential & Commercial | USHP
212626601 | Central HP <5.4 tons | COLEMAN | HRCU-A-CB (Split System: Heat Pump with Remote Outdoor Unit-Air-Source) | HMH72B341 | ASPEN |  | D(A,C,E)36A46+TDR | TM8E080C16MP11 | 33000 | 18 | 8.2 | 33800 | 28200 | 83.43% | 2.68 | 0 | 10 |  |  |  |  | R-410A | 2.75 | Residential & Commercial | USHP | Ducted CEE Tier 1
212626651 | Central HP <5.4 tons | COLEMAN | HRCU-A-CB (Split System: Heat Pump with Remote Outdoor Unit-Air-Source) | HMH72B341 | ASPEN |  | D(A,C,E)42B36+TDR | TM9V080B12MP12 | 32800 | 17 | 8.3 | 33800 | 29600 | 87.57% | 2.7 | 0 | 9.5 |  |  |  |  | R-410A | 2.7333 | Residential & Commercial | USHP
214626181 | Central HP <5.4 tons | LENNOX | HRCU-A-CB (Split System: Heat Pump with Remote Outdoor Unit-Air-Source) | SL25XPV-036-230A** |  |  | CK40CT-48C-0*+TDR | SL280UH110V60C* | 34000 | 21 | 8.8 | 35400 | 27400 | 77.4% | 1.84 | 0 | 13.5 |  |  |  |  | R-410A | 2.8333 | Residential & Commercial | USHP | Ducted CEE Tier 1
212626694 | Central HP <5.4 tons | COLEMAN | HRCU-A-CB (Split System: Heat Pump with Remote Outdoor Unit-Air-Source) | HMH72B341 | ASPEN |  | C(A,C,D,E)36C36+TDR | TM9Y100C16MP11 | 32800 | 18 | 8.3 | 33800 | 28600 | 84.62% | 2.68 | 0 | 10 |  |  |  |  | R-410A | 2.7333 | Residential & Commercial | USHP | Ducted CEE Tier 1
212626701 | Central HP <5.4 tons | COLEMAN | HRCU-A-CB (Split System: Heat Pump with Remote Outdoor Unit-Air-Source) | HMH72B341 | ASPEN |  | D(A,C,E)42C26+TDR | TM8E080C16MP11 | 31800 | 18 | 8.3 | 33800 | 28600 | 84.62% | 2.71 | 0 | 10 |  |  |  |  | R-410A | 2.65 | Residential & Commercial | USHP | Ducted CEE Tier 1
212626785 | Central HP <5.4 tons | COLEMAN | HRCU-A-CB (Split System: Heat Pump with Remote Outdoor Unit-Air-Source) | HMH72B341 | ASPEN |  | D(A,C,E)48B26+TDR | TM8E080B12MP11 | 30200 | 17.5 | 8.4 | 33800 | 27800 | 82.25% | 2.6 | 0 | 9 |  |  |  |  | R-410A | 2.5167 | Residential & Commercial | USHP
214608725 | Central HP <5.4 tons | COLEMAN | HRCU-A-CB (Split System: Heat Pump with Remote Outdoor Unit-Air-Source) | HMH72B341 | ASPEN |  | CM36B36+TDR | CP9C080B12MP13 | 31800 | 17.5 | 8.5 | 33400 | 23400 | 70.06% | 2.04 | 0 | 9.9 |  |  |  |  | R-410A | 2.65 | Residential & Commercial | USHP
213238585 | Central HP <5.4 tons | CHAMPION HEATING AND COOLING | HRCU-A-CB (Split System: Heat Pump with Remote Outdoor Unit-Air-Source) | THF2B48T21 | ASPEN |  | D(A,C,E)48B44+TDR | TM9V120D20MP12 | 43000 | 15.9 | 8.2 | 44500 | 31200 | 70.11% | 3.11 | 0 | 11.5 |  |  |  |  | R-410A | 3.5833 | Residential & Commercial | USHP | Ducted CEE Tier 1
216819399 | Central HP <5.4 tons | FRIEDRICH | HRCU-A-CB (Split System: Heat Pump with Remote Outdoor Unit-Air-Source) | RD18AY48AJVC |  |  | RCFY4824MTANM | FR962V1005A21M4 | 42500 | 17 | 8.1 | 42500 | 33400 | 78.59% | 2 | 0 | 10 |  |  |  |  | R-454B | 3.5417 | Residential & Commercial | USHP | Ducted CEE Tier 1
216819415 | Central HP <5.4 tons | FRIEDRICH | HRCU-A-CB (Split System: Heat Pump with Remote Outdoor Unit-Air-Source) | RD18AY48AJVC |  |  | RCFY4824MTANM | FR97MV1155A24DH | 43000 | 17 | 8.1 | 43000 | 33400 | 77.67% | 2 | 0 | 10 |  |  |  |  | R-454B | 3.5833 | Residential & Commercial | USHP | Ducted CEE Tier 1
216819435 | Central HP <5.4 tons | FRIEDRICH | HRCU-A-CB (Split System: Heat Pump with Remote Outdoor Unit-Air-Source) | RD18AY48AJVC |  |  | RCFY4824MTANM | FR921V0705A21M4 | 42500 | 17 | 8.1 | 42500 | 33400 | 78.59% | 2 | 0 | 10 |  |  |  |  | R-454B | 3.5417 | Residential & Commercial | USHP | Ducted CEE Tier 1
215941245 | Central HP <5.4 tons | BRYANT HEATING AND COOLING SYSTEMS | HRCU-A-CB (Split System: Heat Pump with Remote Outdoor Unit-Air-Source) | 293VAN048**AA* |  |  | CSAH*6012AM*+UI | 987TA66100C21*** | 45000 | 20.5 | 9 | 48500 | 36600 | 75.46% | 1.82 | 0 | 11 |  |  |  |  | R-454B | 3.75 | Residential & Commercial | USHP | Ducted CEE Tier 1
212626844 | Central HP <5.4 tons | COLEMAN | HRCU-A-CB (Split System: Heat Pump with Remote Outdoor Unit-Air-Source) | HMH72B341 | ASPEN |  | D(A,C,E)42A46+TDR | TM9E080B12MP12 | 32600 | 17.5 | 8.5 | 33800 | 27400 | 81.07% | 2.65 | 0 | 10 |  |  |  |  | R-410A | 2.7167 | Residential & Commercial | USHP | Ducted CEE Tier 1
212626846 | Central HP <5.4 tons | COLEMAN | HRCU-A-CB (Split System: Heat Pump with Remote Outdoor Unit-Air-Source) | HMH72B341 | ASPEN |  | D(A,C,E)42C26+TDR | TM9E080B12MP12 | 30400 | 17 | 8.5 | 33800 | 27400 | 81.07% | 2.65 | 0 | 9 |  |  |  |  | R-410A | 2.5333 | Residential & Commercial | USHP
212626862 | Central HP <5.4 tons | COLEMAN | HRCU-A-CB (Split System: Heat Pump with Remote Outdoor Unit-Air-Source) | HMH72B341 | ASPEN |  | C(A,C,D,E)36A46+TDR | TL9E100C20UH11 | 33400 | 17 | 8.3 | 33800 | 28800 | 85.21% | 2.73 | 0 | 10 |  |  |  |  | R-410A | 2.7833 | Residential & Commercial | USHP | Ducted CEE Tier 1
212623995 | Central HP <5.4 tons | COLEMAN | HRCU-A-CB (Split System: Heat Pump with Remote Outdoor Unit-Air-Source) | HMH72B341 | ASPEN |  | D(A,C,E)42A44+TDR | TM9Y080B12MP11 | 32400 | 18 | 8.1 | 34000 | 28000 | 82.35% | 2.41 | 0 | 9.5 |  |  |  |  | R-410A | 2.7 | Residential & Commercial | USHP
212624052 | Central HP <5.4 tons | COLEMAN | HRCU-A-CB (Split System: Heat Pump with Remote Outdoor Unit-Air-Source) | HMH72B341 | ASPEN |  | D(A,C,E)48D24+TDR | TMLE080B12MP11 | 31000 | 17.8 | 8.1 | 34000 | 28000 | 82.35% | 2.41 | 0 | 9.2 |  |  |  |  | R-410A | 2.5833 | Residential & Commercial | USHP
212624118 | Central HP <5.4 tons | COLEMAN | HRCU-A-CB (Split System: Heat Pump with Remote Outdoor Unit-Air-Source) | HMH72B341 | ASPEN |  | C(A,C,D,E)42D24+TDR | TPLC060A12MP13 | 32000 | 17.5 | 8.1 | 33400 | 28800 | 86.23% | 2.49 | 0 | 9 |  |  |  |  | R-410A | 2.6667 | Residential & Commercial | USHP
212927254 | Central HP <5.4 tons | LENNOX | HRCU-A-CB (Split System: Heat Pump with Remote Outdoor Unit-Air-Source) | SL25XPV-024-230A** | ADP |  | L*19/36S9 | SLP98UH070XV36B* | 22000 | 22 | 9.05 | 20000 | 20000 | 100% | 1.82 | 0 | 14 |  |  |  |  | R-410A | 1.8333 | Residential & Commercial | USHP | Ducted CEE Tier 1
212624136 | Central HP <5.4 tons | COLEMAN | HRCU-A-CB (Split System: Heat Pump with Remote Outdoor Unit-Air-Source) | HMH72B341 | ASPEN |  | D(A,C,E)36B44+TDR | CP9C080B12MP13 | 32800 | 17 | 8.1 | 33600 | 29600 | 88.1% | 2.45 | 0 | 9.5 |  |  |  |  | R-410A | 2.7333 | Residential & Commercial | USHP
212624138 | Central HP <5.4 tons | COLEMAN | HRCU-A-CB (Split System: Heat Pump with Remote Outdoor Unit-Air-Source) | HMH72B341 | ASPEN |  | D(A,C,E)48C34+TDR | CP9C080B12MP13 | 32800 | 17 | 8.1 | 33600 | 29600 | 88.1% | 2.45 | 0 | 9.5 |  |  |  |  | R-410A | 2.7333 | Residential & Commercial | USHP
212624143 | Central HP <5.4 tons | COLEMAN | HRCU-A-CB (Split System: Heat Pump with Remote Outdoor Unit-Air-Source) | HMH72B341 | ASPEN |  | C(A,C,D,E)36D24+TDR | TM9V080B12MP12 | 31400 | 17 | 8.5 | 34000 | 29400 | 86.47% | 2.73 | 0 | 9.5 |  |  |  |  | R-410A | 2.6167 | Residential & Commercial | USHP
214626054 | Central HP <5.4 tons | LENNOX | HRCU-A-CB (Split System: Heat Pump with Remote Outdoor Unit-Air-Source) | SL25XPV-024-230A** |  |  | CK40CT-36B-0*+TDR | SL297UH040NV36B* | 22200 | 22.6 | 9.2 | 21400 | 20400 | 95.33% | 1.84 | 0 | 14.3 |  |  |  |  | R-410A | 1.85 | Residential & Commercial | USHP | Ducted CEE Tier 1
212624161 | Central HP <5.4 tons | COLEMAN | HRCU-A-CB (Split System: Heat Pump with Remote Outdoor Unit-Air-Source) | HMH72B341 | ASPEN |  | D(A,C,E)42D34+TDR | TP9C080B12MP13 | 32800 | 17 | 8.1 | 33600 | 29600 | 88.1% | 2.45 | 0 | 9.5 |  |  |  |  | R-410A | 2.7333 | Residential & Commercial | USHP
212624202 | Central HP <5.4 tons | COLEMAN | HRCU-A-CB (Split System: Heat Pump with Remote Outdoor Unit-Air-Source) | HMH72B341 | ASPEN |  | D(A,C,E)48C34+TDR | TM9Y100C16MP11 | 32800 | 18 | 8.5 | 34000 | 28400 | 83.53% | 2.74 | 0 | 10 |  |  |  |  | R-410A | 2.7333 | Residential & Commercial | USHP | Ducted CEE Tier 1
212624220 | Central HP <5.4 tons | COLEMAN | HRCU-A-CB (Split System: Heat Pump with Remote Outdoor Unit-Air-Source) | HMH72B341 | ASPEN |  | D(A,C,E)48D34+TDR | TM8E040A12MP11 | 32800 | 18 | 8.1 | 33400 | 29000 | 86.83% | 2.48 | 0 | 10 |  |  |  |  | R-410A | 2.7333 | Residential & Commercial | USHP | Ducted CEE Tier 1
212624372 | Central HP <5.4 tons | COLEMAN | HRCU-A-CB (Split System: Heat Pump with Remote Outdoor Unit-Air-Source) | HMH72B341 | ASPEN |  | D(A,C,E)36A34+TDR | TM8V100C16MP12 | 31600 | 17.5 | 8.4 | 34000 | 27400 | 80.59% | 2.68 | 0 | 9.8 |  |  |  |  | R-410A | 2.6333 | Residential & Commercial | USHP
212624395 | Central HP <5.4 tons | COLEMAN | HRCU-A-CB (Split System: Heat Pump with Remote Outdoor Unit-Air-Source) | HMH72B341 | ASPEN |  | C(A,C,D,E)48D24+TDR | TM9Y080C16MP11 | 30800 | 18.2 | 8.5 | 34000 | 28000 | 82.35% | 2.66 | 0 | 9.2 |  |  |  |  | R-410A | 2.5667 | Residential & Commercial | USHP
212624438 | Central HP <5.4 tons | COLEMAN | HRCU-A-CB (Split System: Heat Pump with Remote Outdoor Unit-Air-Source) | HMH72B341 | ASPEN |  | C(A,C,D,E)42C24+TDR | TMLE120C16MP11 | 32000 | 18 | 8.1 | 33000 | 29200 | 88.48% | 2.5 | 0 | 10 |  |  |  |  | R-410A | 2.6667 | Residential & Commercial | USHP | Ducted CEE Tier 1
211378597 | Central HP <5.4 tons | YORK | HRCU-A-CB (Split System: Heat Pump with Remote Outdoor Unit-Air-Source) | HMH72B341 |  |  | XAUB36DXXN1+TXV | TMLE100B12MP11 | 34000 | 18 | 8.1 | 33800 | 23800 | 70.41% | 2.06 | 0 | 10 |  |  |  |  | R-410A | 2.8333 | Residential & Commercial | USHP | Ducted CEE Tier 1
211378606 | Central HP <5.4 tons | YORK | HRCU-A-CB (Split System: Heat Pump with Remote Outdoor Unit-Air-Source) | HMH72B341 |  |  | XAUB30CXXN1+TXV | TM8E100B12MP11 | 32800 | 17.5 | 8.1 | 33400 | 23400 | 70.06% | 2.04 | 0 | 9.5 |  |  |  |  | R-410A | 2.7333 | Residential & Commercial | USHP
211378622 | Central HP <5.4 tons | YORK | HRCU-A-CB (Split System: Heat Pump with Remote Outdoor Unit-Air-Source) | HMH72B341 |  |  | XAHC30CXXN1+TXV | TM8E080C16MP11 | 32200 | 17.5 | 8.1 | 32400 | 22800 | 70.37% | 2 | 0 | 9.5 |  |  |  |  | R-410A | 2.6833 | Residential & Commercial | USHP
211378656 | Central HP <5.4 tons | YORK | HRCU-A-CB (Split System: Heat Pump with Remote Outdoor Unit-Air-Source) | HMH72B341 |  |  | XAHC30CXXN1+TXV | TM8E080B12MP11 | 32200 | 17 | 8.1 | 33000 | 23200 | 70.3% | 1.98 | 0 | 9 |  |  |  |  | R-410A | 2.6833 | Residential & Commercial | USHP
212624445 | Central HP <5.4 tons | COLEMAN | HRCU-A-CB (Split System: Heat Pump with Remote Outdoor Unit-Air-Source) | HMH72B341 | ASPEN |  | D(A,C,E)36D34+TDR | TL9E100C20UH11 | 33400 | 17 | 8.4 | 34000 | 29200 | 85.88% | 2.79 | 0 | 10 |  |  |  |  | R-410A | 2.7833 | Residential & Commercial | USHP | Ducted CEE Tier 1
216752102 | Central HP <5.4 tons | YORK | HRCU-A-CB (Split System: Heat Pump with Remote Outdoor Unit-Air-Source) | HH824E2S11 | ADP |  | H,YG1K*36+TXV-BLEED | Y91E026A08SMPS1 | 23000 | 18 | 9 | 21400 | 17700 | 82.71% | 2 | 0 | 12 |  |  |  |  | R-454B | 1.9167 | Residential & Commercial | USHP | Ducted CEE Tier 1
214650261 | Central HP <5.4 tons | YORK | HRCU-A-CB (Split System: Heat Pump with Remote Outdoor Unit-Air-Source) | HH824E2S11 |  |  | CTU36B5XDS1+TXV | Y82E080B12LMPS1 | 23000 | 19 | 9.5 | 23000 | 18600 | 80.87% | 2 | 0 | 12 |  |  |  |  | R-454B | 1.9167 | Residential & Commercial | USHP | Ducted CEE Tier 1
215934796 | Central HP <5.4 tons | HEIL | HRCU-A-CB (Split System: Heat Pump with Remote Outdoor Unit-Air-Source) | H5H3V36*K*AAA* |  |  | EVM5X44M21A*+WALLCON | *80CSU1002120A* | 35600 | 21.5 | 8.5 | 38000 | 28800 | 75.79% | 2.02 | 0 | 12 |  |  |  |  | R-454B | 2.9667 | Residential & Commercial | USHP | Ducted CEE Tier 1
212624447 | Central HP <5.4 tons | COLEMAN | HRCU-A-CB (Split System: Heat Pump with Remote Outdoor Unit-Air-Source) | HMH72B341 | ASPEN |  | C(A,C,D,E)42B24+TDR | CPLC080C16MP13 | 29800 | 16.9 | 8.1 | 33800 | 27200 | 80.47% | 2.48 | 0 | 9.5 |  |  |  |  | R-410A | 2.4833 | Residential & Commercial | USHP
212624461 | Central HP <5.4 tons | COLEMAN | HRCU-A-CB (Split System: Heat Pump with Remote Outdoor Unit-Air-Source) | HMH72B341 | ASPEN |  | C(A,C,D,E)48A34+TDR | TM8Y100C16MP11 | 32200 | 18.5 | 8.4 | 34000 | 27400 | 80.59% | 2.65 | 0 | 9.9 |  |  |  |  | R-410A | 2.6833 | Residential & Commercial | USHP
212624463 | Central HP <5.4 tons | COLEMAN | HRCU-A-CB (Split System: Heat Pump with Remote Outdoor Unit-Air-Source) | HMH72B341 | ASPEN |  | C(A,C,D,E)42B34+TDR | TM9V100C16MP12 | 32200 | 17.5 | 8.4 | 34000 | 27400 | 80.59% | 2.65 | 0 | 9.9 |  |  |  |  | R-410A | 2.6833 | Residential & Commercial | USHP
211378697 | Central HP <5.4 tons | YORK | HRCU-A-CB (Split System: Heat Pump with Remote Outdoor Unit-Air-Source) | HMH72B341 |  |  | XAFB36DXXN1+TXV | TMLE080B12MP11 | 34000 | 18 | 8.1 | 34000 | 24400 | 71.76% | 2.06 | 0 | 9.5 |  |  |  |  | R-410A | 2.8333 | Residential & Commercial | USHP
211378724 | Central HP <5.4 tons | YORK | HRCU-A-CB (Split System: Heat Pump with Remote Outdoor Unit-Air-Source) | HMH72B341 |  |  | XAHB36DXXN1+TXV | TMLE060A12MP11 | 33200 | 17 | 8.1 | 33200 | 23400 | 70.48% | 2 | 0 | 9.5 |  |  |  |  | R-410A | 2.7667 | Residential & Commercial | USHP
211378749 | Central HP <5.4 tons | YORK | HRCU-A-CB (Split System: Heat Pump with Remote Outdoor Unit-Air-Source) | HMH72B341 |  |  | XAFB36DBCN1 | TMLE060A12MP11 | 34000 | 18 | 8.1 | 33800 | 23800 | 70.41% | 2.06 | 0 | 10 |  |  |  |  | R-410A | 2.8333 | Residential & Commercial | USHP | Ducted CEE Tier 1
211378822 | Central HP <5.4 tons | YORK | HRCU-A-CB (Split System: Heat Pump with Remote Outdoor Unit-Air-Source) | HMH72B341 |  |  | XAFC36DXXN1+TXV | TL9E100C20UH11 | 34000 | 17 | 8.5 | 34000 | 25000 | 73.53% | 2.12 | 0 | 9.5 |  |  |  |  | R-410A | 2.8333 | Residential & Commercial | USHP
212624545 | Central HP <5.4 tons | COLEMAN | HRCU-A-CB (Split System: Heat Pump with Remote Outdoor Unit-Air-Source) | HMH72B341 | ASPEN |  | D(A,C,E)48B34+TDR | CPLC100C16MP13 | 32600 | 17.5 | 8.1 | 33800 | 27400 | 81.07% | 2.47 | 0 | 10 |  |  |  |  | R-410A | 2.7167 | Residential & Commercial | USHP | Ducted CEE Tier 1
214056941 | Central HP <5.4 tons | COLEMAN | HRCU-A-CB (Split System: Heat Pump with Remote Outdoor Unit-Air-Source) | HMH72B341 | ASPEN |  | L(E,G)M36F4 | 0 | 33000 | 17 | 8.1 | 31800 | 27000 | 84.91% | 2.73 | 0 | 10 |  |  |  |  | R-410A | 2.75 | Residential & Commercial | USHP | Ducted CEE Tier 1
214242867 | Central HP <5.4 tons | HEIL | HRCU-A-CB (Split System: Heat Pump with Remote Outdoor Unit-Air-Source) | HVH825GKA2* |  |  | END4X42L17**+WALLCON | *80CTL0701412B* | 24000 | 17 | 8.1 | 21400 | 16600 | 77.57% | 1.98 | 0 | 11 |  |  |  |  | R-410A | 2 | Residential & Commercial | USHP | Ducted CEE Tier 1
214242967 | Central HP <5.4 tons | HEIL | HRCU-A-CB (Split System: Heat Pump with Remote Outdoor Unit-Air-Source) | HVH825GKA2* |  |  | EN(A,D,W)4X42L21**+WALLCON | *80CTL0701716B* | 23600 | 16.5 | 8.1 | 21400 | 16700 | 78.04% | 1.96 | 0 | 11 |  |  |  |  | R-410A | 1.9667 | Residential & Commercial | USHP | Ducted CEE Tier 1
216820280 | Central HP <5.4 tons | FRIEDRICH | HRCU-A-CB (Split System: Heat Pump with Remote Outdoor Unit-Air-Source) | RD18AY60AJVC |  |  | RCFY6024STANM | FR921V1155A24M4 | 51000 | 17 | 10 | 51000 | 38000 | 74.51% | 2 | 0 | 11 |  |  |  |  | R-454B | 4.25 | Residential & Commercial | USHP | Ducted CEE Tier 1
215940125 | Central HP <5.4 tons | BRYANT HEATING AND COOLING SYSTEMS | HRCU-A-CB (Split System: Heat Pump with Remote Outdoor Unit-Air-Source) | 293VAN036**AA* |  |  | CSAH*4812AM*+UI | 987TA42060C17*** | 33400 | 18.5 | 9 | 35400 | 27200 | 76.84% | 1.92 | 0 | 10.5 |  |  |  |  | R-454B | 2.7833 | Residential & Commercial | USHP | Ducted CEE Tier 1
215940225 | Central HP <5.4 tons | BRYANT HEATING AND COOLING SYSTEMS | HRCU-A-CB (Split System: Heat Pump with Remote Outdoor Unit-Air-Source) | 293VAN036**AA* |  |  | CSAH*6012AM*+UI | 987TA60080C21*** | 34200 | 19.5 | 9 | 34200 | 26000 | 76.02% | 1.96 | 0 | 11.7 |  |  |  |  | R-454B | 2.85 | Residential & Commercial | USHP | Ducted CEE Tier 1
215939705 | Central HP <5.4 tons | BRYANT HEATING AND COOLING SYSTEMS | HRCU-A-CB (Split System: Heat Pump with Remote Outdoor Unit-Air-Source) | 293VAN036**AA* |  |  | CAA**4221AM*+UI | 987TA66100C21*** | 32800 | 20 | 9.5 | 34800 | 26600 | 76.44% | 2 | 0 | 11.5 |  |  |  |  | R-454B | 2.7333 | Residential & Commercial | USHP | Ducted CEE Tier 1
215939755 | Central HP <5.4 tons | BRYANT HEATING AND COOLING SYSTEMS | HRCU-A-CB (Split System: Heat Pump with Remote Outdoor Unit-Air-Source) | 293VAN036**AA* |  |  | CAA**4821AM*+UI | 987TA42080C17*** | 33200 | 19.5 | 9.5 | 35000 | 26800 | 76.57% | 2.02 | 0 | 11 |  |  |  |  | R-454B | 2.7667 | Residential & Commercial | USHP | Ducted CEE Tier 1
215940325 | Central HP <5.4 tons | BRYANT HEATING AND COOLING SYSTEMS | HRCU-A-CB (Split System: Heat Pump with Remote Outdoor Unit-Air-Source) | 293VAN036**AA* |  |  | CVAMA4921XMA*+UI | 986TD60080C21*** | 35600 | 21.5 | 8.5 | 38000 | 28600 | 75.26% | 2.04 | 0 | 12 |  |  |  |  | R-454B | 2.9667 | Residential & Commercial | USHP | Ducted CEE Tier 1
215940625 | Central HP <5.4 tons | BRYANT HEATING AND COOLING SYSTEMS | HRCU-A-CB (Split System: Heat Pump with Remote Outdoor Unit-Air-Source) | 293VAN036**AA* |  |  | CVAVA4221XMA*+UI | 83*CB36040C17*** | 34600 | 21 | 8.5 | 38500 | 28000 | 72.73% | 2.04 | 0 | 12 |  |  |  |  | R-454B | 2.8833 | Residential & Commercial | USHP | Ducted CEE Tier 1
215940925 | Central HP <5.4 tons | BRYANT HEATING AND COOLING SYSTEMS | HRCU-A-CB (Split System: Heat Pump with Remote Outdoor Unit-Air-Source) | 293VAN036**AA* |  |  | CVAVA6124XMA*+UI | 987TA66120C24*** | 36000 | 22 | 8.5 | 37600 | 28400 | 75.53% | 2.04 | 0 | 12.5 |  |  |  |  | R-454B | 3 | Residential & Commercial | USHP | Ducted CEE Tier 1
212624579 | Central HP <5.4 tons | COLEMAN | HRCU-A-CB (Split System: Heat Pump with Remote Outdoor Unit-Air-Source) | HMH72B341 | ASPEN |  | D(A,C,E)36C34+TDR | TM8V080C16MP12 | 32400 | 17.5 | 8.5 | 34000 | 27400 | 80.59% | 2.67 | 0 | 10 |  |  |  |  | R-410A | 2.7 | Residential & Commercial | USHP | Ducted CEE Tier 1
212624588 | Central HP <5.4 tons | COLEMAN | HRCU-A-CB (Split System: Heat Pump with Remote Outdoor Unit-Air-Source) | HMH72B341 | ASPEN |  | D(A,C,E)42D24+TDR | TM8V080C16MP12 | 30600 | 17.2 | 8.5 | 34000 | 27400 | 80.59% | 2.67 | 0 | 9.6 |  |  |  |  | R-410A | 2.55 | Residential & Commercial | USHP
212624606 | Central HP <5.4 tons | COLEMAN | HRCU-A-CB (Split System: Heat Pump with Remote Outdoor Unit-Air-Source) | HMH72B341 | ASPEN |  | C(A,C,D,E)36C24+TDR | TM8V100C16MP12 | 29800 | 16.9 | 8.5 | 34000 | 27400 | 80.59% | 2.67 | 0 | 9.5 |  |  |  |  | R-410A | 2.4833 | Residential & Commercial | USHP
212624631 | Central HP <5.4 tons | COLEMAN | HRCU-A-CB (Split System: Heat Pump with Remote Outdoor Unit-Air-Source) | HMH72B341 | ASPEN |  | D(A,C,E)48C24+TDR | TM8V100C16MP12 | 30600 | 17.2 | 8.5 | 34000 | 27400 | 80.59% | 2.67 | 0 | 9.6 |  |  |  |  | R-410A | 2.55 | Residential & Commercial | USHP
212624663 | Central HP <5.4 tons | COLEMAN | HRCU-A-CB (Split System: Heat Pump with Remote Outdoor Unit-Air-Source) | HMH72B341 | ASPEN |  | D(A,C,E)36B44+TDR | TMLV100C16MP12 | 33000 | 17.5 | 8.1 | 33800 | 27400 | 81.07% | 2.47 | 0 | 10 |  |  |  |  | R-410A | 2.75 | Residential & Commercial | USHP | Ducted CEE Tier 1
212624679 | Central HP <5.4 tons | COLEMAN | HRCU-A-CB (Split System: Heat Pump with Remote Outdoor Unit-Air-Source) | HMH72B341 | ASPEN |  | C(A,C,D,E)36A44+TDR | TPLC080C16MP13 | 32000 | 17.5 | 8.1 | 33800 | 27400 | 81.07% | 2.47 | 0 | 9.9 |  |  |  |  | R-410A | 2.6667 | Residential & Commercial | USHP
212624715 | Central HP <5.4 tons | COLEMAN | HRCU-A-CB (Split System: Heat Pump with Remote Outdoor Unit-Air-Source) | HMH72B341 | ASPEN |  | C(A,C,D,E)42C24+TDR | TPLC100C16MP13 | 30200 | 17 | 8.1 | 33800 | 27400 | 81.07% | 2.47 | 0 | 9 |  |  |  |  | R-410A | 2.5167 | Residential & Commercial | USHP
212624763 | Central HP <5.4 tons | COLEMAN | HRCU-A-CB (Split System: Heat Pump with Remote Outdoor Unit-Air-Source) | HMH72B341 | ASPEN |  | D(A,C,E)42C24+TDR | TL9E080C16UH11 | 30000 | 17 | 8.5 | 34000 | 27800 | 81.76% | 2.65 | 0 | 9 |  |  |  |  | R-410A | 2.5 | Residential & Commercial | USHP
212624772 | Central HP <5.4 tons | COLEMAN | HRCU-A-CB (Split System: Heat Pump with Remote Outdoor Unit-Air-Source) | HMH72B341 | ASPEN |  | C(A,C,D,E)36C34+TDR | TL8E080C16UH11 | 32400 | 17.5 | 8.5 | 34000 | 27800 | 81.76% | 2.68 | 0 | 10 |  |  |  |  | R-410A | 2.7 | Residential & Commercial | USHP | Ducted CEE Tier 1
212624804 | Central HP <5.4 tons | COLEMAN | HRCU-A-CB (Split System: Heat Pump with Remote Outdoor Unit-Air-Source) | HMH72B341 | ASPEN |  | D(A,C,E)42D34+TDR | TL8E080C16UH11 | 33200 | 17.5 | 8.5 | 34000 | 27800 | 81.76% | 2.68 | 0 | 10 |  |  |  |  | R-410A | 2.7667 | Residential & Commercial | USHP | Ducted CEE Tier 1
212624820 | Central HP <5.4 tons | COLEMAN | HRCU-A-CB (Split System: Heat Pump with Remote Outdoor Unit-Air-Source) | HMH72B341 | ASPEN |  | C(A,C,D,E)36A44+TDR | TL9E080C16UH11 | 32000 | 17.5 | 8.5 | 34000 | 28000 | 82.35% | 2.66 | 0 | 9.4 |  |  |  |  | R-410A | 2.6667 | Residential & Commercial | USHP
212624840 | Central HP <5.4 tons | COLEMAN | HRCU-A-CB (Split System: Heat Pump with Remote Outdoor Unit-Air-Source) | HMH72B341 | ASPEN |  | D(A,C,E)42A44+TDR | TL9E080C16UH11 | 32400 | 17.5 | 8.5 | 34000 | 28000 | 82.35% | 2.66 | 0 | 9.5 |  |  |  |  | R-410A | 2.7 | Residential & Commercial | USHP
212624854 | Central HP <5.4 tons | COLEMAN | HRCU-A-CB (Split System: Heat Pump with Remote Outdoor Unit-Air-Source) | HMH72B341 | ASPEN |  | D(A,C,E)42C34+TDR | TM8Y100C20MP11 | 33600 | 18 | 8.4 | 34000 | 30200 | 88.82% | 2.83 | 0 | 9.5 |  |  |  |  | R-410A | 2.8 | Residential & Commercial | USHP
212624856 | Central HP <5.4 tons | COLEMAN | HRCU-A-CB (Split System: Heat Pump with Remote Outdoor Unit-Air-Source) | HMH72B341 | ASPEN |  | D(A,C,E)42C34+TDR | TM8Y120C20MP11 | 33600 | 18 | 8.4 | 34000 | 30200 | 88.82% | 2.83 | 0 | 9.5 |  |  |  |  | R-410A | 2.8 | Residential & Commercial | USHP
212624872 | Central HP <5.4 tons | COLEMAN | HRCU-A-CB (Split System: Heat Pump with Remote Outdoor Unit-Air-Source) | HMH72B341 | ASPEN |  | C(A,C,D,E)36C24+TDR | CP9C100C16MP13 | 29800 | 16.9 | 8.1 | 34000 | 27400 | 80.59% | 2.47 | 0 | 9.5 |  |  |  |  | R-410A | 2.4833 | Residential & Commercial | USHP
212624881 | Central HP <5.4 tons | COLEMAN | HRCU-A-CB (Split System: Heat Pump with Remote Outdoor Unit-Air-Source) | HMH72B341 | ASPEN |  | D(A,C,E)36A44+TDR | CP9C100C16MP13 | 32000 | 17.5 | 8.1 | 34000 | 27400 | 80.59% | 2.47 | 0 | 9.9 |  |  |  |  | R-410A | 2.6667 | Residential & Commercial | USHP
214671460 | Central HP <5.4 tons | LENNOX | HRCU-A-CB (Split System: Heat Pump with Remote Outdoor Unit-Air-Source) | SL25XPV-036-230A** | ADP |  | L*25/37Z9 | SL280UH090XV48B* | 34000 | 22 | 8.8 | 32800 | 25400 | 77.44% | 1.84 | 0 | 13.5 |  |  |  |  | R-410A | 2.8333 | Residential & Commercial | USHP | Ducted CEE Tier 1
213771427 | Central HP <5.4 tons | HEIL | HRCU-A-CB (Split System: Heat Pump with Remote Outdoor Unit-Air-Source) | HVH825GKA2* |  |  | EA*4X42L24A*+WALLCON | *96CTN1202422B* | 23800 | 17 | 8.1 | 21400 | 16600 | 77.57% | 1.96 | 0 | 11 |  |  |  |  | R-410A | 1.9833 | Residential & Commercial | USHP | Ducted CEE Tier 1
204456432 | Central HP <5.4 tons | DAY & NIGHT | HRCU-A-CB (Split System: Heat Pump with Remote Outdoor Unit-Air-Source) | CVH825GKA2* |  |  | EA*4X24L17A*+WALLCON | *80CTL0901716A* | 23400 | 17 | 8.1 | 21800 | 16700 | 76.61% | 1.9 | 11.5 | 11 |  |  |  |  | R-410A | 1.95 | Residential & Commercial | USHP | Ducted CEE Tier 1
214389973 | Central HP <5.4 tons | CARRIER | HRCU-A-CB (Split System: Heat Pump with Remote Outdoor Unit-Air-Source) | 25VNA837A*031* | ADP |  | H,PG53936 | 58TN*B090C17**16 | 32400 | 18 | 8.5 | 30400 | 24600 | 80.92% | 2 | 0 | 11.5 |  |  |  |  | R-410A | 2.7 | Residential & Commercial | USHP | Ducted CEE Tier 1
216453126 | Central HP <5.4 tons | AMERICAN STANDARD | HRCU-A-CB (Split System: Heat Pump with Remote Outdoor Unit-Air-Source) | 5A6V0X36A1 |  |  | 5TXCB006AS3 | S8V2B060M4PCB | 35200 | 20 | 9.7 | 32400 | 25000 | 77.16% | 2.1 | 0 | 12.5 |  |  |  |  | R-454B | 2.9333 | Residential & Commercial | USHP | Ducted CEE Tier 1
216374527 | Central HP <5.4 tons | YORK | HRCU-A-CB (Split System: Heat Pump with Remote Outdoor Unit-Air-Source) | HH860E2S11 |  |  | CTF60D5CGS1 | Y92E120D20SMPS1 | 44500 | 17 | 9 | 45000 | 32600 | 72.44% | 2 | 0 | 11.7 |  |  |  |  | R-454B | 3.7083 | Residential & Commercial | USHP | Ducted CEE Tier 1
212624890 | Central HP <5.4 tons | COLEMAN | HRCU-A-CB (Split System: Heat Pump with Remote Outdoor Unit-Air-Source) | HMH72B341 | ASPEN |  | D(A,C,E)42C24+TDR | CP9C100C16MP13 | 30200 | 17 | 8.1 | 34000 | 27400 | 80.59% | 2.47 | 0 | 9 |  |  |  |  | R-410A | 2.5167 | Residential & Commercial | USHP
212624920 | Central HP <5.4 tons | COLEMAN | HRCU-A-CB (Split System: Heat Pump with Remote Outdoor Unit-Air-Source) | HMH72B341 | ASPEN |  | D(A,C,E)36A44+TDR | TM8Y080C16MP11 | 32000 | 18.5 | 8.5 | 34000 | 27400 | 80.59% | 2.67 | 0 | 9.9 |  |  |  |  | R-410A | 2.6667 | Residential & Commercial | USHP
212624956 | Central HP <5.4 tons | COLEMAN | HRCU-A-CB (Split System: Heat Pump with Remote Outdoor Unit-Air-Source) | HMH72B341 | ASPEN |  | D(A,C,E)48C34+TDR | TM8Y080C16MP11 | 33200 | 18.5 | 8.5 | 34000 | 27400 | 80.59% | 2.67 | 0 | 10 |  |  |  |  | R-410A | 2.7667 | Residential & Commercial | USHP | Ducted CEE Tier 1
212624990 | Central HP <5.4 tons | COLEMAN | HRCU-A-CB (Split System: Heat Pump with Remote Outdoor Unit-Air-Source) | HMH72B341 | ASPEN |  | D(A,C,E)36A44+TDR | TM8Y100C16MP11 | 32000 | 18.5 | 8.5 | 34000 | 27400 | 80.59% | 2.67 | 0 | 9.9 |  |  |  |  | R-410A | 2.6667 | Residential & Commercial | USHP
212625024 | Central HP <5.4 tons | COLEMAN | HRCU-A-CB (Split System: Heat Pump with Remote Outdoor Unit-Air-Source) | HMH72B341 | ASPEN |  | D(A,C,E)48D24+TDR | TM8Y100C16MP11 | 31000 | 18.2 | 8.5 | 34000 | 27400 | 80.59% | 2.67 | 0 | 9.7 |  |  |  |  | R-410A | 2.5833 | Residential & Commercial | USHP
212625197 | Central HP <5.4 tons | COLEMAN | HRCU-A-CB (Split System: Heat Pump with Remote Outdoor Unit-Air-Source) | HMH72B341 | ASPEN |  | C(A,C,D,E)48D24+TDR | TM8Y100C20MP11 | 33000 | 18 | 8.5 | 34000 | 30200 | 88.82% | 2.85 | 0 | 9.5 |  |  |  |  | R-410A | 2.75 | Residential & Commercial | USHP
212625208 | Central HP <5.4 tons | COLEMAN | HRCU-A-CB (Split System: Heat Pump with Remote Outdoor Unit-Air-Source) | HMH72B341 | ASPEN |  | D(A,C,E)48D34+TDR | TM8Y100C20MP11 | 33600 | 18 | 8.5 | 34000 | 30200 | 88.82% | 2.85 | 0 | 9.5 |  |  |  |  | R-410A | 2.8 | Residential & Commercial | USHP
212625283 | Central HP <5.4 tons | COLEMAN | HRCU-A-CB (Split System: Heat Pump with Remote Outdoor Unit-Air-Source) | HMH72B341 | ASPEN |  | D(A,C,E)48B34+TDR | TL8E100C20UH11 | 32600 | 17.5 | 8.5 | 34000 | 27400 | 80.59% | 2.69 | 0 | 10 |  |  |  |  | R-410A | 2.7167 | Residential & Commercial | USHP | Ducted CEE Tier 1
212625372 | Central HP <5.4 tons | COLEMAN | HRCU-A-CB (Split System: Heat Pump with Remote Outdoor Unit-Air-Source) | HMH72B341 | ASPEN |  | C(A,C,D,E)36B34+TDR | TM9V100C20MP12 | 32000 | 17.5 | 8.5 | 34000 | 28400 | 83.53% | 2.7 | 0 | 9.4 |  |  |  |  | R-410A | 2.6667 | Residential & Commercial | USHP
212625431 | Central HP <5.4 tons | COLEMAN | HRCU-A-CB (Split System: Heat Pump with Remote Outdoor Unit-Air-Source) | HMH72B341 | ASPEN |  | C(A,C,D,E)36B34+TDR | TP9C100C20MP13 | 32000 | 17.5 | 8.1 | 34000 | 28400 | 83.53% | 2.46 | 0 | 9.4 |  |  |  |  | R-410A | 2.6667 | Residential & Commercial | USHP
212625556 | Central HP <5.4 tons | COLEMAN | HRCU-A-CB (Split System: Heat Pump with Remote Outdoor Unit-Air-Source) | HMH72B341 | ASPEN |  | C(A,C,D,E)48A36+TDR | CPLC120C20MP13 | 31600 | 16.5 | 8.1 | 32200 | 27600 | 85.71% | 2.44 | 0 | 8.9 |  |  |  |  | R-410A | 2.6333 | Residential & Commercial | USHP
212625581 | Central HP <5.4 tons | COLEMAN | HRCU-A-CB (Split System: Heat Pump with Remote Outdoor Unit-Air-Source) | HMH72B341 | ASPEN |  | C(A,C,D,E)42A36+TDR | TM8V120C20MP12 | 31200 | 16.4 | 8.4 | 32200 | 27600 | 85.71% | 2.7 | 0 | 8.8 |  |  |  |  | R-410A | 2.6 | Residential & Commercial | USHP
212625583 | Central HP <5.4 tons | COLEMAN | HRCU-A-CB (Split System: Heat Pump with Remote Outdoor Unit-Air-Source) | HMH72B341 | ASPEN |  | C(A,C,D,E)48A36+TDR | TM8V120C20MP12 | 31600 | 16.5 | 8.5 | 32200 | 27600 | 85.71% | 2.7 | 0 | 8.9 |  |  |  |  | R-410A | 2.6333 | Residential & Commercial | USHP
212625617 | Central HP <5.4 tons | COLEMAN | HRCU-A-CB (Split System: Heat Pump with Remote Outdoor Unit-Air-Source) | HMH72B341 | ASPEN |  | C(A,C,D,E)42A26+TDR | CP9C120D20MP13 | 28800 | 16.1 | 8.1 | 32200 | 28000 | 86.96% | 2.51 | 0 | 8.9 |  |  |  |  | R-410A | 2.4 | Residential & Commercial | USHP
212625626 | Central HP <5.4 tons | COLEMAN | HRCU-A-CB (Split System: Heat Pump with Remote Outdoor Unit-Air-Source) | HMH72B341 | ASPEN |  | C(A,C,D,E)42B36+TDR | CP9C120D20MP13 | 31800 | 17 | 8.1 | 32200 | 28200 | 87.58% | 2.5 | 0 | 9.4 |  |  |  |  | R-410A | 2.65 | Residential & Commercial | USHP
212625642 | Central HP <5.4 tons | COLEMAN | HRCU-A-CB (Split System: Heat Pump with Remote Outdoor Unit-Air-Source) | HMH72B341 | ASPEN |  | D(A,C,E)42C26+TDR | CPLC120C20MP13 | 29600 | 15.9 | 8.1 | 32400 | 27400 | 84.57% | 2.45 | 0 | 8 |  |  |  |  | R-410A | 2.4667 | Residential & Commercial | USHP
206765704 | Central HP <5.4 tons | DAY & NIGHT | HRCU-A-CB (Split System: Heat Pump with Remote Outdoor Unit-Air-Source) | CVH825GKA3* |  |  | EA*4X36L17A*+WALLCON | *80CTL0701412A* | 23600 | 17 | 8.1 | 21400 | 16600 | 77.57% | 1.94 | 11 | 11 |  |  |  |  | R-410A | 1.9667 | Residential & Commercial | USHP | Ducted CEE Tier 1
206765785 | Central HP <5.4 tons | DAY & NIGHT | HRCU-A-CB (Split System: Heat Pump with Remote Outdoor Unit-Air-Source) | CVH825GKA3* |  |  | EA*4X36L21A*+WALLCON | *97CMN0801714A* | 23600 | 16.5 | 8.1 | 21600 | 16700 | 77.31% | 1.92 | 11.5 | 11 |  |  |  |  | R-410A | 1.9667 | Residential & Commercial | USHP | Ducted CEE Tier 1
212625656 | Central HP <5.4 tons | COLEMAN | HRCU-A-CB (Split System: Heat Pump with Remote Outdoor Unit-Air-Source) | HMH72B341 | ASPEN |  | C(A,C,D,E)36C26+TDR | TPLC100C20MP13 | 29000 | 15.8 | 8.1 | 32400 | 27400 | 84.57% | 2.45 | 0 | 8.5 |  |  |  |  | R-410A | 2.4167 | Residential & Commercial | USHP
212625658 | Central HP <5.4 tons | COLEMAN | HRCU-A-CB (Split System: Heat Pump with Remote Outdoor Unit-Air-Source) | HMH72B341 | ASPEN |  | D(A,C,E)42C26+TDR | TPLC100C20MP13 | 29600 | 15.9 | 8.1 | 32400 | 27400 | 84.57% | 2.45 | 0 | 8 |  |  |  |  | R-410A | 2.4667 | Residential & Commercial | USHP
212625667 | Central HP <5.4 tons | COLEMAN | HRCU-A-CB (Split System: Heat Pump with Remote Outdoor Unit-Air-Source) | HMH72B341 | ASPEN |  | D(A,C,E)36A46+TDR | CPLC100C20MP13 | 31400 | 16.5 | 8.1 | 32400 | 27800 | 85.8% | 2.44 | 0 | 8.9 |  |  |  |  | R-410A | 2.6167 | Residential & Commercial | USHP
211378917 | Central HP <5.4 tons | YORK | HRCU-A-CB (Split System: Heat Pump with Remote Outdoor Unit-Air-Source) | HMH72B341 |  |  | XAHB30CXXN1+TXV | TL8E060A12UH11 | 32000 | 17.5 | 8.1 | 32600 | 23000 | 70.55% | 1.98 | 0 | 9.5 |  |  |  |  | R-410A | 2.6667 | Residential & Commercial | USHP
212625681 | Central HP <5.4 tons | COLEMAN | HRCU-A-CB (Split System: Heat Pump with Remote Outdoor Unit-Air-Source) | HMH72B341 | ASPEN |  | D(A,C,E)48D36+TDR | CPLC100C20MP13 | 32800 | 16.5 | 8.1 | 32400 | 27800 | 85.8% | 2.44 | 0 | 9 |  |  |  |  | R-410A | 2.7333 | Residential & Commercial | USHP
212625683 | Central HP <5.4 tons | COLEMAN | HRCU-A-CB (Split System: Heat Pump with Remote Outdoor Unit-Air-Source) | HMH72B341 | ASPEN |  | C(A,C,D,E)36B36+TDR | CPLC120C20MP13 | 31400 | 16.5 | 8.1 | 32400 | 27800 | 85.8% | 2.44 | 0 | 8.9 |  |  |  |  | R-410A | 2.6167 | Residential & Commercial | USHP
212625699 | Central HP <5.4 tons | COLEMAN | HRCU-A-CB (Split System: Heat Pump with Remote Outdoor Unit-Air-Source) | HMH72B341 | ASPEN |  | D(A,C,E)48D26+TDR | CPLC120C20MP13 | 30400 | 16.1 | 8.1 | 32400 | 27800 | 85.8% | 2.44 | 0 | 8 |  |  |  |  | R-410A | 2.5333 | Residential & Commercial | USHP
212625715 | Central HP <5.4 tons | COLEMAN | HRCU-A-CB (Split System: Heat Pump with Remote Outdoor Unit-Air-Source) | HMH72B341 | ASPEN |  | D(A,C,E)48B36+TDR | TM8V100C20MP12 | 32000 | 16.5 | 8.1 | 32400 | 27800 | 85.8% | 2.44 | 0 | 8.9 |  |  |  |  | R-410A | 2.6667 | Residential & Commercial | USHP
212625724 | Central HP <5.4 tons | COLEMAN | HRCU-A-CB (Split System: Heat Pump with Remote Outdoor Unit-Air-Source) | HMH72B341 | ASPEN |  | D(A,C,E)36A46+TDR | TM8V120C20MP12 | 31400 | 16.5 | 8.5 | 32400 | 27800 | 85.8% | 2.7 | 0 | 8.9 |  |  |  |  | R-410A | 2.6167 | Residential & Commercial | USHP
212625742 | Central HP <5.4 tons | COLEMAN | HRCU-A-CB (Split System: Heat Pump with Remote Outdoor Unit-Air-Source) | HMH72B341 | ASPEN |  | C(A,C,D,E)48C26+TDR | TMLV120C20MP12 | 30000 | 16 | 8.1 | 32400 | 27800 | 85.8% | 2.44 | 0 | 8.6 |  |  |  |  | R-410A | 2.5 | Residential & Commercial | USHP
212625749 | Central HP <5.4 tons | COLEMAN | HRCU-A-CB (Split System: Heat Pump with Remote Outdoor Unit-Air-Source) | HMH72B341 | ASPEN |  | D(A,C,E)42B36+TDR | TMLV120C20MP12 | 31800 | 16.5 | 8.1 | 32400 | 27800 | 85.8% | 2.44 | 0 | 8.9 |  |  |  |  | R-410A | 2.65 | Residential & Commercial | USHP
212625774 | Central HP <5.4 tons | COLEMAN | HRCU-A-CB (Split System: Heat Pump with Remote Outdoor Unit-Air-Source) | HMH72B341 | ASPEN |  | D(A,C,E)48C36+TDR | TPLC100C20MP13 | 32600 | 16.5 | 8.1 | 32400 | 27800 | 85.8% | 2.44 | 0 | 9 |  |  |  |  | R-410A | 2.7167 | Residential & Commercial | USHP
212625776 | Central HP <5.4 tons | COLEMAN | HRCU-A-CB (Split System: Heat Pump with Remote Outdoor Unit-Air-Source) | HMH72B341 | ASPEN |  | D(A,C,E)48D36+TDR | TPLC100C20MP13 | 32800 | 16.5 | 8.1 | 32400 | 27800 | 85.8% | 2.44 | 0 | 9 |  |  |  |  | R-410A | 2.7333 | Residential & Commercial | USHP
214608727 | Central HP <5.4 tons | COLEMAN | HRCU-A-CB (Split System: Heat Pump with Remote Outdoor Unit-Air-Source) | HMH72B341 | ASPEN |  | CM36B36+TDR | CP9C100C16MP13 | 32000 | 17.5 | 8.5 | 34000 | 24000 | 70.59% | 2.1 | 0 | 9.9 |  |  |  |  | R-410A | 2.6667 | Residential & Commercial | USHP
215669749 | Central HP <5.4 tons | TEMPSTAR | HRCU-A-CB (Split System: Heat Pump with Remote Outdoor Unit-Air-Source) | T5H0V36*K*AAA* |  |  | ESH5X36M12A*+WALLCON | *80CSU0401712A* | 33600 | 16.5 | 8.5 | 35800 | 25400 | 70.95% | 1.76 | 0 | 9.5 |  |  |  |  | R-454B | 2.8 | Residential & Commercial | USHP
212625792 | Central HP <5.4 tons | COLEMAN | HRCU-A-CB (Split System: Heat Pump with Remote Outdoor Unit-Air-Source) | HMH72B341 | ASPEN |  | D(A,C,E)48C26+TDR | TPLC120C20MP13 | 30000 | 16 | 8.1 | 32400 | 27800 | 85.8% | 2.44 | 0 | 8.6 |  |  |  |  | R-410A | 2.5 | Residential & Commercial | USHP
212625806 | Central HP <5.4 tons | COLEMAN | HRCU-A-CB (Split System: Heat Pump with Remote Outdoor Unit-Air-Source) | HMH72B341 | ASPEN |  | D(A,C,E)36B36+TDR | TM9Y120D20MP11 | 31600 | 16.5 | 8.5 | 32400 | 28200 | 87.04% | 2.77 | 0 | 9.3 |  |  |  |  | R-410A | 2.6333 | Residential & Commercial | USHP
212625808 | Central HP <5.4 tons | COLEMAN | HRCU-A-CB (Split System: Heat Pump with Remote Outdoor Unit-Air-Source) | HMH72B341 | ASPEN |  | D(A,C,E)36C36+TDR | TM9Y120D20MP11 | 32000 | 16.5 | 8.5 | 32400 | 28200 | 87.04% | 2.77 | 0 | 9.4 |  |  |  |  | R-410A | 2.6667 | Residential & Commercial | USHP
212625842 | Central HP <5.4 tons | COLEMAN | HRCU-A-CB (Split System: Heat Pump with Remote Outdoor Unit-Air-Source) | HMH72B341 | ASPEN |  | D(A,C,E)42A46+TDR | CP9C120D20MP13 | 32000 | 17 | 8.1 | 32400 | 28200 | 87.04% | 2.51 | 0 | 9.4 |  |  |  |  | R-410A | 2.6667 | Residential & Commercial | USHP
212626058 | Central HP <5.4 tons | COLEMAN | HRCU-A-CB (Split System: Heat Pump with Remote Outdoor Unit-Air-Source) | HMH72B341 | ASPEN |  | D(A,C,E)48A36+TDR | TM8Y080B12MP11 | 32400 | 18 | 8.4 | 33400 | 27400 | 82.04% | 2.63 | 0 | 9.9 |  |  |  |  | R-410A | 2.7 | Residential & Commercial | USHP
212626065 | Central HP <5.4 tons | COLEMAN | HRCU-A-CB (Split System: Heat Pump with Remote Outdoor Unit-Air-Source) | HMH72B341 | ASPEN |  | C(A,C,D,E)36B26+TDR | TM8Y080B12MP11 | 29600 | 17.3 | 8.5 | 33400 | 27400 | 82.04% | 2.65 | 0 | 9.4 |  |  |  |  | R-410A | 2.4667 | Residential & Commercial | USHP
214671334 | Central HP <5.4 tons | LENNOX | HRCU-A-CB (Split System: Heat Pump with Remote Outdoor Unit-Air-Source) | EL22XPV-024-230A** | ADP |  | L*24/36Z9 | SL297UH040NV36B* | 23800 | 21 | 8.5 | 22000 | 15400 | 70% | 1.92 | 0 | 13.5 |  |  |  |  | R-410A | 1.9833 | Residential & Commercial | USHP | Ducted CEE Tier 1
216819657 | Central HP <5.4 tons | FRIEDRICH | HRCU-A-CB (Split System: Heat Pump with Remote Outdoor Unit-Air-Source) | RD18AY48AJVC |  |  | RCFY4821STANM | FR801V0754A17UH | 41000 | 18 | 8.1 | 41000 | 37600 | 91.71% | 2.1 | 0 | 10 |  |  |  |  | R-454B | 3.4167 | Residential & Commercial | USHP | Ducted CEE Tier 1
212626076 | Central HP <5.4 tons | COLEMAN | HRCU-A-CB (Split System: Heat Pump with Remote Outdoor Unit-Air-Source) | HMH72B341 | ASPEN |  | D(A,C,E)42A46+TDR | TM8Y080B12MP11 | 32600 | 18 | 8.5 | 33400 | 27400 | 82.04% | 2.65 | 0 | 9.9 |  |  |  |  | R-410A | 2.7167 | Residential & Commercial | USHP
212626083 | Central HP <5.4 tons | COLEMAN | HRCU-A-CB (Split System: Heat Pump with Remote Outdoor Unit-Air-Source) | HMH72B341 | ASPEN |  | D(A,C,E)48C26+TDR | TM8Y080B12MP11 | 31000 | 17.7 | 8.5 | 33400 | 27400 | 82.04% | 2.65 | 0 | 9 |  |  |  |  | R-410A | 2.5833 | Residential & Commercial | USHP
212626260 | Central HP <5.4 tons | COLEMAN | HRCU-A-CB (Split System: Heat Pump with Remote Outdoor Unit-Air-Source) | HMH72B341 | ASPEN |  | C(A,C,D,E)36A36+TDR | TM9E080B12MP12 | 31400 | 17.4 | 8.2 | 33600 | 27200 | 80.95% | 2.56 | 0 | 9.8 |  |  |  |  | R-410A | 2.6167 | Residential & Commercial | USHP
212626335 | Central HP <5.4 tons | COLEMAN | HRCU-A-CB (Split System: Heat Pump with Remote Outdoor Unit-Air-Source) | HMH72B341 | ASPEN |  | C(A,C,D,E)48A36+TDR | TM8Y100C20MP11 | 33600 | 18 | 8.1 | 33600 | 30000 | 89.29% | 2.72 | 0 | 9.5 |  |  |  |  | R-410A | 2.8 | Residential & Commercial | USHP
212626394 | Central HP <5.4 tons | COLEMAN | HRCU-A-CB (Split System: Heat Pump with Remote Outdoor Unit-Air-Source) | HMH72B341 | ASPEN |  | D(A,C,E)42C26+TDR | TM9E100C16MP12 | 30400 | 17.5 | 8.5 | 33600 | 27200 | 80.95% | 2.66 | 0 | 9 |  |  |  |  | R-410A | 2.5333 | Residential & Commercial | USHP
211378951 | Central HP <5.4 tons | YORK | HRCU-A-CB (Split System: Heat Pump with Remote Outdoor Unit-Air-Source) | HMH72B341 |  |  | XAFA30DXXN1+TXV | TMLV060A12MP12 | 34000 | 17 | 8.1 | 34000 | 24200 | 71.18% | 2.04 | 0 | 9.5 |  |  |  |  | R-410A | 2.8333 | Residential & Commercial | USHP
211379015 | Central HP <5.4 tons | YORK | HRCU-A-CB (Split System: Heat Pump with Remote Outdoor Unit-Air-Source) | HMH72B341 |  |  | XAHC48FXXN1+TXV | TM9Y080C16MP11 | 33200 | 17 | 8.1 | 32400 | 23600 | 72.84% | 2.02 | 0 | 9 |  |  |  |  | R-410A | 2.7667 | Residential & Commercial | USHP
211379367 | Central HP <5.4 tons | YORK | HRCU-A-CB (Split System: Heat Pump with Remote Outdoor Unit-Air-Source) | HMH72B341 |  |  | XAUC48FXXN1+TXV | TP9C080B12MP13 | 33400 | 16.5 | 8.5 | 32600 | 24000 | 73.62% | 2.06 | 0 | 9 |  |  |  |  | R-410A | 2.7833 | Residential & Commercial | USHP
211379599 | Central HP <5.4 tons | YORK | HRCU-A-CB (Split System: Heat Pump with Remote Outdoor Unit-Air-Source) | HMH72B341 |  |  | XAUC48FXXN1+TXV | TM8Y080C16MP11 | 34000 | 17.5 | 8.5 | 33200 | 24400 | 73.49% | 2.08 | 0 | 9 |  |  |  |  | R-410A | 2.8333 | Residential & Commercial | USHP
211379667 | Central HP <5.4 tons | YORK | HRCU-A-CB (Split System: Heat Pump with Remote Outdoor Unit-Air-Source) | HMH72B341 |  |  | XAHD48FXXN1+TXV | TPLC080C16MP13 | 33600 | 16 | 8.5 | 32400 | 23800 | 73.46% | 2.06 | 0 | 9 |  |  |  |  | R-410A | 2.8 | Residential & Commercial | USHP
211379669 | Central HP <5.4 tons | YORK | HRCU-A-CB (Split System: Heat Pump with Remote Outdoor Unit-Air-Source) | HMH72B341 |  |  | XAHD48FXXN1+TXV | TPLC100C16MP13 | 33600 | 16 | 8.5 | 32400 | 23800 | 73.46% | 2.06 | 0 | 9 |  |  |  |  | R-410A | 2.8 | Residential & Commercial | USHP
212627962 | Central HP <5.4 tons | COLEMAN | HRCU-A-CB (Split System: Heat Pump with Remote Outdoor Unit-Air-Source) | HMH72B341 | ASPEN |  | D(A,C,E)36B46+TDR | TM8Y100C16MP11 | 33000 | 18.5 | 8.5 | 34000 | 27400 | 80.59% | 2.67 | 0 | 10 |  |  |  |  | R-410A | 2.75 | Residential & Commercial | USHP | Ducted CEE Tier 1
212627964 | Central HP <5.4 tons | COLEMAN | HRCU-A-CB (Split System: Heat Pump with Remote Outdoor Unit-Air-Source) | HMH72B341 | ASPEN |  | D(A,C,E)36D26+TDR | TM8Y100C16MP11 | 30200 | 17.9 | 8.5 | 34000 | 27400 | 80.59% | 2.67 | 0 | 9 |  |  |  |  | R-410A | 2.5167 | Residential & Commercial | USHP
212627982 | Central HP <5.4 tons | COLEMAN | HRCU-A-CB (Split System: Heat Pump with Remote Outdoor Unit-Air-Source) | HMH72B341 | ASPEN |  | C(A,C,D,E)48C26+TDR | TM9V100C16MP12 | 30600 | 17.2 | 8.5 | 34000 | 27400 | 80.59% | 2.67 | 0 | 9.6 |  |  |  |  | R-410A | 2.55 | Residential & Commercial | USHP
212628039 | Central HP <5.4 tons | COLEMAN | HRCU-A-CB (Split System: Heat Pump with Remote Outdoor Unit-Air-Source) | HMH72B341 | ASPEN |  | D(A,C,E)36B46+TDR | TM8Y120C20MP11 | 33600 | 18 | 8.5 | 34000 | 30200 | 88.82% | 2.85 | 0 | 9.5 |  |  |  |  | R-410A | 2.8 | Residential & Commercial | USHP
212628062 | Central HP <5.4 tons | COLEMAN | HRCU-A-CB (Split System: Heat Pump with Remote Outdoor Unit-Air-Source) | HMH72B341 | ASPEN |  | D(A,C,E)48B36+TDR | TL8E100C20UH11 | 32600 | 17.5 | 8.5 | 34000 | 27400 | 80.59% | 2.69 | 0 | 10 |  |  |  |  | R-410A | 2.7167 | Residential & Commercial | USHP | Ducted CEE Tier 1
215935096 | Central HP <5.4 tons | HEIL | HRCU-A-CB (Split System: Heat Pump with Remote Outdoor Unit-Air-Source) | H5H3V36*K*AAA* |  |  | EVM5X49M21A*+WALLCON | *97CMN0801714B* | 35400 | 21.5 | 8.5 | 38500 | 29000 | 75.32% | 2.02 | 0 | 12 |  |  |  |  | R-454B | 2.95 | Residential & Commercial | USHP | Ducted CEE Tier 1
215935266 | Central HP <5.4 tons | HEIL | HRCU-A-CB (Split System: Heat Pump with Remote Outdoor Unit-Air-Source) | H5H3V36*K*AAA* |  |  | EVM5X60M21A*+WALLCON | *97CMN0602120B* | 35400 | 21 | 8.5 | 38500 | 29000 | 75.32% | 2.02 | 0 | 12 |  |  |  |  | R-454B | 2.95 | Residential & Commercial | USHP | Ducted CEE Tier 1
213279262 | Central HP <5.4 tons | COLEMAN | HRCU-A-CB (Split System: Heat Pump with Remote Outdoor Unit-Air-Source) | THF2B48T21 | ASPEN |  | D(A,C,E)60A46+TDR | TM9E100C16MP12 | 42500 | 16 | 8.2 | 44000 | 31400 | 71.36% | 3.13 | 0 | 11.5 |  |  |  |  | R-410A | 3.5417 | Residential & Commercial | USHP | Ducted CEE Tier 1
216819531 | Central HP <5.4 tons | FRIEDRICH | HRCU-A-CB (Split System: Heat Pump with Remote Outdoor Unit-Air-Source) | RD18AY48AJVC |  |  | RCFY4824MTANM | FR97MV1005A21DH | 43000 | 17 | 8.1 | 43000 | 33400 | 77.67% | 2 | 0 | 10 |  |  |  |  | R-454B | 3.5833 | Residential & Commercial | USHP | Ducted CEE Tier 1
215869143 | Central HP <5.4 tons | AMERICAN STANDARD | HRCU-A-CB (Split System: Heat Pump with Remote Outdoor Unit-Air-Source) | 5A6V8X60A1 |  |  | 5TXCC007AS3 | S9V2C080U5VSB+LRP | 53000 | 18.1 | 8.5 | 56000 | 40000 | 71.43% | 2 | 0 | 10 |  |  |  |  | R-454B | 4.4167 | Residential & Commercial | USHP | Ducted CEE Tier 1
215869157 | Central HP <5.4 tons | AMERICAN STANDARD | HRCU-A-CB (Split System: Heat Pump with Remote Outdoor Unit-Air-Source) | 5A6V8X60A1 |  |  | 5TXCD010AS3 | S9V2C080U5VSB+LRP | 54500 | 18.1 | 8.5 | 55500 | 40000 | 72.07% | 2 | 0 | 10 |  |  |  |  | R-454B | 4.5417 | Residential & Commercial | USHP | Ducted CEE Tier 1
214671457 | Central HP <5.4 tons | LENNOX | HRCU-A-CB (Split System: Heat Pump with Remote Outdoor Unit-Air-Source) | SL25XPV-036-230A** | ADP |  | L*25/37Z9 | SL280UH090V48B* | 34000 | 22 | 8.8 | 32800 | 25400 | 77.44% | 1.84 | 0 | 13.5 |  |  |  |  | R-410A | 2.8333 | Residential & Commercial | USHP | Ducted CEE Tier 1
214671464 | Central HP <5.4 tons | LENNOX | HRCU-A-CB (Split System: Heat Pump with Remote Outdoor Unit-Air-Source) | SL25XPV-036-230A** | ADP |  | L*24/36Z9 | SL297UH040NV36B* | 33800 | 21 | 8.8 | 33000 | 25800 | 78.18% | 1.84 | 0 | 13 |  |  |  |  | R-410A | 2.8167 | Residential & Commercial | USHP | Ducted CEE Tier 1
216819294 | Central HP <5.4 tons | FRIEDRICH | HRCU-A-CB (Split System: Heat Pump with Remote Outdoor Unit-Air-Source) | RD18AY24AJVC |  |  | RCFY2421MTANM | FR801V0504A17UHU | 20800 | 17 | 8.1 | 20800 | 17100 | 82.21% | 1.9 | 0 | 10 |  |  |  |  | R-454B | 1.7333 | Residential & Commercial | USHP | Ducted CEE Tier 1
215441375 | Central HP <5.4 tons | YORK | HRCU-A-CB (Split System: Heat Pump with Remote Outdoor Unit-Air-Source) | HMH72B341 | ADP |  | V,Y36H210P177 | TM9E080C16MP12 | 34000 | 18 | 8.1 | 32000 | 23400 | 73.12% | 2.08 | 0 | 10 |  |  |  |  | R-410A | 2.8333 | Residential & Commercial | USHP | Ducted CEE Tier 1
214440897 | Central HP <5.4 tons | BRYANT HEATING AND COOLING SYSTEMS | HRCU-A-CB (Split System: Heat Pump with Remote Outdoor Unit-Air-Source) | 284ANV036*0**B* | ADP |  | V,C36H175P149 | 88*TB48090C17*** | 32600 | 20 | 9 | 35000 | 27200 | 77.71% | 2.04 | 0 | 12 |  |  |  |  | R-410A | 2.7167 | Residential & Commercial | USHP | Ducted CEE Tier 1
216819462 | Central HP <5.4 tons | FRIEDRICH | HRCU-A-CB (Split System: Heat Pump with Remote Outdoor Unit-Air-Source) | RD18AY48AJVC |  |  | RCFY4824MTANM | FR98MV1155A24UP | 43000 | 17 | 8.1 | 43000 | 33400 | 77.67% | 2 | 0 | 10 |  |  |  |  | R-454B | 3.5833 | Residential & Commercial | USHP | Ducted CEE Tier 1
216682577 | Central HP <5.4 tons | HEIL | HRCU-A-CB (Split System: Heat Pump with Remote Outdoor Unit-Air-Source) | DLCURAH36ABK |  |  | EA*4X43L21A* | *97VTN1002122A* | 36600 | 16.5 | 9 | 38500 | 34400 | 89.35% | 1.96 | 0 | 10 |  |  |  |  | R-410A | 3.05 | Residential & Commercial | USHP | Ducted CEE Tier 1
214575792 | Central HP <5.4 tons | BRYANT HEATING AND COOLING SYSTEMS | HRCU-A-CB (Split System: Heat Pump with Remote Outdoor Unit-Air-Source) | 284ANV036*0**B* |  |  | CNPV*3621AL*+UI | 935CB66100C21*** | 32800 | 18.5 | 9 | 38500 | 27000 | 70.13% | 1.94 | 0 | 12 |  |  |  |  | R-410A | 2.7333 | Residential & Commercial | USHP | Ducted CEE Tier 1
212622831 | Central HP <5.4 tons | COLEMAN | HRCU-A-CB (Split System: Heat Pump with Remote Outdoor Unit-Air-Source) | HMH72B341 | ASPEN |  | C(A,C,D,E)36B24+TDR | TM9V080B12MP12 | 30600 | 17 | 8.4 | 33800 | 29200 | 86.39% | 2.69 | 0 | 9.3 |  |  |  |  | R-410A | 2.55 | Residential & Commercial | USHP
212622849 | Central HP <5.4 tons | COLEMAN | HRCU-A-CB (Split System: Heat Pump with Remote Outdoor Unit-Air-Source) | HMH72B341 | ASPEN |  | D(A,C,E)42D24+TDR | TM9Y100C16MP11 | 32000 | 18 | 8.4 | 33800 | 28600 | 84.62% | 2.7 | 0 | 10 |  |  |  |  | R-410A | 2.6667 | Residential & Commercial | USHP | Ducted CEE Tier 1
212623090 | Central HP <5.4 tons | COLEMAN | HRCU-A-CB (Split System: Heat Pump with Remote Outdoor Unit-Air-Source) | HMH72B341 | ASPEN |  | C(A,C,D,E)36C34+TDR | TM8E120C16MP11 | 33200 | 18 | 8.3 | 33800 | 28800 | 85.21% | 2.73 | 0 | 10 |  |  |  |  | R-410A | 2.7667 | Residential & Commercial | USHP | Ducted CEE Tier 1
212623126 | Central HP <5.4 tons | COLEMAN | HRCU-A-CB (Split System: Heat Pump with Remote Outdoor Unit-Air-Source) | HMH72B341 | ASPEN |  | D(A,C,E)42C24+TDR | TM8E060A12MP11 | 30400 | 17.5 | 8.1 | 33800 | 27400 | 81.07% | 2.44 | 0 | 9 |  |  |  |  | R-410A | 2.5333 | Residential & Commercial | USHP
212623149 | Central HP <5.4 tons | COLEMAN | HRCU-A-CB (Split System: Heat Pump with Remote Outdoor Unit-Air-Source) | HMH72B341 | ASPEN |  | D(A,C,E)36B44+TDR | TM8E100B12MP11 | 33000 | 18 | 8.5 | 33800 | 27400 | 81.07% | 2.64 | 0 | 10 |  |  |  |  | R-410A | 2.75 | Residential & Commercial | USHP | Ducted CEE Tier 1
211656130 | Central HP <5.4 tons | CHAMPION HEATING AND COOLING | HRCU-A-CB (Split System: Heat Pump with Remote Outdoor Unit-Air-Source) | HMH72B361 | ASPEN |  | A(E,F)M374+TDR | 0 | 34400 | 18 | 8.1 | 36000 | 26400 | 73.33% | 2.82 | 0 | 9 |  |  |  |  | R-410A | 2.8667 | Residential & Commercial | USHP
206771024 | Central HP <5.4 tons | DAY & NIGHT | HRCU-A-CB (Split System: Heat Pump with Remote Outdoor Unit-Air-Source) | CVH837GKA2* |  |  | EA*4X36L17A*+WALLCON | *80CTL0701412A* | 31400 | 17.5 | 8.1 | 33400 | 24400 | 73.05% | 1.84 | 11.5 | 11 |  |  |  |  | R-410A | 2.6167 | Residential & Commercial | USHP | Ducted CEE Tier 1
206771258 | Central HP <5.4 tons | DAY & NIGHT | HRCU-A-CB (Split System: Heat Pump with Remote Outdoor Unit-Air-Source) | CVH837GKA2* |  |  | EA*4X37L21A*+WALLCON | *80CTL0701716A* | 32800 | 17.5 | 8.5 | 33000 | 25200 | 76.36% | 1.98 | 11 | 11.5 |  |  |  |  | R-410A | 2.7333 | Residential & Commercial | USHP | Ducted CEE Tier 1
206771276 | Central HP <5.4 tons | DAY & NIGHT | HRCU-A-CB (Split System: Heat Pump with Remote Outdoor Unit-Air-Source) | CVH837GKA2* |  |  | EA*4X37L21A*+WALLCON | *80CTL0902120A* | 32800 | 17.5 | 8.5 | 33000 | 25200 | 76.36% | 1.98 | 12 | 11.7 |  |  |  |  | R-410A | 2.7333 | Residential & Commercial | USHP | Ducted CEE Tier 1
215669662 | Central HP <5.4 tons | CARRIER | HRCU-A-CB (Split System: Heat Pump with Remote Outdoor Unit-Air-Source) | 27VNA036A*030* |  |  | CAA**6124AM*+UI | 59CU5B080C21**20 | 34800 | 18 | 9 | 34400 | 24800 | 72.09% | 1.92 | 0 | 10 |  |  |  |  | R-454B | 2.9 | Residential & Commercial | USHP | Ducted CEE Tier 1
215669591 | Central HP <5.4 tons | TEMPSTAR | HRCU-A-CB (Split System: Heat Pump with Remote Outdoor Unit-Air-Source) | T5H0V36*K*AAA* |  |  | EA*5X61M21A*+WALLCON | *96CTN0601714B* | 34600 | 18 | 9 | 34600 | 25000 | 72.25% | 1.9 | 0 | 10 |  |  |  |  | R-454B | 2.8833 | Residential & Commercial | USHP | Ducted CEE Tier 1
216440435 | Central HP <5.4 tons | AMERICAN STANDARD | HRCU-A-CB (Split System: Heat Pump with Remote Outdoor Unit-Air-Source) | 5A6V0X60A1 |  |  | 5PX*C009AS3 | S9V2C100U5VSB+LRP | 53000 | 18.6 | 9 | 54000 | 38000 | 70.37% | 2 | 0 | 10.5 |  |  |  |  | R-454B | 4.4167 | Residential & Commercial | USHP | Ducted CEE Tier 1
216440487 | Central HP <5.4 tons | AMERICAN STANDARD | HRCU-A-CB (Split System: Heat Pump with Remote Outdoor Unit-Air-Source) | 5A6V0X60A1 |  |  | 5PX*DD10AS3 | S9V2C100D5VSB+LRP | 51500 | 18.4 | 9 | 54000 | 38000 | 70.37% | 2 | 0 | 10 |  |  |  |  | R-454B | 4.2917 | Residential & Commercial | USHP | Ducted CEE Tier 1
216440535 | Central HP <5.4 tons | AMERICAN STANDARD | HRCU-A-CB (Split System: Heat Pump with Remote Outdoor Unit-Air-Source) | 5A6V0X60A1 |  |  | 5TXCD008AS3 | S9V2C100U5PSC+LRP | 52000 | 18.6 | 9 | 54500 | 38500 | 70.64% | 2 | 0 | 10 |  |  |  |  | R-454B | 4.3333 | Residential & Commercial | USHP | Ducted CEE Tier 1
216440553 | Central HP <5.4 tons | AMERICAN STANDARD | HRCU-A-CB (Split System: Heat Pump with Remote Outdoor Unit-Air-Source) | 5A6V0X60A1 |  |  | 5TXCD010AS3 | S9V2C080U5PSC+LRP | 53000 | 18.6 | 9 | 54000 | 38000 | 70.37% | 2 | 0 | 10.5 |  |  |  |  | R-454B | 4.4167 | Residential & Commercial | USHP | Ducted CEE Tier 1
212623176 | Central HP <5.4 tons | COLEMAN | HRCU-A-CB (Split System: Heat Pump with Remote Outdoor Unit-Air-Source) | HMH72B341 | ASPEN |  | D(A,C,E)36A44+TDR | TMLE060A12MP11 | 32200 | 18 | 8.1 | 33800 | 27400 | 81.07% | 2.44 | 0 | 9.9 |  |  |  |  | R-410A | 2.6833 | Residential & Commercial | USHP
212623185 | Central HP <5.4 tons | COLEMAN | HRCU-A-CB (Split System: Heat Pump with Remote Outdoor Unit-Air-Source) | HMH72B341 | ASPEN |  | D(A,C,E)42C34+TDR | TMLE060A12MP11 | 33000 | 18 | 8.1 | 33800 | 27400 | 81.07% | 2.44 | 0 | 10 |  |  |  |  | R-410A | 2.75 | Residential & Commercial | USHP | Ducted CEE Tier 1
212623192 | Central HP <5.4 tons | COLEMAN | HRCU-A-CB (Split System: Heat Pump with Remote Outdoor Unit-Air-Source) | HMH72B341 | ASPEN |  | D(A,C,E)48D34+TDR | TMLE060A12MP11 | 33600 | 18 | 8.1 | 33800 | 27400 | 81.07% | 2.44 | 0 | 10 |  |  |  |  | R-410A | 2.8 | Residential & Commercial | USHP | Ducted CEE Tier 1
212623210 | Central HP <5.4 tons | COLEMAN | HRCU-A-CB (Split System: Heat Pump with Remote Outdoor Unit-Air-Source) | HMH72B341 | ASPEN |  | D(A,C,E)36D34+TDR | TMLE100B12MP11 | 33000 | 18 | 8.1 | 33800 | 27400 | 81.07% | 2.44 | 0 | 10 |  |  |  |  | R-410A | 2.75 | Residential & Commercial | USHP | Ducted CEE Tier 1
212623217 | Central HP <5.4 tons | COLEMAN | HRCU-A-CB (Split System: Heat Pump with Remote Outdoor Unit-Air-Source) | HMH72B341 | ASPEN |  | D(A,C,E)48B34+TDR | TMLE100B12MP11 | 32800 | 18 | 8.1 | 33800 | 27400 | 81.07% | 2.44 | 0 | 10 |  |  |  |  | R-410A | 2.7333 | Residential & Commercial | USHP | Ducted CEE Tier 1
206772726 | Central HP <5.4 tons | DAY & NIGHT | HRCU-A-CB (Split System: Heat Pump with Remote Outdoor Unit-Air-Source) | CVH837GKA2* |  |  | EHD4X42AAL+WALLCON | *80CTL1352422A* | 32600 | 17 | 8.1 | 33000 | 24800 | 75.15% | 1.96 | 11 | 11 |  |  |  |  | R-410A | 2.7167 | Residential & Commercial | USHP | Ducted CEE Tier 1
206773487 | Central HP <5.4 tons | DAY & NIGHT | HRCU-A-CB (Split System: Heat Pump with Remote Outdoor Unit-Air-Source) | CVH837GKA2* |  |  | EA*4X43L21A*+WALLCON | *95CSU1002122A* | 33000 | 17.5 | 8.5 | 32800 | 25000 | 76.22% | 2 | 12 | 11.5 |  |  |  |  | R-410A | 2.75 | Residential & Commercial | USHP | Ducted CEE Tier 1
212628066 | Central HP <5.4 tons | COLEMAN | HRCU-A-CB (Split System: Heat Pump with Remote Outdoor Unit-Air-Source) | HMH72B341 | ASPEN |  | D(A,C,E)48D36+TDR | TL8E100C20UH11 | 33400 | 17.5 | 8.5 | 34000 | 27400 | 80.59% | 2.69 | 0 | 10 |  |  |  |  | R-410A | 2.7833 | Residential & Commercial | USHP | Ducted CEE Tier 1
212628080 | Central HP <5.4 tons | COLEMAN | HRCU-A-CB (Split System: Heat Pump with Remote Outdoor Unit-Air-Source) | HMH72B341 | ASPEN |  | C(A,C,D,E)48C26+TDR | CP9C100C20MP13 | 30400 | 17.1 | 8.1 | 34000 | 28400 | 83.53% | 2.46 | 0 | 9 |  |  |  |  | R-410A | 2.5333 | Residential & Commercial | USHP
214626206 | Central HP <5.4 tons | LENNOX | HRCU-A-CB (Split System: Heat Pump with Remote Outdoor Unit-Air-Source) | SL25XPV-036-230A** |  |  | CK40CT-50/60C-0*+TDR | SL297UH080NV60C* | 33600 | 21 | 8.6 | 34400 | 26600 | 77.33% | 1.8 | 0 | 13.3 |  |  |  |  | R-410A | 2.8 | Residential & Commercial | USHP | Ducted CEE Tier 1
214327252 | Central HP <5.4 tons | FRIEDRICH | HRCU-A-CB (Split System: Heat Pump with Remote Outdoor Unit-Air-Source) | FRP18AZ48AJVC |  |  | RCFZ6021SEAAM | FR801V0704A17UHU | 44000 | 18 | 8.1 | 43500 | 45500 | 104.6% | 1.9 | 0 | 10 |  |  |  |  | R-410A | 3.6667 | Residential & Commercial | USHP | Ducted CEE Tier 1
213771330 | Central HP <5.4 tons | COMFORTMAKER | HRCU-A-CB (Split System: Heat Pump with Remote Outdoor Unit-Air-Source) | CVH825GKA2* |  |  | EA*4X42L21A*+WALLCON | *97CMN1002122B* | 23800 | 16.5 | 8.1 | 21400 | 16600 | 77.57% | 1.96 | 0 | 11 |  |  |  |  | R-410A | 1.9833 | Residential & Commercial | USHP | Ducted CEE Tier 1
215669712 | Central HP <5.4 tons | CARRIER | HRCU-A-CB (Split System: Heat Pump with Remote Outdoor Unit-Air-Source) | 27VNA036A*030* |  |  | CAA**6124AM*+UI | 59MN7C120C24**22 | 34800 | 18.5 | 9 | 34400 | 24800 | 72.09% | 1.92 | 0 | 10.5 |  |  |  |  | R-454B | 2.9 | Residential & Commercial | USHP | Ducted CEE Tier 1
215565259 | Central HP <5.4 tons | COLEMAN | HRCU-A-CB (Split System: Heat Pump with Remote Outdoor Unit-Air-Source) | HH824E2S11 | ASPEN |  | D(A,C,E)36A4J+TDR | TM8V080B12MP12 | 22600 | 17 | 8.5 | 22600 | 17700 | 78.32% | 2 | 0 | 12 |  |  |  |  | R-454B | 1.8833 | Residential & Commercial | USHP | Ducted CEE Tier 1
206771726 | Central HP <5.4 tons | DAY & NIGHT | HRCU-A-CB (Split System: Heat Pump with Remote Outdoor Unit-Air-Source) | CVH837GKA2* |  |  | EA*4X43L21A*+WALLCON | *80CTL0901716A* | 33000 | 18 | 8.5 | 32800 | 25000 | 76.22% | 2 | 12 | 11.7 |  |  |  |  | R-410A | 2.75 | Residential & Commercial | USHP | Ducted CEE Tier 1
206771861 | Central HP <5.4 tons | DAY & NIGHT | HRCU-A-CB (Split System: Heat Pump with Remote Outdoor Unit-Air-Source) | CVH837GKA2* |  |  | EA*4X48L21A*+WALLCON | *80CTL0901716A* | 32400 | 18 | 8.5 | 32600 | 24800 | 76.07% | 2 | 12 | 11.7 |  |  |  |  | R-410A | 2.7 | Residential & Commercial | USHP | Ducted CEE Tier 1
206773281 | Central HP <5.4 tons | AIRQUEST | HRCU-A-CB (Split System: Heat Pump with Remote Outdoor Unit-Air-Source) | HVH837GKA2* |  |  | EN(A,D,W)4X48L21**+WALLCON | *80CSU1002120A* | 32400 | 17 | 8.1 | 33000 | 24800 | 75.15% | 1.94 | 12.2 | 11.5 |  |  |  |  | R-410A | 2.7 | Residential & Commercial | USHP | Ducted CEE Tier 1
206765674 | Central HP <5.4 tons | AIRQUEST | HRCU-A-CB (Split System: Heat Pump with Remote Outdoor Unit-Air-Source) | HVH825GKA3* |  |  | EA*4X36L17A*+WALLCON | *96CTN0801714A* | 23600 | 16.5 | 8.1 | 21600 | 16700 | 77.31% | 1.92 | 11.5 | 10.5 |  |  |  |  | R-410A | 1.9667 | Residential & Commercial | USHP | Ducted CEE Tier 1
206767035 | Central HP <5.4 tons | AIRQUEST | HRCU-A-CB (Split System: Heat Pump with Remote Outdoor Unit-Air-Source) | HVH825GKA3* |  |  | EHD4X36AAL+WALLCON | *80CTL0701412A* | 24000 | 16.5 | 8.1 | 21400 | 16600 | 77.57% | 2 | 11.5 | 11 |  |  |  |  | R-410A | 2 | Residential & Commercial | USHP | Ducted CEE Tier 1
215425840 | Central HP <5.4 tons | YORK | HRCU-A-CB (Split System: Heat Pump with Remote Outdoor Unit-Air-Source) | HH824E2S11 | ADP |  | H,YE32*30+TXV-BLEED | YP9C060B12MP13 | 22200 | 17 | 8.65 | 21200 | 17200 | 81.13% | 1.94 | 0 | 11 |  |  |  |  | R-454B | 1.85 | Residential & Commercial | USHP | Ducted CEE Tier 1
214610143 | Central HP <5.4 tons | FRIEDRICH | HRCU-A-CB (Split System: Heat Pump with Remote Outdoor Unit-Air-Source) | FRP18AZ48AJVC |  |  | TCFZ6021SEAAM | FR97MV0855A21DH | 44500 | 19 | 8.1 | 43500 | 45000 | 103.4% | 2 | 0 | 10 |  |  |  |  | R-410A | 3.7083 | Residential & Commercial | USHP | Ducted CEE Tier 1
216891813 | Central HP <5.4 tons | FRIEDRICH | HRCU-A-CB (Split System: Heat Pump with Remote Outdoor Unit-Air-Source) | RD18AY36AJVC |  |  | RCFY3624MTANM | FR801V1005A21UHU | 32600 | 19 | 10 | 32600 | 27800 | 85.28% | 2.1 | 0 | 12 |  |  |  |  | R-454B | 2.7167 | Residential & Commercial | USHP | Ducted CEE Tier 1
214574543 | Central HP <5.4 tons | COMFORTMAKER | HRCU-A-CB (Split System: Heat Pump with Remote Outdoor Unit-Air-Source) | CVH837GKA2* |  |  | EN(A,D,W)4X42L21**+WALLCON | *97CMN0602120B* | 31600 | 16.5 | 8.1 | 33200 | 24600 | 74.1% | 1.86 | 0 | 11 |  |  |  |  | R-410A | 2.6333 | Residential & Commercial | USHP | Ducted CEE Tier 1
216054521 | Central HP <5.4 tons | COLEMAN | HRCU-A-CB (Split System: Heat Pump with Remote Outdoor Unit-Air-Source) | HH824E2S11 | ASPEN |  | C(A,C,D,E)24D2K+TDR | CPLC080B12MP13 | 21200 | 17 | 9 | 22800 | 17700 | 77.63% | 2 | 0 | 11.7 |  |  |  |  | R-454B | 1.7667 | Residential & Commercial | USHP | Ducted CEE Tier 1
216054530 | Central HP <5.4 tons | COLEMAN | HRCU-A-CB (Split System: Heat Pump with Remote Outdoor Unit-Air-Source) | HH824E2S11 | ASPEN |  | D(A,C,E)24B3K+TDR | TL9E060B12UH11 | 22000 | 17 | 8.1 | 22600 | 18000 | 79.65% | 2 | 0 | 12 |  |  |  |  | R-454B | 1.8333 | Residential & Commercial | USHP | Ducted CEE Tier 1
216054564 | Central HP <5.4 tons | COLEMAN | HRCU-A-CB (Split System: Heat Pump with Remote Outdoor Unit-Air-Source) | HH824E2S11 | ASPEN |  | D(A,C,E)36A4K+TDR | TM9E026A08MP12 | 21200 | 17 | 8.5 | 23000 | 17600 | 76.52% | 2 | 0 | 10.5 |  |  |  |  | R-454B | 1.7667 | Residential & Commercial | USHP | Ducted CEE Tier 1
216054571 | Central HP <5.4 tons | COLEMAN | HRCU-A-CB (Split System: Heat Pump with Remote Outdoor Unit-Air-Source) | HH824E2S11 | ASPEN |  | D(A,C,E)24B4K+TDR | TM9E060A10MP12 | 21000 | 17 | 9 | 23000 | 18100 | 78.7% | 2 | 0 | 10.5 |  |  |  |  | R-454B | 1.75 | Residential & Commercial | USHP | Ducted CEE Tier 1
216054596 | Central HP <5.4 tons | COLEMAN | HRCU-A-CB (Split System: Heat Pump with Remote Outdoor Unit-Air-Source) | HH824E2S11 | ASPEN |  | D(A,C,E)36A4K+TDR | TM9Y040A10MP11 | 21200 | 17 | 8.1 | 22600 | 17300 | 76.55% | 2 | 0 | 10.5 |  |  |  |  | R-454B | 1.7667 | Residential & Commercial | USHP | Ducted CEE Tier 1
216054598 | Central HP <5.4 tons | COLEMAN | HRCU-A-CB (Split System: Heat Pump with Remote Outdoor Unit-Air-Source) | HH824E2S11 | ASPEN |  | D(A,C,E)24B3K+TDR | TM9Y060B12MP11 | 22000 | 17 | 8.1 | 22600 | 18400 | 81.42% | 2 | 0 | 11.7 |  |  |  |  | R-454B | 1.8333 | Residential & Commercial | USHP | Ducted CEE Tier 1
215669702 | Central HP <5.4 tons | CARRIER | HRCU-A-CB (Split System: Heat Pump with Remote Outdoor Unit-Air-Source) | 27VNA036A*030* |  |  | CAA**6124AM*+UI | 59MN7C100C21**22 | 35000 | 18.5 | 9 | 34400 | 24800 | 72.09% | 1.92 | 0 | 10.5 |  |  |  |  | R-454B | 2.9167 | Residential & Commercial | USHP | Ducted CEE Tier 1
215670156 | Central HP <5.4 tons | CARRIER | HRCU-A-CB (Split System: Heat Pump with Remote Outdoor Unit-Air-Source) | 27VNA036A*030* |  |  | CSAH*4812AM*+UI | 58TN*B045C17**12 | 33800 | 16.5 | 8.5 | 35600 | 25600 | 71.91% | 1.78 | 0 | 9 |  |  |  |  | R-454B | 2.8167 | Residential & Commercial | USHP
216054619 | Central HP <5.4 tons | COLEMAN | HRCU-A-CB (Split System: Heat Pump with Remote Outdoor Unit-Air-Source) | HH824E2S11 | ASPEN |  | D(A,C,E)24B4K+TDR | TMLE100B12MP11 | 22600 | 17 | 8.5 | 22800 | 18000 | 78.95% | 2 | 0 | 12 |  |  |  |  | R-454B | 1.8833 | Residential & Commercial | USHP | Ducted CEE Tier 1
216054648 | Central HP <5.4 tons | COLEMAN | HRCU-A-CB (Split System: Heat Pump with Remote Outdoor Unit-Air-Source) | HH824E2S11 | ASPEN |  | D(A,C,E)36A4K+TDR | Z8ES100B12SMPS1 | 21000 | 19 | 9.5 | 22800 | 18000 | 78.95% | 2 | 0 | 11.2 |  |  |  |  | R-454B | 1.75 | Residential & Commercial | USHP | Ducted CEE Tier 1
216054655 | Central HP <5.4 tons | COLEMAN | HRCU-A-CB (Split System: Heat Pump with Remote Outdoor Unit-Air-Source) | HH824E2S11 | ASPEN |  | D(A,C,E)24B4K+TDR | Z8ET080B12LMPS1 | 22600 | 18 | 8.5 | 22800 | 18500 | 81.14% | 2 | 0 | 12 |  |  |  |  | R-454B | 1.8833 | Residential & Commercial | USHP | Ducted CEE Tier 1
215565263 | Central HP <5.4 tons | COLEMAN | HRCU-A-CB (Split System: Heat Pump with Remote Outdoor Unit-Air-Source) | HH824E2S11 | ASPEN |  | D(A,C,E)36A4J+TDR | TMLE060A12MP11 | 21000 | 17.5 | 9 | 23000 | 17900 | 77.83% | 2 | 0 | 11.2 |  |  |  |  | R-454B | 1.75 | Residential & Commercial | USHP | Ducted CEE Tier 1
215565270 | Central HP <5.4 tons | COLEMAN | HRCU-A-CB (Split System: Heat Pump with Remote Outdoor Unit-Air-Source) | HH824E2S11 | ASPEN |  | D(A,C,E)36A4J+TDR | Z9ES040A10SMPS1 | 21000 | 17.5 | 8.5 | 23000 | 17800 | 77.39% | 2 | 0 | 11.7 |  |  |  |  | R-454B | 1.75 | Residential & Commercial | USHP | Ducted CEE Tier 1
215565295 | Central HP <5.4 tons | COLEMAN | HRCU-A-CB (Split System: Heat Pump with Remote Outdoor Unit-Air-Source) | HH824E2S11 | ASPEN |  | D(A,C,E)37E2J+TDR | TL8E060A12UH11 | 20600 | 17.5 | 9 | 23000 | 17900 | 77.83% | 2 | 0 | 11.2 |  |  |  |  | R-454B | 1.7167 | Residential & Commercial | USHP | Ducted CEE Tier 1
213771630 | Central HP <5.4 tons | COMFORTMAKER | HRCU-A-CB (Split System: Heat Pump with Remote Outdoor Unit-Air-Source) | CVH825GKA2* |  |  | EA*4X48L21A*+WALLCON | *97CMN0801714B* | 24000 | 16.5 | 8.1 | 21000 | 16600 | 79.05% | 2 | 0 | 11 |  |  |  |  | R-410A | 2 | Residential & Commercial | USHP | Ducted CEE Tier 1
215565306 | Central HP <5.4 tons | COLEMAN | HRCU-A-CB (Split System: Heat Pump with Remote Outdoor Unit-Air-Source) | HH824E2S11 | ASPEN |  | D(A,C,E)37E2J+TDR | TM9V080B12MP12 | 22200 | 17 | 9 | 23000 | 18300 | 79.57% | 2 | 0 | 12 |  |  |  |  | R-454B | 1.85 | Residential & Commercial | USHP | Ducted CEE Tier 1
215565322 | Central HP <5.4 tons | COLEMAN | HRCU-A-CB (Split System: Heat Pump with Remote Outdoor Unit-Air-Source) | HH824E2S11 | ASPEN |  | D(A,C,E)37E2J+TDR | Z9ES026A08SMPS1 | 21000 | 17.5 | 8.5 | 23000 | 17300 | 75.22% | 2 | 0 | 11.7 |  |  |  |  | R-454B | 1.75 | Residential & Commercial | USHP | Ducted CEE Tier 1
215667034 | Central HP <5.4 tons | TEMPSTAR | HRCU-A-CB (Split System: Heat Pump with Remote Outdoor Unit-Air-Source) | T5H0V24*K*AAA* |  |  | EA*5X24M17A*+WALLCON | *80CTL0701412B* | 22800 | 17 | 9 | 24000 | 16800 | 70% | 1.96 | 0 | 10 |  |  |  |  | R-454B | 1.9 | Residential & Commercial | USHP | Ducted CEE Tier 1
216739074 | Central HP <5.4 tons | COMFORTMAKER | HRCU-A-CB (Split System: Heat Pump with Remote Outdoor Unit-Air-Source) | D5CUHAH24AAK |  |  | F5MA5*36L*B* | 0 | 24000 | 15.2 | 8.5 | 21800 | 19200 | 88.07% | 1.98 | 0 | 11 |  |  |  |  | R-454B | 2 | Residential & Commercial | USHP | Ducted CEE Tier 1
216739111 | Central HP <5.4 tons | COMFORTMAKER | HRCU-A-CB (Split System: Heat Pump with Remote Outdoor Unit-Air-Source) | D5CUHAH24AAK |  |  | FM(C,U)5Z36**AL* | 0 | 23200 | 17 | 9 | 21400 | 19300 | 90.19% | 2.08 | 0 | 11 |  |  |  |  | R-454B | 1.9333 | Residential & Commercial | USHP | Ducted CEE Tier 1
213772530 | Central HP <5.4 tons | COMFORTMAKER | HRCU-A-CB (Split System: Heat Pump with Remote Outdoor Unit-Air-Source) | CVH825GKA2* |  |  | EHD4X48AAL+WALLCON | *97CMN1002122B* | 24200 | 16 | 8.1 | 21200 | 16600 | 78.3% | 2.02 | 0 | 11 |  |  |  |  | R-410A | 2.0167 | Residential & Commercial | USHP | Ducted CEE Tier 1
216819557 | Central HP <5.4 tons | FRIEDRICH | HRCU-A-CB (Split System: Heat Pump with Remote Outdoor Unit-Air-Source) | RD18AY48AJVC |  |  | RCFY4824MTANM | FR951V0855A21M4 | 42500 | 17 | 8.1 | 42500 | 33600 | 79.06% | 2 | 0 | 10 |  |  |  |  | R-454B | 3.5417 | Residential & Commercial | USHP | Ducted CEE Tier 1
215667107 | Central HP <5.4 tons | TEMPSTAR | HRCU-A-CB (Split System: Heat Pump with Remote Outdoor Unit-Air-Source) | T5H0V24*K*AAA* |  |  | EA*5X24M17A*+WALLCON | *97CMN0801714B* | 22800 | 16.5 | 9 | 24000 | 16900 | 70.42% | 1.94 | 0 | 10 |  |  |  |  | R-454B | 1.9 | Residential & Commercial | USHP | Ducted CEE Tier 1
215667250 | Central HP <5.4 tons | TEMPSTAR | HRCU-A-CB (Split System: Heat Pump with Remote Outdoor Unit-Air-Source) | T5H0V24*K*AAA* |  |  | EA*5X25M17A*+WALLCON | *97CMN0601714B* | 23800 | 17 | 9 | 23400 | 16500 | 70.51% | 2 | 0 | 10.5 |  |  |  |  | R-454B | 1.9833 | Residential & Commercial | USHP | Ducted CEE Tier 1
215667268 | Central HP <5.4 tons | TEMPSTAR | HRCU-A-CB (Split System: Heat Pump with Remote Outdoor Unit-Air-Source) | T5H0V24*K*AAA* |  |  | EA*5X25M17A*+WALLCON | *97CMN0801714B* | 23800 | 17 | 9 | 23400 | 16400 | 70.09% | 2 | 0 | 10.5 |  |  |  |  | R-454B | 1.9833 | Residential & Commercial | USHP | Ducted CEE Tier 1
215667661 | Central HP <5.4 tons | TEMPSTAR | HRCU-A-CB (Split System: Heat Pump with Remote Outdoor Unit-Air-Source) | T5H0V24*K*AAA* |  |  | EA*5X36M17A*+WALLCON | *80CTL0901716B* | 23200 | 17 | 9 | 23600 | 16600 | 70.34% | 1.98 | 0 | 10.5 |  |  |  |  | R-454B | 1.9333 | Residential & Commercial | USHP | Ducted CEE Tier 1
215667575 | Central HP <5.4 tons | TEMPSTAR | HRCU-A-CB (Split System: Heat Pump with Remote Outdoor Unit-Air-Source) | T5H0V24*K*AAA* |  |  | EA*5X36M17A*+WALLCON | *80CSU0401712A* | 23200 | 17 | 9 | 23600 | 16600 | 70.34% | 1.98 | 0 | 10 |  |  |  |  | R-454B | 1.9333 | Residential & Commercial | USHP | Ducted CEE Tier 1
206767044 | Central HP <5.4 tons | AIRQUEST | HRCU-A-CB (Split System: Heat Pump with Remote Outdoor Unit-Air-Source) | HVH825GKA3* |  |  | EHD4X36AAL+WALLCON | *80CTL0901716A* | 24200 | 16.5 | 8.1 | 21400 | 16600 | 77.57% | 2 | 11 | 11 |  |  |  |  | R-410A | 2.0167 | Residential & Commercial | USHP | Ducted CEE Tier 1
216819126 | Central HP <5.4 tons | FRIEDRICH | HRCU-A-CB (Split System: Heat Pump with Remote Outdoor Unit-Air-Source) | RD18AY24AJVC |  |  | RCFY2417MTANM | FR962V0703A17M4 | 21000 | 17 | 8.1 | 21000 | 17000 | 80.95% | 1.9 | 0 | 10 |  |  |  |  | R-454B | 1.75 | Residential & Commercial | USHP | Ducted CEE Tier 1
206767671 | Central HP <5.4 tons | DAY & NIGHT | HRCU-A-CB (Split System: Heat Pump with Remote Outdoor Unit-Air-Source) | CVH825GKA3* |  |  | EHD4X30AAL+WALLCON | *95CSU0802120A* | 23800 | 16 | 8.1 | 21800 | 16700 | 76.61% | 1.98 | 11 | 10.5 |  |  |  |  | R-410A | 1.9833 | Residential & Commercial | USHP | Ducted CEE Tier 1
206765472 | Central HP <5.4 tons | DAY & NIGHT | HRCU-A-CB (Split System: Heat Pump with Remote Outdoor Unit-Air-Source) | CVH825GKA3* |  |  | EA*4X24L17A*+WALLCON | *80CTL0701412A* | 23400 | 17 | 8.1 | 22000 | 16700 | 75.91% | 1.9 | 11 | 11 |  |  |  |  | R-410A | 1.95 | Residential & Commercial | USHP | Ducted CEE Tier 1
215934736 | Central HP <5.4 tons | HEIL | HRCU-A-CB (Split System: Heat Pump with Remote Outdoor Unit-Air-Source) | H5H3V36*K*AAA* |  |  | EVM5X42M21A*+WALLCON | *97CMN0601714B* | 34000 | 20 | 8.1 | 38000 | 27000 | 71.05% | 2 | 0 | 11 |  |  |  |  | R-454B | 2.8333 | Residential & Commercial | USHP | Ducted CEE Tier 1
215935136 | Central HP <5.4 tons | HEIL | HRCU-A-CB (Split System: Heat Pump with Remote Outdoor Unit-Air-Source) | H5H3V36*K*AAA* |  |  | EVM5X49M21A*+WALLCON | *96CTN1002122B* | 35600 | 22 | 8.5 | 38000 | 28600 | 75.26% | 2.02 | 0 | 12.5 |  |  |  |  | R-454B | 2.9667 | Residential & Commercial | USHP | Ducted CEE Tier 1
215935286 | Central HP <5.4 tons | HEIL | HRCU-A-CB (Split System: Heat Pump with Remote Outdoor Unit-Air-Source) | H5H3V36*K*AAA* |  |  | EVM5X60M21A*+WALLCON | *97CMN0802120B* | 35600 | 21.5 | 8.5 | 38000 | 28600 | 75.26% | 2.02 | 0 | 12 |  |  |  |  | R-454B | 2.9667 | Residential & Commercial | USHP | Ducted CEE Tier 1
215667795 | Central HP <5.4 tons | TEMPSTAR | HRCU-A-CB (Split System: Heat Pump with Remote Outdoor Unit-Air-Source) | T5H0V24*K*AAA* |  |  | EA*5X37M17A*+WALLCON | *96CTN0401410B* | 23400 | 16 | 9 | 24000 | 16900 | 70.42% | 1.98 | 0 | 9.5 |  |  |  |  | R-454B | 1.95 | Residential & Commercial | USHP
216570894 | Central HP <5.4 tons | TRANE | HRCU-A-CB (Split System: Heat Pump with Remote Outdoor Unit-Air-Source) | 5TWV0X24A1 |  |  | 5PX*BD06AS3 | S8V2B060M4PCB | 22000 | 21 | 10 | 23400 | 18100 | 77.35% | 2.2 | 0 | 11.7 |  |  |  |  | R-454B | 1.8333 | Residential & Commercial | USHP | Ducted CEE Tier 1
206773601 | Central HP <5.4 tons | AIRQUEST | HRCU-A-CB (Split System: Heat Pump with Remote Outdoor Unit-Air-Source) | HVH837GKA2* |  |  | EN(A,D,W)4X48L21**+WALLCON | *95CSU0802120A* | 32400 | 17.5 | 8.1 | 32800 | 24800 | 75.61% | 1.96 | 12 | 11.7 |  |  |  |  | R-410A | 2.7 | Residential & Commercial | USHP | Ducted CEE Tier 1
216440025 | Central HP <5.4 tons | AMERICAN STANDARD | HRCU-A-CB (Split System: Heat Pump with Remote Outdoor Unit-Air-Source) | 5A6V0X36A1 |  |  | 5PX*B006AS3 | S9V2B060U4VSB+LRP | 34400 | 19.2 | 9.4 | 32600 | 24200 | 74.23% | 2.1 | 0 | 12.5 |  |  |  |  | R-454B | 2.8667 | Residential & Commercial | USHP | Ducted CEE Tier 1
214671441 | Central HP <5.4 tons | LENNOX | HRCU-A-CB (Split System: Heat Pump with Remote Outdoor Unit-Air-Source) | SL25XPV-036-230A** | ADP |  | L*24/36Z9 | EL297UH045XV36B* | 33600 | 21 | 8.8 | 33200 | 25800 | 77.71% | 1.82 | 0 | 13 |  |  |  |  | R-410A | 2.8 | Residential & Commercial | USHP | Ducted CEE Tier 1
214671445 | Central HP <5.4 tons | LENNOX | HRCU-A-CB (Split System: Heat Pump with Remote Outdoor Unit-Air-Source) | SL25XPV-036-230A** | ADP |  | L*24/36Z9 | EL297UH070XV36B* | 33800 | 21 | 8.8 | 33000 | 25800 | 78.18% | 1.82 | 0 | 13 |  |  |  |  | R-410A | 2.8167 | Residential & Commercial | USHP | Ducted CEE Tier 1
214671458 | Central HP <5.4 tons | LENNOX | HRCU-A-CB (Split System: Heat Pump with Remote Outdoor Unit-Air-Source) | SL25XPV-036-230A** | ADP |  | L*24/36Z9 | SL280UH090V48B* | 34000 | 22 | 8.8 | 32800 | 25400 | 77.44% | 1.84 | 0 | 13.5 |  |  |  |  | R-410A | 2.8333 | Residential & Commercial | USHP | Ducted CEE Tier 1
216440309 | Central HP <5.4 tons | AMERICAN STANDARD | HRCU-A-CB (Split System: Heat Pump with Remote Outdoor Unit-Air-Source) | 5A6V0X48A1 |  |  | 5PX*D010AS3 | L8V1C100U5VSB+LRP | 45500 | 20.4 | 10 | 47000 | 33600 | 71.49% | 2.1 | 0 | 12 |  |  |  |  | R-454B | 3.7917 | Residential & Commercial | USHP | Ducted CEE Tier 1
216440325 | Central HP <5.4 tons | AMERICAN STANDARD | HRCU-A-CB (Split System: Heat Pump with Remote Outdoor Unit-Air-Source) | 5A6V0X48A1 |  |  | 5PX*DD10AS3+P0V0D000M50SD+LRP | 0 | 44000 | 20 | 9.7 | 46000 | 32600 | 70.87% | 2.1 | 0 | 12 |  |  |  |  | R-454B | 3.6667 | Residential & Commercial | USHP | Ducted CEE Tier 1
214671459 | Central HP <5.4 tons | LENNOX | HRCU-A-CB (Split System: Heat Pump with Remote Outdoor Unit-Air-Source) | SL25XPV-036-230A** | ADP |  | L*29/36U9 | SL280UH090XV48B* | 34000 | 22 | 8.8 | 32800 | 25400 | 77.44% | 1.84 | 0 | 13.5 |  |  |  |  | R-410A | 2.8333 | Residential & Commercial | USHP | Ducted CEE Tier 1
214671461 | Central HP <5.4 tons | LENNOX | HRCU-A-CB (Split System: Heat Pump with Remote Outdoor Unit-Air-Source) | SL25XPV-036-230A** | ADP |  | L*24/36Z9 | SL280UH090XV48B* | 34000 | 22 | 8.8 | 32800 | 25400 | 77.44% | 1.84 | 0 | 13.5 |  |  |  |  | R-410A | 2.8333 | Residential & Commercial | USHP | Ducted CEE Tier 1
214061875 | Central HP <5.4 tons | LENNOX | HRCU-A-CB (Split System: Heat Pump with Remote Outdoor Unit-Air-Source) | SL25XPV-024-230A** | ADP |  | HG80936 | SL280UH090V36B* | 22400 | 23 | 9.3 | 19800 | 20000 | 101% | 1.84 | 0 | 14.5 |  |  |  |  | R-410A | 1.8667 | Residential & Commercial | USHP | Ducted CEE Tier 1
214731875 | Central HP <5.4 tons | FRIEDRICH | HRCU-A-CB (Split System: Heat Pump with Remote Outdoor Unit-Air-Source) | FRP18AZ36AJVC |  |  | TCFZ6021SEAAM | FR962V0703A17M4 | 34200 | 19 | 8.5 | 35000 | 43000 | 122.9% | 2.2 | 0 | 12.5 |  |  |  |  | R-410A | 2.85 | Residential & Commercial | USHP | Ducted CEE Tier 1
211379742 | Central HP <5.4 tons | YORK | HRCU-A-CB (Split System: Heat Pump with Remote Outdoor Unit-Air-Source) | HMH72B341 |  |  | XAFD48FXXN1+TXV | TM8V080C16MP12 | 34000 | 16.5 | 8.5 | 33000 | 24400 | 73.94% | 2.1 | 0 | 9 |  |  |  |  | R-410A | 2.8333 | Residential & Commercial | USHP
211379753 | Central HP <5.4 tons | YORK | HRCU-A-CB (Split System: Heat Pump with Remote Outdoor Unit-Air-Source) | HMH72B341 |  |  | XAFD48FXXN1+TXV | YPLC080C16MP13 | 34000 | 16.5 | 8.5 | 33000 | 24400 | 73.94% | 2.1 | 0 | 9 |  |  |  |  | R-410A | 2.8333 | Residential & Commercial | USHP
216054515 | Central HP <5.4 tons | COLEMAN | HRCU-A-CB (Split System: Heat Pump with Remote Outdoor Unit-Air-Source) | HH824E2S11 | ASPEN |  | D(A,C,E)24B4K+TDR | CP9C060B12MP13 | 22600 | 17 | 9 | 22800 | 18000 | 78.95% | 2 | 0 | 12 |  |  |  |  | R-454B | 1.8833 | Residential & Commercial | USHP | Ducted CEE Tier 1
216054532 | Central HP <5.4 tons | COLEMAN | HRCU-A-CB (Split System: Heat Pump with Remote Outdoor Unit-Air-Source) | HH824E2S11 | ASPEN |  | D(A,C,E)36A4K+TDR | TL9E060B12UH11 | 22600 | 17 | 8.5 | 22800 | 18000 | 78.95% | 2 | 0 | 12 |  |  |  |  | R-454B | 1.8833 | Residential & Commercial | USHP | Ducted CEE Tier 1
216054551 | Central HP <5.4 tons | COLEMAN | HRCU-A-CB (Split System: Heat Pump with Remote Outdoor Unit-Air-Source) | HH824E2S11 | ASPEN |  | D(A,C,E)24B4K+TDR | TM8V080B12MP12 | 22400 | 17 | 8.5 | 22800 | 17700 | 77.63% | 2 | 0 | 12 |  |  |  |  | R-454B | 1.8667 | Residential & Commercial | USHP | Ducted CEE Tier 1
216054552 | Central HP <5.4 tons | COLEMAN | HRCU-A-CB (Split System: Heat Pump with Remote Outdoor Unit-Air-Source) | HH824E2S11 | ASPEN |  | D(A,C,E)36A4K+TDR | TM8V080B12MP12 | 22600 | 17 | 8.5 | 22600 | 17700 | 78.32% | 2 | 0 | 12 |  |  |  |  | R-454B | 1.8833 | Residential & Commercial | USHP | Ducted CEE Tier 1
216054568 | Central HP <5.4 tons | COLEMAN | HRCU-A-CB (Split System: Heat Pump with Remote Outdoor Unit-Air-Source) | HH824E2S11 | ASPEN |  | D(A,C,E)36A4K+TDR | TM9E040A10MP12 | 21000 | 17 | 9 | 23000 | 18100 | 78.7% | 2 | 0 | 10.5 |  |  |  |  | R-454B | 1.75 | Residential & Commercial | USHP | Ducted CEE Tier 1
206773325 | Central HP <5.4 tons | DAY & NIGHT | HRCU-A-CB (Split System: Heat Pump with Remote Outdoor Unit-Air-Source) | CVH837GKA2* |  |  | EHD4X42AAL+WALLCON | *80CSU0401712A* | 32400 | 16.5 | 8.1 | 33200 | 24800 | 74.7% | 1.94 | 11.5 | 11 |  |  |  |  | R-410A | 2.7 | Residential & Commercial | USHP | Ducted CEE Tier 1
206773424 | Central HP <5.4 tons | DAY & NIGHT | HRCU-A-CB (Split System: Heat Pump with Remote Outdoor Unit-Air-Source) | CVH837GKA2* |  |  | EA*4X37L21A*+WALLCON | *95CSU0802120A* | 33000 | 17.5 | 8.5 | 32800 | 25000 | 76.22% | 2 | 12 | 11.5 |  |  |  |  | R-410A | 2.75 | Residential & Commercial | USHP | Ducted CEE Tier 1
206773656 | Central HP <5.4 tons | DAY & NIGHT | HRCU-A-CB (Split System: Heat Pump with Remote Outdoor Unit-Air-Source) | CVH837GKA2* |  |  | EHD4X42AAL+WALLCON | *95CSU0802120A* | 32600 | 17 | 8.1 | 33000 | 24800 | 75.15% | 1.96 | 11.5 | 11 |  |  |  |  | R-410A | 2.7167 | Residential & Commercial | USHP | Ducted CEE Tier 1
216054662 | Central HP <5.4 tons | COLEMAN | HRCU-A-CB (Split System: Heat Pump with Remote Outdoor Unit-Air-Source) | HH824E2S11 | ASPEN |  | D(A,C,E)24B3K+TDR | Z9ES040A10SMPS1 | 20600 | 17.5 | 8.1 | 22800 | 17800 | 78.07% | 2 | 0 | 11 |  |  |  |  | R-454B | 1.7167 | Residential & Commercial | USHP | Ducted CEE Tier 1
214607214 | Central HP <5.4 tons | LENNOX | HRCU-A-CB (Split System: Heat Pump with Remote Outdoor Unit-Air-Source) | SL25XPV-024-230A** | ADP |  | L*24/36Y9+LEFE4B* | 0 | 22200 | 22 | 9.1 | 20600 | 20800 | 101% | 1.86 | 0 | 14 |  |  |  |  | R-410A | 1.85 | Residential & Commercial | USHP | Ducted CEE Tier 1
216054617 | Central HP <5.4 tons | COLEMAN | HRCU-A-CB (Split System: Heat Pump with Remote Outdoor Unit-Air-Source) | HH824E2S11 | ASPEN |  | C(A,C,D,E)24D2K+TDR | TMLE100B12MP11 | 21000 | 17 | 8.5 | 22800 | 18000 | 78.95% | 2 | 0 | 11.7 |  |  |  |  | R-454B | 1.75 | Residential & Commercial | USHP | Ducted CEE Tier 1
216054618 | Central HP <5.4 tons | COLEMAN | HRCU-A-CB (Split System: Heat Pump with Remote Outdoor Unit-Air-Source) | HH824E2S11 | ASPEN |  | D(A,C,E)24B3K+TDR | TMLE100B12MP11 | 22000 | 17 | 8.1 | 22600 | 18000 | 79.65% | 2 | 0 | 12 |  |  |  |  | R-454B | 1.8333 | Residential & Commercial | USHP | Ducted CEE Tier 1
216054635 | Central HP <5.4 tons | COLEMAN | HRCU-A-CB (Split System: Heat Pump with Remote Outdoor Unit-Air-Source) | HH824E2S11 | ASPEN |  | D(A,C,E)24B4K+TDR | Z8ES040A12SMPS1 | 21000 | 18 | 9.5 | 22800 | 18100 | 79.39% | 2 | 0 | 11.2 |  |  |  |  | R-454B | 1.75 | Residential & Commercial | USHP | Ducted CEE Tier 1
211656131 | Central HP <5.4 tons | FRASER-JOHNSTON | HRCU-A-CB (Split System: Heat Pump with Remote Outdoor Unit-Air-Source) | HMH72B361 | ASPEN |  | A(E,F)M374+TDR | 0 | 34400 | 18 | 8.1 | 36000 | 26400 | 73.33% | 2.82 | 0 | 9 |  |  |  |  | R-410A | 2.8667 | Residential & Commercial | USHP
213771627 | Central HP <5.4 tons | HEIL | HRCU-A-CB (Split System: Heat Pump with Remote Outdoor Unit-Air-Source) | HVH825GKA2* |  |  | EA*4X48L21A*+WALLCON | *97CMN0801714B* | 24000 | 16.5 | 8.1 | 21000 | 16600 | 79.05% | 2 | 0 | 11 |  |  |  |  | R-410A | 2 | Residential & Commercial | USHP | Ducted CEE Tier 1
215940035 | Central HP <5.4 tons | BRYANT HEATING AND COOLING SYSTEMS | HRCU-A-CB (Split System: Heat Pump with Remote Outdoor Unit-Air-Source) | 293VAN036**AA* |  |  | CSAH*4212AM*+UI | 83*CB48060C17*** | 33600 | 19.5 | 9 | 34800 | 26600 | 76.44% | 1.94 | 0 | 11.7 |  |  |  |  | R-454B | 2.8 | Residential & Commercial | USHP | Ducted CEE Tier 1
215940235 | Central HP <5.4 tons | BRYANT HEATING AND COOLING SYSTEMS | HRCU-A-CB (Split System: Heat Pump with Remote Outdoor Unit-Air-Source) | 293VAN036**AA* |  |  | CSAH*6012AM*+UI | 987TA66100C21*** | 34200 | 19.5 | 9 | 34200 | 26000 | 76.02% | 1.94 | 0 | 11.7 |  |  |  |  | R-454B | 2.85 | Residential & Commercial | USHP | Ducted CEE Tier 1
215940335 | Central HP <5.4 tons | BRYANT HEATING AND COOLING SYSTEMS | HRCU-A-CB (Split System: Heat Pump with Remote Outdoor Unit-Air-Source) | 293VAN036**AA* |  |  | CVAMA4921XMA*+UI | 83*CB36040C17*** | 35600 | 22 | 8.5 | 38000 | 28600 | 75.26% | 2.04 | 0 | 12.5 |  |  |  |  | R-454B | 2.9667 | Residential & Commercial | USHP | Ducted CEE Tier 1
215667538 | Central HP <5.4 tons | TEMPSTAR | HRCU-A-CB (Split System: Heat Pump with Remote Outdoor Unit-Air-Source) | T5H0V24*K*AAA* |  |  | EA*5X30M17A*+WALLCON | *96CTN0601714B* | 23000 | 17 | 8.5 | 23800 | 16700 | 70.17% | 1.86 | 0 | 10 |  |  |  |  | R-454B | 1.9167 | Residential & Commercial | USHP | Ducted CEE Tier 1
214671427 | Central HP <5.4 tons | LENNOX | HRCU-A-CB (Split System: Heat Pump with Remote Outdoor Unit-Air-Source) | SL25XPV-024-230A** | ADP |  | LH23/37W9 | EL297UH045XV36B* | 22800 | 22 | 9.5 | 19600 | 19600 | 100% | 1.96 | 0 | 14.5 |  |  |  |  | R-410A | 1.9 | Residential & Commercial | USHP | Ducted CEE Tier 1
216819231 | Central HP <5.4 tons | FRIEDRICH | HRCU-A-CB (Split System: Heat Pump with Remote Outdoor Unit-Air-Source) | RD18AY24AJVC |  |  | RCFY2421MTANM | FR97MV0855A21DH | 21000 | 18 | 8.1 | 20800 | 16900 | 81.25% | 1.9 | 0 | 10 |  |  |  |  | R-454B | 1.75 | Residential & Commercial | USHP | Ducted CEE Tier 1
206771429 | Central HP <5.4 tons | DAY & NIGHT | HRCU-A-CB (Split System: Heat Pump with Remote Outdoor Unit-Air-Source) | CVH837GKA2* |  |  | EA*4X42L21A*+WALLCON | *96CTN0801714A* | 31600 | 17 | 8.1 | 33400 | 24800 | 74.25% | 1.86 | 11.5 | 11 |  |  |  |  | R-410A | 2.6333 | Residential & Commercial | USHP | Ducted CEE Tier 1
216571144 | Central HP <5.4 tons | TRANE | HRCU-A-CB (Split System: Heat Pump with Remote Outdoor Unit-Air-Source) | 5TWV0X48A1 |  |  | 5TXCD010AS3 | *UHMD120CCV5+LRP | 45000 | 20 | 9.7 | 46500 | 33400 | 71.83% | 2.1 | 0 | 12 |  |  |  |  | R-454B | 3.75 | Residential & Commercial | USHP | Ducted CEE Tier 1
216571146 | Central HP <5.4 tons | TRANE | HRCU-A-CB (Split System: Heat Pump with Remote Outdoor Unit-Air-Source) | 5TWV0X60A1 |  |  | 5PX*D008AS3 | *UHMD120CCV5+LRP | 52000 | 18.6 | 9 | 53500 | 38500 | 71.96% | 2 | 0 | 10 |  |  |  |  | R-454B | 4.3333 | Residential & Commercial | USHP | Ducted CEE Tier 1
216571160 | Central HP <5.4 tons | TRANE | HRCU-A-CB (Split System: Heat Pump with Remote Outdoor Unit-Air-Source) | 5TWV0X60A1 |  |  | 5PX*DD10AS3 | S8V2C080M5PCB | 52000 | 18.4 | 9 | 53500 | 38000 | 71.03% | 2 | 0 | 10 |  |  |  |  | R-454B | 4.3333 | Residential & Commercial | USHP | Ducted CEE Tier 1
212499714 | Central HP <5.4 tons | LENNOX | HRCU-A-CB (Split System: Heat Pump with Remote Outdoor Unit-Air-Source) | EL22XPV-024-230A** | ADP |  | L*19/36S9 | EL280UH070E36A* | 24000 | 21 | 8.5 | 22000 | 15400 | 70% | 1.92 | 0 | 13.5 |  |  |  |  | R-410A | 2 | Residential & Commercial | USHP | Ducted CEE Tier 1
215667558 | Central HP <5.4 tons | TEMPSTAR | HRCU-A-CB (Split System: Heat Pump with Remote Outdoor Unit-Air-Source) | T5H0V24*K*AAA* |  |  | EA*5X30M17A*+WALLCON | *96CTN0801714B* | 23000 | 17 | 9 | 23800 | 16700 | 70.17% | 1.98 | 0 | 10 |  |  |  |  | R-454B | 1.9167 | Residential & Commercial | USHP | Ducted CEE Tier 1
215940555 | Central HP <5.4 tons | BRYANT HEATING AND COOLING SYSTEMS | HRCU-A-CB (Split System: Heat Pump with Remote Outdoor Unit-Air-Source) | 293VAN036**AA* |  |  | CVAVA3621XMA*+UI | 987TA60080C21*** | 34400 | 20.5 | 8.5 | 38500 | 28200 | 73.25% | 2.04 | 0 | 11.7 |  |  |  |  | R-454B | 2.8667 | Residential & Commercial | USHP | Ducted CEE Tier 1
215940805 | Central HP <5.4 tons | BRYANT HEATING AND COOLING SYSTEMS | HRCU-A-CB (Split System: Heat Pump with Remote Outdoor Unit-Air-Source) | 293VAN036**AA* |  |  | CVAVA6021XMA*+UI | 986TD60080C21*** | 35600 | 21.5 | 8.5 | 38000 | 28600 | 75.26% | 2.02 | 0 | 12 |  |  |  |  | R-454B | 2.9667 | Residential & Commercial | USHP | Ducted CEE Tier 1
215667723 | Central HP <5.4 tons | TEMPSTAR | HRCU-A-CB (Split System: Heat Pump with Remote Outdoor Unit-Air-Source) | T5H0V24*K*AAA* |  |  | EA*5X36M17A*+WALLCON | *96CTN0801714B* | 23200 | 17 | 9 | 23600 | 16600 | 70.34% | 1.98 | 0 | 10 |  |  |  |  | R-454B | 1.9333 | Residential & Commercial | USHP | Ducted CEE Tier 1
216054732 | Central HP <5.4 tons | COLEMAN | HRCU-A-CB (Split System: Heat Pump with Remote Outdoor Unit-Air-Source) | HH836E2S11 | ASPEN |  | D(A,C,E)36A4K+TDR | TP9C080C16MP13 | 30800 | 18 | 8.5 | 31400 | 25400 | 80.89% | 2 | 0 | 10.5 |  |  |  |  | R-454B | 2.5667 | Residential & Commercial | USHP | Ducted CEE Tier 1
212499719 | Central HP <5.4 tons | LENNOX | HRCU-A-CB (Split System: Heat Pump with Remote Outdoor Unit-Air-Source) | EL22XPV-024-230A** | ADP |  | LP36/37R9 | EL280UH070XE36A* | 24000 | 21 | 8.5 | 22000 | 15400 | 70% | 1.92 | 0 | 13.5 |  |  |  |  | R-410A | 2 | Residential & Commercial | USHP | Ducted CEE Tier 1
212499737 | Central HP <5.4 tons | LENNOX | HRCU-A-CB (Split System: Heat Pump with Remote Outdoor Unit-Air-Source) | EL22XPV-024-230A** | ADP |  | L*19/36S9 | EL280UH090E36B* | 24000 | 21 | 8.5 | 22000 | 15400 | 70% | 1.92 | 0 | 13.5 |  |  |  |  | R-410A | 2 | Residential & Commercial | USHP | Ducted CEE Tier 1
212499796 | Central HP <5.4 tons | LENNOX | HRCU-A-CB (Split System: Heat Pump with Remote Outdoor Unit-Air-Source) | EL22XPV-024-230A** | ADP |  | LH35/36X9 | EL296UH070XV36B* | 23800 | 21 | 8.5 | 22000 | 15400 | 70% | 1.92 | 0 | 13.5 |  |  |  |  | R-410A | 1.9833 | Residential & Commercial | USHP | Ducted CEE Tier 1
212499819 | Central HP <5.4 tons | LENNOX | HRCU-A-CB (Split System: Heat Pump with Remote Outdoor Unit-Air-Source) | EL22XPV-024-230A** | ADP |  | LP25/36R9 | ML180UH045E36A* | 23400 | 21 | 8.5 | 21200 | 14900 | 70.28% | 1.86 | 0 | 13.5 |  |  |  |  | R-410A | 1.95 | Residential & Commercial | USHP | Ducted CEE Tier 1
212499839 | Central HP <5.4 tons | LENNOX | HRCU-A-CB (Split System: Heat Pump with Remote Outdoor Unit-Air-Source) | EL22XPV-024-230A** | ADP |  | L*19/36U9 | ML180UH045XE36A* | 23400 | 21 | 8.5 | 21200 | 14900 | 70.28% | 1.86 | 0 | 13.5 |  |  |  |  | R-410A | 1.95 | Residential & Commercial | USHP | Ducted CEE Tier 1
212621525 | Central HP <5.4 tons | COLEMAN | HRCU-A-CB (Split System: Heat Pump with Remote Outdoor Unit-Air-Source) | HMH72B341 | ASPEN |  | D(A,C,E)48B24+TDR | CPLC100C20MP13 | 29600 | 15.9 | 8.1 | 32200 | 27600 | 85.71% | 2.44 | 0 | 8 |  |  |  |  | R-410A | 2.4667 | Residential & Commercial | USHP
212621527 | Central HP <5.4 tons | COLEMAN | HRCU-A-CB (Split System: Heat Pump with Remote Outdoor Unit-Air-Source) | HMH72B341 | ASPEN |  | C(A,C,D,E)42B24+TDR | CPLC120C20MP13 | 29000 | 15.8 | 8.1 | 32200 | 27600 | 85.71% | 2.44 | 0 | 8.5 |  |  |  |  | R-410A | 2.4167 | Residential & Commercial | USHP
212621543 | Central HP <5.4 tons | COLEMAN | HRCU-A-CB (Split System: Heat Pump with Remote Outdoor Unit-Air-Source) | HMH72B341 | ASPEN |  | C(A,C,D,E)42B24+TDR | TM8V120C20MP12 | 29000 | 15.8 | 8.5 | 32200 | 27600 | 85.71% | 2.7 | 0 | 8.5 |  |  |  |  | R-410A | 2.4167 | Residential & Commercial | USHP
212621557 | Central HP <5.4 tons | COLEMAN | HRCU-A-CB (Split System: Heat Pump with Remote Outdoor Unit-Air-Source) | HMH72B341 | ASPEN |  | D(A,C,E)48B24+TDR | TMLV120C20MP12 | 29600 | 15.9 | 8.1 | 32200 | 27600 | 85.71% | 2.44 | 0 | 8 |  |  |  |  | R-410A | 2.4667 | Residential & Commercial | USHP
212621559 | Central HP <5.4 tons | COLEMAN | HRCU-A-CB (Split System: Heat Pump with Remote Outdoor Unit-Air-Source) | HMH72B341 | ASPEN |  | C(A,C,D,E)42B24+TDR | TPLC100C20MP13 | 29000 | 15.8 | 8.1 | 32200 | 27600 | 85.71% | 2.44 | 0 | 8.5 |  |  |  |  | R-410A | 2.4167 | Residential & Commercial | USHP
206772077 | Central HP <5.4 tons | DAY & NIGHT | HRCU-A-CB (Split System: Heat Pump with Remote Outdoor Unit-Air-Source) | CVH837GKA2* |  |  | END4X42L17**+WALLCON | *80CTL0901716A* | 32200 | 17.5 | 8.1 | 33000 | 24600 | 74.55% | 1.92 | 11 | 11.7 |  |  |  |  | R-410A | 2.6833 | Residential & Commercial | USHP | Ducted CEE Tier 1
206772663 | Central HP <5.4 tons | DAY & NIGHT | HRCU-A-CB (Split System: Heat Pump with Remote Outdoor Unit-Air-Source) | CVH837GKA2* |  |  | EHD4X36AAL+WALLCON | *80CTL0901716A* | 32400 | 17 | 8.1 | 33200 | 24600 | 74.1% | 1.94 | 12 | 11 |  |  |  |  | R-410A | 2.7 | Residential & Commercial | USHP | Ducted CEE Tier 1
212500021 | Central HP <5.4 tons | LENNOX | HRCU-A-CB (Split System: Heat Pump with Remote Outdoor Unit-Air-Source) | EL22XPV-024-230A** | ADP |  | LP36/37R9 | ML196UH070XE48B* | 24000 | 16 | 8.2 | 22400 | 15700 | 70.09% | 1.88 | 0 | 12.5 |  |  |  |  | R-410A | 2 | Residential & Commercial | USHP | Ducted CEE Tier 1
212500023 | Central HP <5.4 tons | LENNOX | HRCU-A-CB (Split System: Heat Pump with Remote Outdoor Unit-Air-Source) | EL22XPV-024-230A** | ADP |  | L*18/36T9 | ML196UH070XE48B* | 24000 | 16 | 8.2 | 22400 | 15700 | 70.09% | 1.88 | 0 | 12.5 |  |  |  |  | R-410A | 2 | Residential & Commercial | USHP | Ducted CEE Tier 1
212500139 | Central HP <5.4 tons | LENNOX | HRCU-A-CB (Split System: Heat Pump with Remote Outdoor Unit-Air-Source) | EL22XPV-024-230A** | ADP |  | L*19/36S9 | SL297UH040NV36B* | 23800 | 21 | 8.5 | 22000 | 15400 | 70% | 1.92 | 0 | 13.5 |  |  |  |  | R-410A | 1.9833 | Residential & Commercial | USHP | Ducted CEE Tier 1
212621592 | Central HP <5.4 tons | COLEMAN | HRCU-A-CB (Split System: Heat Pump with Remote Outdoor Unit-Air-Source) | HMH72B341 | ASPEN |  | C(A,C,D,E)42B24+TDR | TP9C120D20MP13 | 29400 | 16.3 | 8.1 | 32200 | 28000 | 86.96% | 2.51 | 0 | 9 |  |  |  |  | R-410A | 2.45 | Residential & Commercial | USHP
212621594 | Central HP <5.4 tons | COLEMAN | HRCU-A-CB (Split System: Heat Pump with Remote Outdoor Unit-Air-Source) | HMH72B341 | ASPEN |  | D(A,C,E)48B24+TDR | TP9C120D20MP13 | 29800 | 16.4 | 8.1 | 32200 | 28000 | 86.96% | 2.51 | 0 | 9 |  |  |  |  | R-410A | 2.4833 | Residential & Commercial | USHP
213613578 | Central HP <5.4 tons | BRYANT HEATING AND COOLING SYSTEMS | HRCU-A-CB (Split System: Heat Pump with Remote Outdoor Unit-Air-Source) | 38MURAQ24AA3* | ASPEN |  | L(E,G)M24C4 | 0 | 23400 | 15.5 | 9 | 25400 | 22600 | 88.98% | 2.89 | 0 | 9.5 |  |  |  |  | R-410A | 1.95 | Residential & Commercial | USHP
213205810 | Central HP <5.4 tons | CARRIER | HRCU-A-CB (Split System: Heat Pump with Remote Outdoor Unit-Air-Source) | 38MURAQ24AA3* | ASPEN |  | D(A,C,E)36C34+TDR | 58S(B,C)*A045E14**12 | 23800 | 15.5 | 8.5 | 25600 | 22400 | 87.5% | 2.92 | 0 | 9.4 |  |  |  |  | R-410A | 1.9833 | Residential & Commercial | USHP
216054652 | Central HP <5.4 tons | COLEMAN | HRCU-A-CB (Split System: Heat Pump with Remote Outdoor Unit-Air-Source) | HH824E2S11 | ASPEN |  | D(A,C,E)36A4K+TDR | Z8ET060A12LMPS1 | 21000 | 19 | 9 | 23000 | 17700 | 76.96% | 2 | 0 | 11.7 |  |  |  |  | R-454B | 1.75 | Residential & Commercial | USHP | Ducted CEE Tier 1
216440173 | Central HP <5.4 tons | AMERICAN STANDARD | HRCU-A-CB (Split System: Heat Pump with Remote Outdoor Unit-Air-Source) | 5A6V0X36A1 |  |  | 5TXCB006AS3 | S9V2B060U4VSB+LRP | 34200 | 19.2 | 9.4 | 32800 | 24200 | 73.78% | 2.1 | 0 | 12.5 |  |  |  |  | R-454B | 2.85 | Residential & Commercial | USHP | Ducted CEE Tier 1
212621660 | Central HP <5.4 tons | COLEMAN | HRCU-A-CB (Split System: Heat Pump with Remote Outdoor Unit-Air-Source) | HMH72B341 | ASPEN |  | D(A,C,E)48D24+TDR | CPLC100C20MP13 | 30400 | 16.1 | 8.1 | 32400 | 27800 | 85.8% | 2.44 | 0 | 8 |  |  |  |  | R-410A | 2.5333 | Residential & Commercial | USHP
212621676 | Central HP <5.4 tons | COLEMAN | HRCU-A-CB (Split System: Heat Pump with Remote Outdoor Unit-Air-Source) | HMH72B341 | ASPEN |  | D(A,C,E)42B34+TDR | CPLC120C20MP13 | 31800 | 16.5 | 8.1 | 32400 | 27800 | 85.8% | 2.44 | 0 | 8.9 |  |  |  |  | R-410A | 2.65 | Residential & Commercial | USHP
213205960 | Central HP <5.4 tons | CARRIER | HRCU-A-CB (Split System: Heat Pump with Remote Outdoor Unit-Air-Source) | 38MURAQ24AA3* | ASPEN |  | D(A,C,E)30B34+TDR | 58TP*A110V21**22 | 23600 | 16.5 | 8.1 | 25000 | 22200 | 88.8% | 2.98 | 0 | 9 |  |  |  |  | R-410A | 1.9667 | Residential & Commercial | USHP
213206025 | Central HP <5.4 tons | CARRIER | HRCU-A-CB (Split System: Heat Pump with Remote Outdoor Unit-Air-Source) | 38MURAQ24AA3* | ASPEN |  | D(A,C,E)36B34+TDR | 59SC2D080E17**16 | 23800 | 16.5 | 8.1 | 25400 | 22600 | 88.98% | 2.86 | 0 | 9 |  |  |  |  | R-410A | 1.9833 | Residential & Commercial | USHP
212621693 | Central HP <5.4 tons | COLEMAN | HRCU-A-CB (Split System: Heat Pump with Remote Outdoor Unit-Air-Source) | HMH72B341 | ASPEN |  | D(A,C,E)36A44+TDR | TM8V100C20MP12 | 31400 | 16.5 | 8.1 | 32400 | 27800 | 85.8% | 2.44 | 0 | 8.9 |  |  |  |  | R-410A | 2.6167 | Residential & Commercial | USHP
212621710 | Central HP <5.4 tons | COLEMAN | HRCU-A-CB (Split System: Heat Pump with Remote Outdoor Unit-Air-Source) | HMH72B341 | ASPEN |  | C(A,C,D,E)36C34+TDR | TM8V120C20MP12 | 31800 | 16.5 | 8.5 | 32400 | 27800 | 85.8% | 2.7 | 0 | 8.9 |  |  |  |  | R-410A | 2.65 | Residential & Commercial | USHP
213206027 | Central HP <5.4 tons | CARRIER | HRCU-A-CB (Split System: Heat Pump with Remote Outdoor Unit-Air-Source) | 38MURAQ24AA3* | ASPEN |  | D(A,C,E)36C34+TDR | 59SC2D080E17**16 | 23800 | 16.5 | 8.1 | 25400 | 22600 | 88.98% | 2.95 | 0 | 9.5 |  |  |  |  | R-410A | 1.9833 | Residential & Commercial | USHP
213206127 | Central HP <5.4 tons | CARRIER | HRCU-A-CB (Split System: Heat Pump with Remote Outdoor Unit-Air-Source) | 38MURAQ24AA3* | ASPEN |  | D(A,C,E)36B34+TDR | 59SC5B080E21**20 | 23800 | 15.5 | 8.5 | 26000 | 22600 | 86.92% | 2.88 | 0 | 9 |  |  |  |  | R-410A | 1.9833 | Residential & Commercial | USHP
213205817 | Central HP <5.4 tons | CARRIER | HRCU-A-CB (Split System: Heat Pump with Remote Outdoor Unit-Air-Source) | 38MURAQ24AA3* | ASPEN |  | D(A,C,E)30C44+TDR | 58S(B,C)*A045E17**12 | 23800 | 16 | 8.1 | 25400 | 22600 | 88.98% | 2.86 | 0 | 9.5 |  |  |  |  | R-410A | 1.9833 | Residential & Commercial | USHP
213205820 | Central HP <5.4 tons | CARRIER | HRCU-A-CB (Split System: Heat Pump with Remote Outdoor Unit-Air-Source) | 38MURAQ24AA3* | ASPEN |  | D(A,C,E)36B34+TDR | 58S(B,C)*A045E17**12 | 23800 | 16 | 8.1 | 25400 | 22600 | 88.98% | 2.86 | 0 | 9.5 |  |  |  |  | R-410A | 1.9833 | Residential & Commercial | USHP
213205984 | Central HP <5.4 tons | CARRIER | HRCU-A-CB (Split System: Heat Pump with Remote Outdoor Unit-Air-Source) | 38MURAQ24AA3* | ASPEN |  | D(A,C,E)30B34+TDR | 59SC2D040E17**12 | 23400 | 15.2 | 8.1 | 25200 | 22400 | 88.89% | 2.83 | 0 | 9 |  |  |  |  | R-410A | 1.95 | Residential & Commercial | USHP
213206037 | Central HP <5.4 tons | CARRIER | HRCU-A-CB (Split System: Heat Pump with Remote Outdoor Unit-Air-Source) | 38MURAQ24AA3* | ASPEN |  | D(A,C,E)36B34+TDR | 59SC2D080E21**20 | 23800 | 16 | 8.5 | 26000 | 23000 | 88.46% | 2.91 | 0 | 9 |  |  |  |  | R-410A | 1.9833 | Residential & Commercial | USHP
214776305 | Central HP <5.4 tons | YORK | HRCU-A-CB (Split System: Heat Pump with Remote Outdoor Unit-Air-Source) | HH824E2S11 | ADP |  | CH360**C+TXV | TL8E060A12UH11 | 22200 | 17 | 8.65 | 21200 | 17500 | 82.55% | 1.94 | 0 | 11 |  |  |  |  | R-454B | 1.85 | Residential & Commercial | USHP | Ducted CEE Tier 1
214776322 | Central HP <5.4 tons | YORK | HRCU-A-CB (Split System: Heat Pump with Remote Outdoor Unit-Air-Source) | HH824E2S11 | ADP |  | CH240A*C+TXV | TM9E040A10MP12 | 22400 | 16 | 8.7 | 21200 | 17700 | 83.49% | 1.94 | 0 | 10.5 |  |  |  |  | R-454B | 1.8667 | Residential & Commercial | USHP | Ducted CEE Tier 1
213205981 | Central HP <5.4 tons | CARRIER | HRCU-A-CB (Split System: Heat Pump with Remote Outdoor Unit-Air-Source) | 38MURAQ24AA3* | ASPEN |  | D(A,C,E)24B44+TDR | 59SC2D040E17**12 | 23400 | 15.2 | 8.1 | 25200 | 22400 | 88.89% | 2.83 | 0 | 9 |  |  |  |  | R-410A | 1.95 | Residential & Commercial | USHP
213206090 | Central HP <5.4 tons | CARRIER | HRCU-A-CB (Split System: Heat Pump with Remote Outdoor Unit-Air-Source) | 38MURAQ24AA3* | ASPEN |  | D(A,C,E)30C44+TDR | 59SC5B060E14**12 | 23800 | 15.2 | 8.1 | 25400 | 22600 | 88.98% | 2.87 | 0 | 9.4 |  |  |  |  | R-410A | 1.9833 | Residential & Commercial | USHP
216453122 | Central HP <5.4 tons | AMERICAN STANDARD | HRCU-A-CB (Split System: Heat Pump with Remote Outdoor Unit-Air-Source) | 5A6V0X36A1 |  |  | 5TXCB004AS3 | S8V2B080M4PCB | 34200 | 19 | 9.7 | 31800 | 25000 | 78.62% | 2.1 | 0 | 12 |  |  |  |  | R-454B | 2.85 | Residential & Commercial | USHP | Ducted CEE Tier 1
212500148 | Central HP <5.4 tons | LENNOX | HRCU-A-CB (Split System: Heat Pump with Remote Outdoor Unit-Air-Source) | EL22XPV-024-230A** | ADP |  | LH29/36F9 | SL297UH060NV36B* | 23800 | 20 | 8.5 | 22000 | 15400 | 70% | 1.9 | 0 | 13.5 |  |  |  |  | R-410A | 1.9833 | Residential & Commercial | USHP | Ducted CEE Tier 1
212500153 | Central HP <5.4 tons | LENNOX | HRCU-A-CB (Split System: Heat Pump with Remote Outdoor Unit-Air-Source) | EL22XPV-024-230A** | ADP |  | LP29/36X9 | SL297UH060NV36B* | 23800 | 20 | 8.5 | 22000 | 15400 | 70% | 1.9 | 0 | 13.5 |  |  |  |  | R-410A | 1.9833 | Residential & Commercial | USHP | Ducted CEE Tier 1
212500155 | Central HP <5.4 tons | LENNOX | HRCU-A-CB (Split System: Heat Pump with Remote Outdoor Unit-Air-Source) | EL22XPV-024-230A** | ADP |  | LP36/37R9 | SLP99UH070XV36B* | 23800 | 21 | 8.5 | 22000 | 15400 | 70% | 1.92 | 0 | 13.5 |  |  |  |  | R-410A | 1.9833 | Residential & Commercial | USHP | Ducted CEE Tier 1
212500164 | Central HP <5.4 tons | LENNOX | HRCU-A-CB (Split System: Heat Pump with Remote Outdoor Unit-Air-Source) | EL22XPV-024-230A** | ADP |  | LP29/36X9 | SLP99UH070XV36B* | 23800 | 21 | 8.5 | 22000 | 15400 | 70% | 1.92 | 0 | 13.5 |  |  |  |  | R-410A | 1.9833 | Residential & Commercial | USHP | Ducted CEE Tier 1
216054538 | Central HP <5.4 tons | COLEMAN | HRCU-A-CB (Split System: Heat Pump with Remote Outdoor Unit-Air-Source) | HH824E2S11 | ASPEN |  | D(A,C,E)24B3K+TDR | TM8E060A12MP11 | 20400 | 17.5 | 8.5 | 22800 | 17900 | 78.51% | 2 | 0 | 11.2 |  |  |  |  | R-454B | 1.7 | Residential & Commercial | USHP | Ducted CEE Tier 1
216054556 | Central HP <5.4 tons | COLEMAN | HRCU-A-CB (Split System: Heat Pump with Remote Outdoor Unit-Air-Source) | HH824E2S11 | ASPEN |  | D(A,C,E)36A4K+TDR | TM8Y060A12MP11 | 21000 | 17.5 | 9 | 22800 | 18400 | 80.7% | 2 | 0 | 10.5 |  |  |  |  | R-454B | 1.75 | Residential & Commercial | USHP | Ducted CEE Tier 1
216054597 | Central HP <5.4 tons | COLEMAN | HRCU-A-CB (Split System: Heat Pump with Remote Outdoor Unit-Air-Source) | HH824E2S11 | ASPEN |  | C(A,C,D,E)24D2K+TDR | TM9Y060B12MP11 | 21000 | 17 | 8.5 | 22800 | 18400 | 80.7% | 2 | 0 | 11.2 |  |  |  |  | R-454B | 1.75 | Residential & Commercial | USHP | Ducted CEE Tier 1
216054661 | Central HP <5.4 tons | COLEMAN | HRCU-A-CB (Split System: Heat Pump with Remote Outdoor Unit-Air-Source) | HH824E2S11 | ASPEN |  | C(A,C,D,E)24D2K+TDR | Z9ES040A10SMPS1 | 19500 | 17 | 8.5 | 23000 | 17800 | 77.39% | 2 | 0 | 11.2 |  |  |  |  | R-454B | 1.625 | Residential & Commercial | USHP | Ducted CEE Tier 1
206773613 | Central HP <5.4 tons | DAY & NIGHT | HRCU-A-CB (Split System: Heat Pump with Remote Outdoor Unit-Air-Source) | CVH837GKA2* |  |  | EN(A,D,W)4X48L21**+WALLCON | *95CSU1002122A* | 32400 | 17.5 | 8.1 | 32800 | 24600 | 75% | 1.98 | 12 | 11.7 |  |  |  |  | R-410A | 2.7 | Residential & Commercial | USHP | Ducted CEE Tier 1
216619276 | Central HP <5.4 tons | CARRIER | HRCU-A-CB (Split System: Heat Pump with Remote Outdoor Unit-Air-Source) | 25VNA448A*031* | ADP |  | C48A***L169 | 59MN7C080C21**20 | 43500 | 21 | 9 | 44500 | 36000 | 80.9% | 2.26 | 0 | 11.7 |  |  |  |  | R-410A | 3.625 | Residential & Commercial | USHP | Ducted CEE Tier 1
216619278 | Central HP <5.4 tons | CARRIER | HRCU-A-CB (Split System: Heat Pump with Remote Outdoor Unit-Air-Source) | 25VNA448A*031* | ADP |  | C60A***L18*+TXV | 59MN7C080C21**20 | 44500 | 21 | 9 | 44500 | 36000 | 80.9% | 2.26 | 0 | 12 |  |  |  |  | R-410A | 3.7083 | Residential & Commercial | USHP | Ducted CEE Tier 1
215441378 | Central HP <5.4 tons | YORK | HRCU-A-CB (Split System: Heat Pump with Remote Outdoor Unit-Air-Source) | HMH72B341 | ADP |  | H,YG80736 | TM9E100C16MP12 | 34000 | 18 | 8.1 | 32000 | 23400 | 73.12% | 2.08 | 0 | 10 |  |  |  |  | R-410A | 2.8333 | Residential & Commercial | USHP | Ducted CEE Tier 1
215441380 | Central HP <5.4 tons | YORK | HRCU-A-CB (Split System: Heat Pump with Remote Outdoor Unit-Air-Source) | HMH72B341 | ADP |  | H,YG80736 | TM9E100C20MP12 | 34000 | 15.2 | 8.1 | 31600 | 23200 | 73.42% | 2.06 | 0 | 10 |  |  |  |  | R-410A | 2.8333 | Residential & Commercial | USHP | Ducted CEE Tier 1
215683609 | Central HP <5.4 tons | CARRIER | HRCU-A-CB (Split System: Heat Pump with Remote Outdoor Unit-Air-Source) | 27VNA024A*030* |  |  | CAA**2517AM*+UI | 59MN7C080C17**14 | 23800 | 17 | 9 | 23400 | 16400 | 70.09% | 2 | 0 | 10.5 |  |  |  |  | R-454B | 1.9833 | Residential & Commercial | USHP | Ducted CEE Tier 1
216681856 | Central HP <5.4 tons | HEIL | HRCU-A-CB (Split System: Heat Pump with Remote Outdoor Unit-Air-Source) | DLCURAH36ABK |  |  | EHD4X48AAL | *97VTN1002120A* | 36200 | 16 | 8.5 | 38500 | 34400 | 89.35% | 1.82 | 0 | 10 |  |  |  |  | R-410A | 3.0167 | Residential & Commercial | USHP | Ducted CEE Tier 1
216682617 | Central HP <5.4 tons | HEIL | HRCU-A-CB (Split System: Heat Pump with Remote Outdoor Unit-Air-Source) | DLCURAH36ABK |  |  | EHD4X42AAL | *97VTN1002122A* | 35800 | 16 | 8.5 | 38500 | 34400 | 89.35% | 1.8 | 0 | 10 |  |  |  |  | R-410A | 2.9833 | Residential & Commercial | USHP | Ducted CEE Tier 1
216683185 | Central HP <5.4 tons | HEIL | HRCU-A-CB (Split System: Heat Pump with Remote Outdoor Unit-Air-Source) | DLCURAH36ABK |  |  | EA*4X48L24A* | *97VTN1202422A* | 35600 | 16 | 8.5 | 37400 | 34200 | 91.44% | 1.96 | 0 | 10 |  |  |  |  | R-410A | 2.9667 | Residential & Commercial | USHP | Ducted CEE Tier 1
215869161 | Central HP <5.4 tons | AMERICAN STANDARD | HRCU-A-CB (Split System: Heat Pump with Remote Outdoor Unit-Air-Source) | 5A6V8X60A1 |  |  | 5TXCD010AS3 | S9V2C100U5VSB+LRP | 54500 | 18.1 | 8.5 | 55500 | 39500 | 71.17% | 2 | 0 | 10 |  |  |  |  | R-454B | 4.5417 | Residential & Commercial | USHP | Ducted CEE Tier 1
214671463 | Central HP <5.4 tons | LENNOX | HRCU-A-CB (Split System: Heat Pump with Remote Outdoor Unit-Air-Source) | SL25XPV-036-230A** | ADP |  | L*25/37Z9 | SL297UH040NV36B* | 33800 | 21 | 8.8 | 33000 | 25800 | 78.18% | 1.84 | 0 | 13 |  |  |  |  | R-410A | 2.8167 | Residential & Commercial | USHP | Ducted CEE Tier 1
216440403 | Central HP <5.4 tons | AMERICAN STANDARD | HRCU-A-CB (Split System: Heat Pump with Remote Outdoor Unit-Air-Source) | 5A6V0X48A1 |  |  | 5TXCD010AS3 | S9V2C100U5VSB+LRP | 44500 | 20 | 9.7 | 46000 | 33200 | 72.17% | 2.1 | 0 | 12 |  |  |  |  | R-454B | 3.7083 | Residential & Commercial | USHP | Ducted CEE Tier 1
216678571 | Central HP <5.4 tons | AIRQUEST | HRCU-A-CB (Split System: Heat Pump with Remote Outdoor Unit-Air-Source) | D5CURAH24AAK |  |  | FM(C,U)5Z36**AL* | 0 | 24800 | 16 | 9.5 | 24800 | 19600 | 79.03% | 2.14 | 0 | 10 |  |  |  |  | R-454B | 2.0667 | Residential & Commercial | USHP | Ducted CEE Tier 1
214389922 | Central HP <5.4 tons | CARRIER | HRCU-A-CB (Split System: Heat Pump with Remote Outdoor Unit-Air-Source) | 25VNA448A*031* | ADP |  | H,PG48960 | 58TN*B070C17**16 | 44000 | 21 | 9.5 | 44500 | 36400 | 81.8% | 2.32 | 0 | 10.5 |  |  |  |  | R-410A | 3.6667 | Residential & Commercial | USHP | Ducted CEE Tier 1
214389970 | Central HP <5.4 tons | CARRIER | HRCU-A-CB (Split System: Heat Pump with Remote Outdoor Unit-Air-Source) | 25VNA837A*031* | ADP |  | H,PG53936 | 58TN*B045C17**12 | 32600 | 17 | 8.5 | 31600 | 25200 | 79.75% | 1.96 | 0 | 11 |  |  |  |  | R-410A | 2.7167 | Residential & Commercial | USHP | Ducted CEE Tier 1
216374528 | Central HP <5.4 tons | YORK | HRCU-A-CB (Split System: Heat Pump with Remote Outdoor Unit-Air-Source) | HH860E2S11 |  |  | CTU60D5XGS1+TXV | Y92E120D20SMPS1 | 44500 | 17 | 9 | 45000 | 32600 | 72.44% | 2 | 0 | 11.7 |  |  |  |  | R-454B | 3.7083 | Residential & Commercial | USHP | Ducted CEE Tier 1
214807388 | Central HP <5.4 tons | YORK | HRCU-A-CB (Split System: Heat Pump with Remote Outdoor Unit-Air-Source) | HH860E2S11 |  |  | CTU60D5XHS1+JMET18DS2N1+TXV | 0 | 54000 | 19 | 9 | 53500 | 38500 | 71.96% | 2 | 0 | 12 |  |  |  |  | R-454B | 4.5 | Residential & Commercial | USHP | Ducted CEE Tier 1
215668559 | Central HP <5.4 tons | COMFORTMAKER | HRCU-A-CB (Split System: Heat Pump with Remote Outdoor Unit-Air-Source) | C5H0V36*K*AAA* |  |  | EA*5X37M17A*+WALLCON | *80CTL0701412B* | 33800 | 17.5 | 9 | 35800 | 25600 | 71.51% | 1.86 | 0 | 9.5 |  |  |  |  | R-454B | 2.8167 | Residential & Commercial | USHP
215668591 | Central HP <5.4 tons | COMFORTMAKER | HRCU-A-CB (Split System: Heat Pump with Remote Outdoor Unit-Air-Source) | C5H0V36*K*AAA* |  |  | EA*5X37M17A*+WALLCON | *97CMN0601714B* | 33600 | 17 | 9 | 36000 | 25800 | 71.67% | 1.86 | 0 | 9.5 |  |  |  |  | R-454B | 2.8 | Residential & Commercial | USHP
215668607 | Central HP <5.4 tons | COMFORTMAKER | HRCU-A-CB (Split System: Heat Pump with Remote Outdoor Unit-Air-Source) | C5H0V36*K*AAA* |  |  | EA*5X37M17A*+WALLCON | *96CTN0401410B* | 32600 | 16 | 8.5 | 36200 | 25600 | 70.72% | 1.76 | 0 | 9.5 |  |  |  |  | R-454B | 2.7167 | Residential & Commercial | USHP
213772730 | Central HP <5.4 tons | COMFORTMAKER | HRCU-A-CB (Split System: Heat Pump with Remote Outdoor Unit-Air-Source) | CVH825GKA3* |  |  | EA*4X25L17A*+WALLCON | *80CTL0701412B* | 24400 | 16.5 | 8.1 | 21200 | 16600 | 78.3% | 2 | 0 | 11 |  |  |  |  | R-410A | 2.0333 | Residential & Commercial | USHP | Ducted CEE Tier 1
213773130 | Central HP <5.4 tons | COMFORTMAKER | HRCU-A-CB (Split System: Heat Pump with Remote Outdoor Unit-Air-Source) | CVH825GKA3* |  |  | EA*4X36L21A*+WALLCON | *96CTN0601714B* | 23400 | 16.5 | 8.1 | 21600 | 16700 | 77.31% | 1.92 | 0 | 10.5 |  |  |  |  | R-410A | 1.95 | Residential & Commercial | USHP | Ducted CEE Tier 1
213773200 | Central HP <5.4 tons | COMFORTMAKER | HRCU-A-CB (Split System: Heat Pump with Remote Outdoor Unit-Air-Source) | CVH825GKA3* |  |  | EA*4X37L17A*+WALLCON | *95CSU0601716B* | 24200 | 16.5 | 8.1 | 21400 | 16700 | 78.04% | 1.98 | 0 | 10.5 |  |  |  |  | R-410A | 2.0167 | Residential & Commercial | USHP | Ducted CEE Tier 1
215731446 | Central HP <5.4 tons | YORK | HRCU-A-CB (Split System: Heat Pump with Remote Outdoor Unit-Air-Source) | HH860E2S11 | ADP |  | H,YG54*60+TXV-BLEED | TM8V100C20MP12 | 53000 | 19 | 8.5 | 52000 | 38500 | 74.04% | 2 | 0 | 11 |  |  |  |  | R-454B | 4.4167 | Residential & Commercial | USHP | Ducted CEE Tier 1
215731500 | Central HP <5.4 tons | YORK | HRCU-A-CB (Split System: Heat Pump with Remote Outdoor Unit-Air-Source) | HH860E2S11 | ADP |  | H,YG74*60+TXV | TM9V120D20MP12 | 53000 | 19 | 8.5 | 52500 | 39000 | 74.29% | 2 | 0 | 11 |  |  |  |  | R-454B | 4.4167 | Residential & Commercial | USHP | Ducted CEE Tier 1
215731533 | Central HP <5.4 tons | YORK | HRCU-A-CB (Split System: Heat Pump with Remote Outdoor Unit-Air-Source) | HH860E2S11 | ADP |  | H,YG88*48+TXV-BLEED | TM9Y080C16MP11 | 44000 | 17 | 8.5 | 42500 | 33400 | 78.59% | 2 | 0 | 11 |  |  |  |  | R-454B | 3.6667 | Residential & Commercial | USHP | Ducted CEE Tier 1
215731549 | Central HP <5.4 tons | YORK | HRCU-A-CB (Split System: Heat Pump with Remote Outdoor Unit-Air-Source) | HH860E2S11 | ADP |  | H,YG55*48+TXV-BLEED | TM9Y100C16MP11 | 44000 | 17 | 8.5 | 42500 | 33400 | 78.59% | 2 | 0 | 11 |  |  |  |  | R-454B | 3.6667 | Residential & Commercial | USHP | Ducted CEE Tier 1
215731615 | Central HP <5.4 tons | YORK | HRCU-A-CB (Split System: Heat Pump with Remote Outdoor Unit-Air-Source) | HH860E2S11 | ADP |  | H,YG55*48+TXV-BLEED | Y81E080C16SMPS1 | 44500 | 18 | 8.5 | 42500 | 33000 | 77.65% | 2 | 0 | 12 |  |  |  |  | R-454B | 3.7083 | Residential & Commercial | USHP | Ducted CEE Tier 1
215731617 | Central HP <5.4 tons | YORK | HRCU-A-CB (Split System: Heat Pump with Remote Outdoor Unit-Air-Source) | HH860E2S11 | ADP |  | H,YG55*48+TXV | Y81E080C16SMPS1 | 44500 | 18 | 8.5 | 42500 | 33000 | 77.65% | 2 | 0 | 12 |  |  |  |  | R-454B | 3.7083 | Residential & Commercial | USHP | Ducted CEE Tier 1
215731630 | Central HP <5.4 tons | YORK | HRCU-A-CB (Split System: Heat Pump with Remote Outdoor Unit-Air-Source) | HH860E2S11 | ADP |  | H,YG52*48+TXV | Y81E080C16SMPS1 | 44500 | 18 | 8.5 | 42500 | 33000 | 77.65% | 2 | 0 | 12 |  |  |  |  | R-454B | 3.7083 | Residential & Commercial | USHP | Ducted CEE Tier 1
215731633 | Central HP <5.4 tons | YORK | HRCU-A-CB (Split System: Heat Pump with Remote Outdoor Unit-Air-Source) | HH860E2S11 | ADP |  | H,YG88*48+TXV-BLEED | Y81E080C16SMPS1 | 44500 | 18 | 8.5 | 42500 | 33000 | 77.65% | 2 | 0 | 12 |  |  |  |  | R-454B | 3.7083 | Residential & Commercial | USHP | Ducted CEE Tier 1
214671430 | Central HP <5.4 tons | LENNOX | HRCU-A-CB (Split System: Heat Pump with Remote Outdoor Unit-Air-Source) | SL25XPV-024-230A** | ADP |  | L*29/36U9 | SL280UH060NV36A* | 22400 | 22 | 9.2 | 19800 | 20000 | 101% | 1.84 | 0 | 14.5 |  |  |  |  | R-410A | 1.8667 | Residential & Commercial | USHP | Ducted CEE Tier 1
214671437 | Central HP <5.4 tons | LENNOX | HRCU-A-CB (Split System: Heat Pump with Remote Outdoor Unit-Air-Source) | SL25XPV-024-230A** | ADP |  | L*24/36Z9 | SL297UH060NV36B* | 22400 | 22 | 9.5 | 19600 | 19600 | 100% | 1.96 | 0 | 14 |  |  |  |  | R-410A | 1.8667 | Residential & Commercial | USHP | Ducted CEE Tier 1
211652990 | Central HP <5.4 tons | LENNOX | HRCU-A-CB (Split System: Heat Pump with Remote Outdoor Unit-Air-Source) | SL25XPV-024-230A** | ADP |  | LP36/37R9 | SL297UH060NV36B* | 22800 | 22 | 10 | 19600 | 19600 | 100% | 1.96 | 0 | 14.5 |  |  |  |  | R-410A | 1.9 | Residential & Commercial | USHP | Ducted CEE Tier 1
214052875 | Central HP <5.4 tons | LENNOX | HRCU-A-CB (Split System: Heat Pump with Remote Outdoor Unit-Air-Source) | SL25XPV-024-230A** | ADP |  | HG80936 | SL280UH060NV36A* | 22400 | 22 | 9.2 | 19800 | 20000 | 101% | 1.84 | 0 | 14.5 |  |  |  |  | R-410A | 1.8667 | Residential & Commercial | USHP | Ducted CEE Tier 1
211379142 | Central HP <5.4 tons | YORK | HRCU-A-CB (Split System: Heat Pump with Remote Outdoor Unit-Air-Source) | HMH72B341 |  |  | XAFD48FBCN1 | TP9C100C20MP13 | 34000 | 16.5 | 8.5 | 33000 | 24200 | 73.33% | 2.1 | 0 | 9 |  |  |  |  | R-410A | 2.8333 | Residential & Commercial | USHP
211379226 | Central HP <5.4 tons | YORK | HRCU-A-CB (Split System: Heat Pump with Remote Outdoor Unit-Air-Source) | HMH72B341 |  |  | XAFC48FXXN1+TXV | TP9C100C16MP13 | 33800 | 16.5 | 8.5 | 32400 | 23800 | 73.46% | 2.08 | 0 | 9.5 |  |  |  |  | R-410A | 2.8167 | Residential & Commercial | USHP
211379642 | Central HP <5.4 tons | YORK | HRCU-A-CB (Split System: Heat Pump with Remote Outdoor Unit-Air-Source) | HMH72B341 |  |  | XAHC48FBCN1 | TM8V100C20MP12 | 33800 | 16.5 | 8.5 | 32400 | 23800 | 73.46% | 2.06 | 0 | 9 |  |  |  |  | R-410A | 2.8167 | Residential & Commercial | USHP
211379860 | Central HP <5.4 tons | YORK | HRCU-A-CB (Split System: Heat Pump with Remote Outdoor Unit-Air-Source) | HMH72B341 |  |  | XAFC48FBCN1 | TM8V080B12MP12 | 33000 | 16 | 8.1 | 32600 | 24000 | 73.62% | 2.02 | 0 | 9 |  |  |  |  | R-410A | 2.75 | Residential & Commercial | USHP
213206501 | Central HP <5.4 tons | CARRIER | HRCU-A-CB (Split System: Heat Pump with Remote Outdoor Unit-Air-Source) | 38MURAQ24AB3* | ASPEN |  | D(A,C,E)36C34+TDR | 59SC5B040E14**10 | 23800 | 15.2 | 8.1 | 26200 | 20400 | 77.86% | 2.85 | 0 | 9.9 |  |  |  |  | R-410A | 1.9833 | Residential & Commercial | USHP
214776644 | Central HP <5.4 tons | YORK | HRCU-A-CB (Split System: Heat Pump with Remote Outdoor Unit-Air-Source) | HH860E2S11 | ADP |  | CH600D*C+TXV | TMLE100C16MP11 | 44000 | 17 | 8.4 | 43500 | 33800 | 77.7% | 1.98 | 0 | 10.5 |  |  |  |  | R-454B | 3.6667 | Residential & Commercial | USHP | Ducted CEE Tier 1
214776660 | Central HP <5.4 tons | YORK | HRCU-A-CB (Split System: Heat Pump with Remote Outdoor Unit-Air-Source) | HH860E2S11 | ADP |  | CV600**C+TXV | TMLE100C20MP11 | 52000 | 18 | 8.3 | 53000 | 39500 | 74.53% | 1.96 | 0 | 10.5 |  |  |  |  | R-454B | 4.3333 | Residential & Commercial | USHP | Ducted CEE Tier 1
214776669 | Central HP <5.4 tons | YORK | HRCU-A-CB (Split System: Heat Pump with Remote Outdoor Unit-Air-Source) | HH860E2S11 | ADP |  | CV602D*A+TXV | TMLE100C20MP11 | 53500 | 19 | 8.5 | 53000 | 39500 | 74.53% | 2 | 0 | 11 |  |  |  |  | R-454B | 4.4583 | Residential & Commercial | USHP | Ducted CEE Tier 1
213206348 | Central HP <5.4 tons | CARRIER | HRCU-A-CB (Split System: Heat Pump with Remote Outdoor Unit-Air-Source) | 38MURAQ24AB3* | ASPEN |  | D(A,C,E)36B34+TDR | 58TP*A070V14**12 | 23800 | 17 | 8.1 | 26200 | 20200 | 77.1% | 2.86 | 0 | 10 |  |  |  |  | R-410A | 1.9833 | Residential & Commercial | USHP | Ducted CEE Tier 1
213206366 | Central HP <5.4 tons | CARRIER | HRCU-A-CB (Split System: Heat Pump with Remote Outdoor Unit-Air-Source) | 38MURAQ24AB3* | ASPEN |  | D(A,C,E)30B34+TDR | 58TP*A090V17**16 | 23600 | 17 | 8.1 | 26000 | 20200 | 77.69% | 2.82 | 0 | 10 |  |  |  |  | R-410A | 1.9667 | Residential & Commercial | USHP | Ducted CEE Tier 1
213206425 | Central HP <5.4 tons | CARRIER | HRCU-A-CB (Split System: Heat Pump with Remote Outdoor Unit-Air-Source) | 38MURAQ24AB3* | ASPEN |  | D(A,C,E)30B34+TDR | 59SC2D060E14**12 | 23200 | 17 | 8.1 | 25800 | 20000 | 77.52% | 2.86 | 0 | 10 |  |  |  |  | R-410A | 1.9333 | Residential & Commercial | USHP | Ducted CEE Tier 1
216678504 | Central HP <5.4 tons | DAY & NIGHT | HRCU-A-CB (Split System: Heat Pump with Remote Outdoor Unit-Air-Source) | D5CURAH24AAK |  |  | FM(C,U)5Z24**AL* | 0 | 24200 | 15.5 | 9 | 25400 | 19800 | 77.95% | 2 | 0 | 10 |  |  |  |  | R-454B | 2.0167 | Residential & Commercial | USHP | Ducted CEE Tier 1
216678613 | Central HP <5.4 tons | DAY & NIGHT | HRCU-A-CB (Split System: Heat Pump with Remote Outdoor Unit-Air-Source) | D5CURAH24AAK |  |  | FTMA5B36L0C* | 0 | 24600 | 16 | 9 | 24200 | 19400 | 80.17% | 2.02 | 0 | 10 |  |  |  |  | R-454B | 2.05 | Residential & Commercial | USHP | Ducted CEE Tier 1
211379794 | Central HP <5.4 tons | YORK | HRCU-A-CB (Split System: Heat Pump with Remote Outdoor Unit-Air-Source) | HMH72B341 |  |  | XAFC48FXXN1+TXV | YPLC080C16MP13 | 34000 | 16.5 | 8.5 | 33200 | 24400 | 73.49% | 2.1 | 0 | 9 |  |  |  |  | R-410A | 2.8333 | Residential & Commercial | USHP
211379828 | Central HP <5.4 tons | YORK | HRCU-A-CB (Split System: Heat Pump with Remote Outdoor Unit-Air-Source) | HMH72B341 |  |  | XAUC48FXXN1+TXV | YPLC080C16MP13 | 34000 | 16.5 | 8.5 | 33200 | 24400 | 73.49% | 2.1 | 0 | 9 |  |  |  |  | R-410A | 2.8333 | Residential & Commercial | USHP
214776692 | Central HP <5.4 tons | YORK | HRCU-A-CB (Split System: Heat Pump with Remote Outdoor Unit-Air-Source) | HH860E2S11 | ADP |  | CV605**C+TXV | TMLE130D20MP11 | 54000 | 18 | 8.5 | 53000 | 39500 | 74.53% | 2 | 0 | 11 |  |  |  |  | R-454B | 4.5 | Residential & Commercial | USHP | Ducted CEE Tier 1
214776703 | Central HP <5.4 tons | YORK | HRCU-A-CB (Split System: Heat Pump with Remote Outdoor Unit-Air-Source) | HH860E2S11 | ADP |  | CH600D*C+TXV | TMLV100C16MP12 | 43000 | 17 | 8.4 | 42000 | 32800 | 78.1% | 1.98 | 0 | 11.5 |  |  |  |  | R-454B | 3.5833 | Residential & Commercial | USHP | Ducted CEE Tier 1
214776719 | Central HP <5.4 tons | YORK | HRCU-A-CB (Split System: Heat Pump with Remote Outdoor Unit-Air-Source) | HH860E2S11 | ADP |  | CV600**C+TXV | TMLV120C20MP12 | 51500 | 18 | 8.3 | 52000 | 38500 | 74.04% | 1.96 | 0 | 10.5 |  |  |  |  | R-454B | 4.2917 | Residential & Commercial | USHP | Ducted CEE Tier 1
214776742 | Central HP <5.4 tons | YORK | HRCU-A-CB (Split System: Heat Pump with Remote Outdoor Unit-Air-Source) | HH860E2S11 | ADP |  | CH602**A+TXV | Y81E080C16SMPS1 | 44500 | 18 | 8.5 | 42500 | 33000 | 77.65% | 2 | 0 | 12 |  |  |  |  | R-454B | 3.7083 | Residential & Commercial | USHP | Ducted CEE Tier 1
214776769 | Central HP <5.4 tons | YORK | HRCU-A-CB (Split System: Heat Pump with Remote Outdoor Unit-Air-Source) | HH860E2S11 | ADP |  | CV603**A+TXV | Y81E100C20SMPS1 | 53000 | 19 | 8.5 | 51500 | 38000 | 73.79% | 2 | 0 | 11.7 |  |  |  |  | R-454B | 4.4167 | Residential & Commercial | USHP | Ducted CEE Tier 1
214776796 | Central HP <5.4 tons | YORK | HRCU-A-CB (Split System: Heat Pump with Remote Outdoor Unit-Air-Source) | HH860E2S11 | ADP |  | CV601**C+TXV | YP9C080C16MP13 | 43500 | 17 | 8.5 | 42000 | 33000 | 78.57% | 2 | 0 | 11 |  |  |  |  | R-454B | 3.625 | Residential & Commercial | USHP | Ducted CEE Tier 1
214776803 | Central HP <5.4 tons | YORK | HRCU-A-CB (Split System: Heat Pump with Remote Outdoor Unit-Air-Source) | HH860E2S11 | ADP |  | CH602**A+TXV | YP9C080C16MP13 | 43500 | 18 | 8.5 | 42000 | 33000 | 78.57% | 2 | 0 | 11 |  |  |  |  | R-454B | 3.625 | Residential & Commercial | USHP | Ducted CEE Tier 1
214776826 | Central HP <5.4 tons | YORK | HRCU-A-CB (Split System: Heat Pump with Remote Outdoor Unit-Air-Source) | HH860E2S11 | ADP |  | CV601**C+TXV | YP9C120D20MP13 | 52000 | 18 | 8.35 | 52500 | 39000 | 74.29% | 1.98 | 0 | 10.5 |  |  |  |  | R-454B | 4.3333 | Residential & Commercial | USHP | Ducted CEE Tier 1
215667771 | Central HP <5.4 tons | TEMPSTAR | HRCU-A-CB (Split System: Heat Pump with Remote Outdoor Unit-Air-Source) | T5H0V24*K*AAA* |  |  | EA*5X37M17A*+WALLCON | *80CTL0901716B* | 23800 | 17 | 9 | 23400 | 16500 | 70.51% | 2 | 0 | 10.5 |  |  |  |  | R-454B | 1.9833 | Residential & Commercial | USHP | Ducted CEE Tier 1
215667803 | Central HP <5.4 tons | TEMPSTAR | HRCU-A-CB (Split System: Heat Pump with Remote Outdoor Unit-Air-Source) | T5H0V24*K*AAA* |  |  | EA*5X37M17A*+WALLCON | *96CTN0601714B* | 23800 | 17 | 9 | 23600 | 16600 | 70.34% | 2 | 0 | 10 |  |  |  |  | R-454B | 1.9833 | Residential & Commercial | USHP | Ducted CEE Tier 1
215667851 | Central HP <5.4 tons | TEMPSTAR | HRCU-A-CB (Split System: Heat Pump with Remote Outdoor Unit-Air-Source) | T5H0V24*K*AAA* |  |  | EA*5X37M21A*+WALLCON | *80CTL0702120B* | 24000 | 17.5 | 9 | 23200 | 16300 | 70.26% | 2.02 | 0 | 10.5 |  |  |  |  | R-454B | 2 | Residential & Commercial | USHP | Ducted CEE Tier 1
216676958 | Central HP <5.4 tons | DAY & NIGHT | HRCU-A-CB (Split System: Heat Pump with Remote Outdoor Unit-Air-Source) | D5CURAH24AAK |  |  | EA*5X24M17A* | *92MSN0801716A* | 23200 | 15.2 | 8.5 | 24600 | 19600 | 79.67% | 1.88 | 0 | 9.5 |  |  |  |  | R-454B | 1.9333 | Residential & Commercial | USHP
206765641 | Central HP <5.4 tons | DAY & NIGHT | HRCU-A-CB (Split System: Heat Pump with Remote Outdoor Unit-Air-Source) | CVH825GKA3* |  |  | EA*4X30L17A*+WALLCON | *80CTL0901716A* | 23600 | 17 | 8.1 | 21400 | 16600 | 77.57% | 1.92 | 11 | 11 |  |  |  |  | R-410A | 1.9667 | Residential & Commercial | USHP | Ducted CEE Tier 1
216677312 | Central HP <5.4 tons | DAY & NIGHT | HRCU-A-CB (Split System: Heat Pump with Remote Outdoor Unit-Air-Source) | D5CURAH24AAK |  |  | EA*5X37M21A* | *96MSN0802120A* | 24400 | 15.5 | 8.5 | 23000 | 19000 | 82.61% | 1.96 | 0 | 10 |  |  |  |  | R-454B | 2.0333 | Residential & Commercial | USHP | Ducted CEE Tier 1
215670536 | Central HP <5.4 tons | CARRIER | HRCU-A-CB (Split System: Heat Pump with Remote Outdoor Unit-Air-Source) | 27VNA036A*030* |  |  | CSAH*6012AM*+UI | 59MN7C100C21**22 | 34600 | 17 | 8.5 | 34600 | 24800 | 71.68% | 1.92 | 0 | 10 |  |  |  |  | R-454B | 2.8833 | Residential & Commercial | USHP | Ducted CEE Tier 1
216054747 | Central HP <5.4 tons | COLEMAN | HRCU-A-CB (Split System: Heat Pump with Remote Outdoor Unit-Air-Source) | HH836E2S11 | ASPEN |  | D(A,C,E)36A4K+TDR | Z9ES080C16SMPS1 | 29400 | 17.5 | 8.5 | 30400 | 23400 | 76.97% | 2 | 0 | 10.5 |  |  |  |  | R-454B | 2.45 | Residential & Commercial | USHP | Ducted CEE Tier 1
215726311 | Central HP <5.4 tons | YORK | HRCU-A-CB (Split System: Heat Pump with Remote Outdoor Unit-Air-Source) | HH836E2S11 | ADP |  | H,YG36*36+TXV | TM8V080B12MP12 | 32400 | 17 | 8.5 | 28800 | 24800 | 86.11% | 2 | 0 | 11 |  |  |  |  | R-454B | 2.7 | Residential & Commercial | USHP | Ducted CEE Tier 1
215731647 | Central HP <5.4 tons | YORK | HRCU-A-CB (Split System: Heat Pump with Remote Outdoor Unit-Air-Source) | HH860E2S11 | ADP |  | H,YG51*60+TXV-BLEED | Y81E080C20SMPS1 | 53000 | 19 | 8.5 | 52000 | 38500 | 74.04% | 2 | 0 | 11 |  |  |  |  | R-454B | 4.4167 | Residential & Commercial | USHP | Ducted CEE Tier 1
215731648 | Central HP <5.4 tons | YORK | HRCU-A-CB (Split System: Heat Pump with Remote Outdoor Unit-Air-Source) | HH860E2S11 | ADP |  | H,YG51*60+TXV | Y81E080C20SMPS1 | 53000 | 19 | 8.5 | 52000 | 38500 | 74.04% | 2 | 0 | 11 |  |  |  |  | R-454B | 4.4167 | Residential & Commercial | USHP | Ducted CEE Tier 1
215731683 | Central HP <5.4 tons | YORK | HRCU-A-CB (Split System: Heat Pump with Remote Outdoor Unit-Air-Source) | HH860E2S11 | ADP |  | H,YG88*48+TXV-BLEED | Y81E100C16SMPS1 | 44000 | 18 | 8.5 | 42000 | 32800 | 78.1% | 2 | 0 | 12 |  |  |  |  | R-454B | 3.6667 | Residential & Commercial | USHP | Ducted CEE Tier 1
215731700 | Central HP <5.4 tons | YORK | HRCU-A-CB (Split System: Heat Pump with Remote Outdoor Unit-Air-Source) | HH860E2S11 | ADP |  | H,YG51*60+TXV | Y81E100C20SMPS1 | 53000 | 19 | 8.5 | 51500 | 38000 | 73.79% | 2 | 0 | 11.7 |  |  |  |  | R-454B | 4.4167 | Residential & Commercial | USHP | Ducted CEE Tier 1
215731766 | Central HP <5.4 tons | YORK | HRCU-A-CB (Split System: Heat Pump with Remote Outdoor Unit-Air-Source) | HH860E2S11 | ADP |  | H,YG37*60+TXV | Y81E130D20SMPS1 | 53000 | 18 | 8.35 | 52500 | 39000 | 74.29% | 1.98 | 0 | 11 |  |  |  |  | R-454B | 4.4167 | Residential & Commercial | USHP | Ducted CEE Tier 1
214061430 | Central HP <5.4 tons | YORK | HRCU-A-CB (Split System: Heat Pump with Remote Outdoor Unit-Air-Source) | HMH72B341 | ADP |  | AD-34(P,U)*****9 | Y82E080C16LMPS1 | 32400 | 17 | 8.25 | 31000 | 22800 | 73.55% | 2.02 | 0 | 9 |  |  |  |  | R-410A | 2.7 | Residential & Commercial | USHP
214061431 | Central HP <5.4 tons | YORK | HRCU-A-CB (Split System: Heat Pump with Remote Outdoor Unit-Air-Source) | HMH72B341 | ADP |  | AD-33(P,U)*****9 | Y82E080C16LMPS1 | 34000 | 18 | 8.5 | 31800 | 23600 | 74.21% | 2.1 | 0 | 9.5 |  |  |  |  | R-410A | 2.8333 | Residential & Commercial | USHP
215674283 | Central HP <5.4 tons | TEMPSTAR | HRCU-A-CB (Split System: Heat Pump with Remote Outdoor Unit-Air-Source) | T5H0V48*K*AAA* |  |  | EA*5X60M24A*+WALLCON | *96CTN1002122B* | 45000 | 18 | 9 | 47500 | 33600 | 70.74% | 2.06 | 0 | 10 |  |  |  |  | R-454B | 3.75 | Residential & Commercial | USHP | Ducted CEE Tier 1
216054534 | Central HP <5.4 tons | COLEMAN | HRCU-A-CB (Split System: Heat Pump with Remote Outdoor Unit-Air-Source) | HH824E2S11 | ASPEN |  | D(A,C,E)24B3K+TDR | TM8E040A12MP11 | 20600 | 16.5 | 8.5 | 22400 | 17200 | 76.79% | 2 | 0 | 11.2 |  |  |  |  | R-454B | 1.7167 | Residential & Commercial | USHP | Ducted CEE Tier 1
216054535 | Central HP <5.4 tons | COLEMAN | HRCU-A-CB (Split System: Heat Pump with Remote Outdoor Unit-Air-Source) | HH824E2S11 | ASPEN |  | D(A,C,E)24B4K+TDR | TM8E040A12MP11 | 21000 | 16.5 | 9 | 22600 | 17200 | 76.11% | 2 | 0 | 11.7 |  |  |  |  | R-454B | 1.75 | Residential & Commercial | USHP | Ducted CEE Tier 1
216054567 | Central HP <5.4 tons | COLEMAN | HRCU-A-CB (Split System: Heat Pump with Remote Outdoor Unit-Air-Source) | HH824E2S11 | ASPEN |  | D(A,C,E)24B4K+TDR | TM9E040A10MP12 | 21000 | 17 | 9 | 23000 | 18100 | 78.7% | 2 | 0 | 10.5 |  |  |  |  | R-454B | 1.75 | Residential & Commercial | USHP | Ducted CEE Tier 1
212498555 | Central HP <5.4 tons | BRYANT HEATING AND COOLING SYSTEMS | HRCU-A-CB (Split System: Heat Pump with Remote Outdoor Unit-Air-Source) | 38MURAQ18AB3* | ADP |  | CP2301A+TXV+TD | 0 | 17100 | 15.2 | 8.6 | 17000 | 19300 | 113.5% | 2.3 | 0 | 10.5 |  |  |  |  | R-410A | 1.425 | Residential & Commercial | USHP | Ducted CEE Tier 1
206765533 | Central HP <5.4 tons | DAY & NIGHT | HRCU-A-CB (Split System: Heat Pump with Remote Outdoor Unit-Air-Source) | CVH825GKA3* |  |  | EA*4X25L17A*+WALLCON | *97CMN0601714A* | 24200 | 15.5 | 8.1 | 20000 | 16000 | 80% | 1.94 | 11.5 | 10.5 |  |  |  |  | R-410A | 2.0167 | Residential & Commercial | USHP | Ducted CEE Tier 1
206765767 | Central HP <5.4 tons | DAY & NIGHT | HRCU-A-CB (Split System: Heat Pump with Remote Outdoor Unit-Air-Source) | CVH825GKA3* |  |  | EA*4X36L21A*+WALLCON | *96CTN0801714A* | 23600 | 16.5 | 8.1 | 21400 | 16700 | 78.04% | 1.94 | 11 | 11 |  |  |  |  | R-410A | 1.9667 | Residential & Commercial | USHP | Ducted CEE Tier 1
216570996 | Central HP <5.4 tons | TRANE | HRCU-A-CB (Split System: Heat Pump with Remote Outdoor Unit-Air-Source) | 5TWV0X36A1 |  |  | 5PX*C009AS3 | S8V2C080M5PDB | 35600 | 20 | 9.4 | 31600 | 24600 | 77.85% | 2.2 | 0 | 12.7 |  |  |  |  | R-454B | 2.9667 | Residential & Commercial | USHP | Ducted CEE Tier 1
216571012 | Central HP <5.4 tons | TRANE | HRCU-A-CB (Split System: Heat Pump with Remote Outdoor Unit-Air-Source) | 5TWV0X36A1 |  |  | 5PX*CD09AS3 | S8V2C080M5PDB | 35600 | 20 | 9.4 | 31800 | 24600 | 77.36% | 2.1 | 0 | 12.7 |  |  |  |  | R-454B | 2.9667 | Residential & Commercial | USHP | Ducted CEE Tier 1
216571028 | Central HP <5.4 tons | TRANE | HRCU-A-CB (Split System: Heat Pump with Remote Outdoor Unit-Air-Source) | 5TWV0X36A1 |  |  | 5TXCB004AS3 | L8V1A040U3VSB+LRP | 33800 | 18.6 | 9.7 | 31800 | 25000 | 78.62% | 2.1 | 0 | 11.7 |  |  |  |  | R-454B | 2.8167 | Residential & Commercial | USHP | Ducted CEE Tier 1
216571076 | Central HP <5.4 tons | TRANE | HRCU-A-CB (Split System: Heat Pump with Remote Outdoor Unit-Air-Source) | 5TWV0X36A1 |  |  | 5TXCC009AS3 | S8V2C100M5PCB | 35800 | 20 | 9.7 | 32000 | 24800 | 77.5% | 2.2 | 0 | 12.7 |  |  |  |  | R-454B | 2.9833 | Residential & Commercial | USHP | Ducted CEE Tier 1
215222792 | Central HP <5.4 tons | FRIEDRICH | HRCU-A-CB (Split System: Heat Pump with Remote Outdoor Unit-Air-Source) | RD17AZ60AJ3N |  |  | RCFZ6021STAAM | FR921T0705A21M4 | 54500 | 18 | 8.1 | 46500 | 33800 | 72.69% | 2 | 0 | 10 |  |  |  |  | R-410A | 4.5417 | Residential & Commercial | USHP | Ducted CEE Tier 1
206772407 | Central HP <5.4 tons | AIRQUEST | HRCU-A-CB (Split System: Heat Pump with Remote Outdoor Unit-Air-Source) | HVH837GKA2* |  |  | EN(A,D)4X48L24**+WALLCON | *97CMN1202422A* | 32400 | 17.5 | 8.1 | 33000 | 24800 | 75.15% | 1.96 | 12 | 11.5 |  |  |  |  | R-410A | 2.7 | Residential & Commercial | USHP | Ducted CEE Tier 1
215670395 | Central HP <5.4 tons | TEMPSTAR | HRCU-A-CB (Split System: Heat Pump with Remote Outdoor Unit-Air-Source) | T5H0V36*K*AAA* |  |  | ESH5X60M12A*+WALLCON | *80CSU0601716A* | 34600 | 17 | 8.5 | 34600 | 25000 | 72.25% | 1.8 | 0 | 9.5 |  |  |  |  | R-454B | 2.8833 | Residential & Commercial | USHP
206767529 | Central HP <5.4 tons | DAY & NIGHT | HRCU-A-CB (Split System: Heat Pump with Remote Outdoor Unit-Air-Source) | CVH825GKA3* |  |  | EA*4X37L17A*+WALLCON | *95CSU0601716A* | 24200 | 16.5 | 8.1 | 21400 | 16800 | 78.5% | 1.98 | 11 | 10.5 |  |  |  |  | R-410A | 2.0167 | Residential & Commercial | USHP | Ducted CEE Tier 1
206765605 | Central HP <5.4 tons | DAY & NIGHT | HRCU-A-CB (Split System: Heat Pump with Remote Outdoor Unit-Air-Source) | CVH825GKA3* |  |  | EA*4X30L17A*+WALLCON | *96CTN0801714A* | 23400 | 16.5 | 8.1 | 21600 | 16800 | 77.78% | 1.9 | 11 | 10.5 |  |  |  |  | R-410A | 1.95 | Residential & Commercial | USHP | Ducted CEE Tier 1
216440201 | Central HP <5.4 tons | AMERICAN STANDARD | HRCU-A-CB (Split System: Heat Pump with Remote Outdoor Unit-Air-Source) | 5A6V0X36A1 |  |  | 5TXCC007AS3 | S9V2C100D4VSB+LRP | 32600 | 18.1 | 9.4 | 31600 | 23600 | 74.68% | 2.1 | 0 | 12 |  |  |  |  | R-454B | 2.7167 | Residential & Commercial | USHP | Ducted CEE Tier 1
216676970 | Central HP <5.4 tons | DAY & NIGHT | HRCU-A-CB (Split System: Heat Pump with Remote Outdoor Unit-Air-Source) | D5CURAH24AAK |  |  | EA*5X30M17A* | *92MSN0801716A* | 23400 | 15.5 | 8.5 | 24000 | 19400 | 80.83% | 1.9 | 0 | 9.8 |  |  |  |  | R-454B | 1.95 | Residential & Commercial | USHP
213311980 | Central HP <5.4 tons | BRYANT HEATING AND COOLING SYSTEMS | HRCU-A-CB (Split System: Heat Pump with Remote Outdoor Unit-Air-Source) | 38MURAQ18AB3* | ADP |  | C36A***L129+CBPE3A* | 0 | 17800 | 15.5 | 8.95 | 17100 | 19400 | 113.5% | 2.4 | 0 | 10.5 |  |  |  |  | R-410A | 1.4833 | Residential & Commercial | USHP | Ducted CEE Tier 1
215565331 | Central HP <5.4 tons | COLEMAN | HRCU-A-CB (Split System: Heat Pump with Remote Outdoor Unit-Air-Source) | HH860E2S11 | ASPEN |  | D(A,C,E)61A3J+TDR | TM8V100C16MP12 | 41000 | 17 | 8.5 | 43500 | 33400 | 76.78% | 2 | 0 | 11.5 |  |  |  |  | R-454B | 3.4167 | Residential & Commercial | USHP | Ducted CEE Tier 1
215584442 | Central HP <5.4 tons | FRIEDRICH | HRCU-A-CB (Split System: Heat Pump with Remote Outdoor Unit-Air-Source) | FRP19AY60AJVC |  |  | FRHMVY6021SEACA | 0 | 54500 | 17.5 | 8.1 | 54500 | 53000 | 97.25% | 2 | 0 | 10.5 |  |  |  |  | R-454B | 4.5417 | Residential & Commercial | USHP | Ducted CEE Tier 1
214389863 | Central HP <5.4 tons | CARRIER | HRCU-A-CB (Split System: Heat Pump with Remote Outdoor Unit-Air-Source) | 25VNA424A*031* | ADP |  | H,PG24936 | 58TN*B045C17**12 | 22600 | 20 | 10 | 25200 | 19600 | 77.78% | 2.4 | 0 | 12 |  |  |  |  | R-410A | 1.8833 | Residential & Commercial | USHP | Ducted CEE Tier 1
214389865 | Central HP <5.4 tons | CARRIER | HRCU-A-CB (Split System: Heat Pump with Remote Outdoor Unit-Air-Source) | 25VNA424A*031* | ADP |  | H,PG34936 | 58TN*B045C17**12 | 23400 | 20 | 10.5 | 25000 | 19500 | 78% | 2.42 | 0 | 12.5 |  |  |  |  | R-410A | 1.95 | Residential & Commercial | USHP | Ducted CEE Tier 1
214389897 | Central HP <5.4 tons | CARRIER | HRCU-A-CB (Split System: Heat Pump with Remote Outdoor Unit-Air-Source) | 25VNA424A*031* | ADP |  | H,PG53936 | 58TN*B135C24**22 | 23400 | 20 | 10.5 | 25000 | 19300 | 77.2% | 2.48 | 0 | 13 |  |  |  |  | R-410A | 1.95 | Residential & Commercial | USHP | Ducted CEE Tier 1
216374534 | Central HP <5.4 tons | YORK | HRCU-A-CB (Split System: Heat Pump with Remote Outdoor Unit-Air-Source) | HH860E2S11 |  |  | CTF60C5CHS1 | Y92E100C20SMPS1 | 53500 | 19 | 8.5 | 54000 | 39000 | 72.22% | 2 | 0 | 11 |  |  |  |  | R-454B | 4.4583 | Residential & Commercial | USHP | Ducted CEE Tier 1
210474548 | Central HP <5.4 tons | BRYANT HEATING AND COOLING SYSTEMS | HRCU-A-CB (Split System: Heat Pump with Remote Outdoor Unit-Air-Source) | 288BNV025*0**C* |  |  | CSPH*4812AL*+UI | 986TC42080C17*** | 24200 | 16 | 8.1 | 21400 | 16700 | 78.04% | 2 | 0 | 10.5 |  |  |  |  | R-410A | 2.0167 | Residential & Commercial | USHP | Ducted CEE Tier 1
215674073 | Central HP <5.4 tons | TEMPSTAR | HRCU-A-CB (Split System: Heat Pump with Remote Outdoor Unit-Air-Source) | T5H0V48*K*AAA* |  |  | EA*5X48M21A*+WALLCON | *80CTL1102120B* | 44500 | 18 | 9 | 48500 | 34000 | 70.1% | 2.06 | 0 | 9.5 |  |  |  |  | R-454B | 3.7083 | Residential & Commercial | USHP
215674223 | Central HP <5.4 tons | TEMPSTAR | HRCU-A-CB (Split System: Heat Pump with Remote Outdoor Unit-Air-Source) | T5H0V48*K*AAA* |  |  | EA*5X60M24A*+WALLCON | *95CSU0802120B* | 45000 | 17.5 | 9 | 47500 | 33600 | 70.74% | 2.08 | 0 | 9.5 |  |  |  |  | R-454B | 3.75 | Residential & Commercial | USHP
215674273 | Central HP <5.4 tons | TEMPSTAR | HRCU-A-CB (Split System: Heat Pump with Remote Outdoor Unit-Air-Source) | T5H0V48*K*AAA* |  |  | EA*5X60M24A*+WALLCON | *97CMN1202422B* | 45000 | 18 | 9 | 47500 | 33600 | 70.74% | 2.06 | 0 | 10 |  |  |  |  | R-454B | 3.75 | Residential & Commercial | USHP | Ducted CEE Tier 1
215674323 | Central HP <5.4 tons | TEMPSTAR | HRCU-A-CB (Split System: Heat Pump with Remote Outdoor Unit-Air-Source) | T5H0V48*K*AAA* |  |  | EA*5X61M21A*+WALLCON | *80CSU1002120A* | 46000 | 17.5 | 9 | 48000 | 33800 | 70.42% | 2.06 | 0 | 10 |  |  |  |  | R-454B | 3.8333 | Residential & Commercial | USHP | Ducted CEE Tier 1
212621726 | Central HP <5.4 tons | COLEMAN | HRCU-A-CB (Split System: Heat Pump with Remote Outdoor Unit-Air-Source) | HMH72B341 | ASPEN |  | D(A,C,E)48B34+TDR | TM8V120C20MP12 | 32000 | 16.5 | 8.5 | 32400 | 27800 | 85.8% | 2.7 | 0 | 8.9 |  |  |  |  | R-410A | 2.6667 | Residential & Commercial | USHP
212621727 | Central HP <5.4 tons | COLEMAN | HRCU-A-CB (Split System: Heat Pump with Remote Outdoor Unit-Air-Source) | HMH72B341 | ASPEN |  | D(A,C,E)48C24+TDR | TM8V120C20MP12 | 30000 | 16 | 8.5 | 32400 | 27800 | 85.8% | 2.7 | 0 | 8.6 |  |  |  |  | R-410A | 2.5 | Residential & Commercial | USHP
212621743 | Central HP <5.4 tons | COLEMAN | HRCU-A-CB (Split System: Heat Pump with Remote Outdoor Unit-Air-Source) | HMH72B341 | ASPEN |  | D(A,C,E)36D34+TDR | TMLV120C20MP12 | 32200 | 16.5 | 8.1 | 32400 | 27800 | 85.8% | 2.44 | 0 | 9 |  |  |  |  | R-410A | 2.6833 | Residential & Commercial | USHP
212621759 | Central HP <5.4 tons | COLEMAN | HRCU-A-CB (Split System: Heat Pump with Remote Outdoor Unit-Air-Source) | HMH72B341 | ASPEN |  | C(A,C,D,E)42D24+TDR | TPLC100C20MP13 | 30000 | 16 | 8.1 | 32400 | 27800 | 85.8% | 2.44 | 0 | 8.6 |  |  |  |  | R-410A | 2.5 | Residential & Commercial | USHP
212621776 | Central HP <5.4 tons | COLEMAN | HRCU-A-CB (Split System: Heat Pump with Remote Outdoor Unit-Air-Source) | HMH72B341 | ASPEN |  | D(A,C,E)48D34+TDR | TPLC100C20MP13 | 32800 | 16.5 | 8.1 | 32400 | 27800 | 85.8% | 2.44 | 0 | 9 |  |  |  |  | R-410A | 2.7333 | Residential & Commercial | USHP
212621792 | Central HP <5.4 tons | COLEMAN | HRCU-A-CB (Split System: Heat Pump with Remote Outdoor Unit-Air-Source) | HMH72B341 | ASPEN |  | D(A,C,E)42C34+TDR | TPLC120C20MP13 | 32200 | 16.5 | 8.1 | 32400 | 27800 | 85.8% | 2.44 | 0 | 9 |  |  |  |  | R-410A | 2.6833 | Residential & Commercial | USHP
216676666 | Central HP <5.4 tons | DAY & NIGHT | HRCU-A-CB (Split System: Heat Pump with Remote Outdoor Unit-Air-Source) | D5CURAH24AAK |  |  | EA*5X36M17A* | *80VTL0701716B* | 23800 | 15.2 | 8.5 | 24000 | 19400 | 80.83% | 1.9 | 0 | 9.8 |  |  |  |  | R-454B | 1.9833 | Residential & Commercial | USHP
216439961 | Central HP <5.4 tons | AMERICAN STANDARD | HRCU-A-CB (Split System: Heat Pump with Remote Outdoor Unit-Air-Source) | 5A6V0X24A1 |  |  | 5PX*B006AS3 | S9V2B060U4VSB+LRP | 22200 | 21.4 | 10 | 22600 | 18200 | 80.53% | 2.2 | 0 | 12 |  |  |  |  | R-454B | 1.85 | Residential & Commercial | USHP | Ducted CEE Tier 1
216439977 | Central HP <5.4 tons | AMERICAN STANDARD | HRCU-A-CB (Split System: Heat Pump with Remote Outdoor Unit-Air-Source) | 5A6V0X24A1 |  |  | 5TEMCB03AV31+TDR | 0 | 21600 | 22 | 10 | 22800 | 18200 | 79.82% | 2.2 | 0 | 11.7 |  |  |  |  | R-454B | 1.8 | Residential & Commercial | USHP | Ducted CEE Tier 1
216440077 | Central HP <5.4 tons | AMERICAN STANDARD | HRCU-A-CB (Split System: Heat Pump with Remote Outdoor Unit-Air-Source) | 5A6V0X36A1 |  |  | 5PX*C007AS3 | S9V2C080U5VSB+LRP | 34400 | 19.6 | 9.4 | 32600 | 24200 | 74.23% | 2.1 | 0 | 12.5 |  |  |  |  | R-454B | 2.8667 | Residential & Commercial | USHP | Ducted CEE Tier 1
215670285 | Central HP <5.4 tons | TEMPSTAR | HRCU-A-CB (Split System: Heat Pump with Remote Outdoor Unit-Air-Source) | T5H0V36*K*AAA* |  |  | ESH5X48M12A*+WALLCON | *97CMN0602120B* | 34000 | 16.5 | 8.5 | 35600 | 25400 | 71.35% | 1.76 | 0 | 9.5 |  |  |  |  | R-454B | 2.8333 | Residential & Commercial | USHP
213493903 | Central HP <5.4 tons | CHAMPION HEATING AND COOLING | HRCU-A-CB (Split System: Heat Pump with Remote Outdoor Unit-Air-Source) | HMH72B341 | ASPEN |  | C(A,C,D,E)36A34+TDR | Z8ES080C20LMPS1 | 31200 | 17.8 | 8.3 | 33000 | 28200 | 85.45% | 2.67 | 0 | 9.8 |  |  |  |  | R-410A | 2.6 | Residential & Commercial | USHP
213493930 | Central HP <5.4 tons | CHAMPION HEATING AND COOLING | HRCU-A-CB (Split System: Heat Pump with Remote Outdoor Unit-Air-Source) | HMH72B341 | ASPEN |  | C(A,C,D,E)48A34+TDR | Z8ES100B12SMPS1 | 32200 | 18.5 | 8.1 | 33800 | 27800 | 82.25% | 2.66 | 0 | 9.4 |  |  |  |  | R-410A | 2.6833 | Residential & Commercial | USHP
213495275 | Central HP <5.4 tons | CHAMPION HEATING AND COOLING | HRCU-A-CB (Split System: Heat Pump with Remote Outdoor Unit-Air-Source) | HMH72B341 | ASPEN |  | C(A,C,D,E)48A36+TDR | Z8ES080C16LMPS1 | 32200 | 18 | 8.5 | 33200 | 27400 | 82.53% | 2.7 | 0 | 9.9 |  |  |  |  | R-410A | 2.6833 | Residential & Commercial | USHP
213495309 | Central HP <5.4 tons | CHAMPION HEATING AND COOLING | HRCU-A-CB (Split System: Heat Pump with Remote Outdoor Unit-Air-Source) | HMH72B341 | ASPEN |  | C(A,C,D,E)48A36+TDR | Z8ES100B12LMPS1 | 32200 | 18.5 | 8.1 | 33800 | 27800 | 82.25% | 2.66 | 0 | 9.4 |  |  |  |  | R-410A | 2.6833 | Residential & Commercial | USHP
213495325 | Central HP <5.4 tons | CHAMPION HEATING AND COOLING | HRCU-A-CB (Split System: Heat Pump with Remote Outdoor Unit-Air-Source) | HMH72B341 | ASPEN |  | C(A,C,D,E)48A36+TDR | Z8ES100C16LMPS1 | 32200 | 18 | 8.5 | 33200 | 28200 | 84.94% | 2.7 | 0 | 9.4 |  |  |  |  | R-410A | 2.6833 | Residential & Commercial | USHP
216440243 | Central HP <5.4 tons | AMERICAN STANDARD | HRCU-A-CB (Split System: Heat Pump with Remote Outdoor Unit-Air-Source) | 5A6V0X48A1 |  |  | 5PX*C007AS3 | S9V2C080U5VSB+LRP | 44000 | 20 | 9.7 | 46500 | 33200 | 71.4% | 2.1 | 0 | 12 |  |  |  |  | R-454B | 3.6667 | Residential & Commercial | USHP | Ducted CEE Tier 1
216440395 | Central HP <5.4 tons | AMERICAN STANDARD | HRCU-A-CB (Split System: Heat Pump with Remote Outdoor Unit-Air-Source) | 5A6V0X48A1 |  |  | 5TXCD010AS3 | S9V2D120U5VSB+LRP | 44500 | 20.2 | 9.7 | 46000 | 32800 | 71.3% | 2.1 | 0 | 12 |  |  |  |  | R-454B | 3.7083 | Residential & Commercial | USHP | Ducted CEE Tier 1
215670485 | Central HP <5.4 tons | TEMPSTAR | HRCU-A-CB (Split System: Heat Pump with Remote Outdoor Unit-Air-Source) | T5H0V36*K*AAA* |  |  | ESH5X60M12A*+WALLCON | *95CSU0601716B* | 34400 | 16.5 | 8.5 | 34800 | 25000 | 71.84% | 1.78 | 0 | 9.5 |  |  |  |  | R-454B | 2.8667 | Residential & Commercial | USHP
212621511 | Central HP <5.4 tons | COLEMAN | HRCU-A-CB (Split System: Heat Pump with Remote Outdoor Unit-Air-Source) | HMH72B341 | ASPEN |  | C(A,C,D,E)42A24+TDR | TPLC120C20MP13 | 28600 | 15.6 | 8.1 | 32000 | 27600 | 86.25% | 2.44 | 0 | 8.4 |  |  |  |  | R-410A | 2.3833 | Residential & Commercial | USHP
212621547 | Central HP <5.4 tons | COLEMAN | HRCU-A-CB (Split System: Heat Pump with Remote Outdoor Unit-Air-Source) | HMH72B341 | ASPEN |  | D(A,C,E)42A34+TDR | TM8V120C20MP12 | 31200 | 16.4 | 8.4 | 32200 | 27600 | 85.71% | 2.7 | 0 | 8.8 |  |  |  |  | R-410A | 2.6 | Residential & Commercial | USHP
212621586 | Central HP <5.4 tons | COLEMAN | HRCU-A-CB (Split System: Heat Pump with Remote Outdoor Unit-Air-Source) | HMH72B341 | ASPEN |  | D(A,C,E)48B24+TDR | CP9C120D20MP13 | 29800 | 16.4 | 8.1 | 32200 | 28000 | 86.96% | 2.51 | 0 | 9 |  |  |  |  | R-410A | 2.4833 | Residential & Commercial | USHP
212621597 | Central HP <5.4 tons | COLEMAN | HRCU-A-CB (Split System: Heat Pump with Remote Outdoor Unit-Air-Source) | HMH72B341 | ASPEN |  | D(A,C,E)48A34+TDR | CP9C120D20MP13 | 31800 | 17 | 8.1 | 32200 | 28200 | 87.58% | 2.5 | 0 | 9.4 |  |  |  |  | R-410A | 2.65 | Residential & Commercial | USHP
212621615 | Central HP <5.4 tons | COLEMAN | HRCU-A-CB (Split System: Heat Pump with Remote Outdoor Unit-Air-Source) | HMH72B341 | ASPEN |  | C(A,C,D,E)36C24+TDR | TM8V100C20MP12 | 29000 | 15.8 | 8.1 | 32400 | 27400 | 84.57% | 2.45 | 0 | 8.5 |  |  |  |  | R-410A | 2.4167 | Residential & Commercial | USHP
212621640 | Central HP <5.4 tons | COLEMAN | HRCU-A-CB (Split System: Heat Pump with Remote Outdoor Unit-Air-Source) | HMH72B341 | ASPEN |  | C(A,C,D,E)36B34+TDR | CPLC100C20MP13 | 31400 | 16.5 | 8.1 | 32400 | 27800 | 85.8% | 2.44 | 0 | 8.9 |  |  |  |  | R-410A | 2.6167 | Residential & Commercial | USHP
212621645 | Central HP <5.4 tons | COLEMAN | HRCU-A-CB (Split System: Heat Pump with Remote Outdoor Unit-Air-Source) | HMH72B341 | ASPEN |  | C(A,C,D,E)48C24+TDR | CPLC100C20MP13 | 30000 | 16 | 8.1 | 32400 | 27800 | 85.8% | 2.44 | 0 | 8.6 |  |  |  |  | R-410A | 2.5 | Residential & Commercial | USHP
212621654 | Central HP <5.4 tons | COLEMAN | HRCU-A-CB (Split System: Heat Pump with Remote Outdoor Unit-Air-Source) | HMH72B341 | ASPEN |  | D(A,C,E)42C34+TDR | CPLC100C20MP13 | 32200 | 16.5 | 8.1 | 32400 | 27800 | 85.8% | 2.44 | 0 | 9 |  |  |  |  | R-410A | 2.6833 | Residential & Commercial | USHP
212979942 | Central HP <5.4 tons | BRYANT HEATING AND COOLING SYSTEMS | HRCU-A-CB (Split System: Heat Pump with Remote Outdoor Unit-Air-Source) | 38MURAQ18AB3* |  |  | CAP**1917AL* | 8(0,1)*SB42090M17*** | 18000 | 16.5 | 8.5 | 18000 | 17800 | 98.89% | 2.14 | 0 | 10.5 |  |  |  |  | R-410A | 1.5 | Residential & Commercial | USHP | Ducted CEE Tier 1
212979990 | Central HP <5.4 tons | BRYANT HEATING AND COOLING SYSTEMS | HRCU-A-CB (Split System: Heat Pump with Remote Outdoor Unit-Air-Source) | 38MURAQ18AB3* |  |  | CNPV*2417AL* | 8(0,1)*SB42090M17*** | 17400 | 16 | 8.5 | 18500 | 19200 | 103.8% | 2.3 | 0 | 10.5 |  |  |  |  | R-410A | 1.45 | Residential & Commercial | USHP | Ducted CEE Tier 1
216374512 | Central HP <5.4 tons | YORK | HRCU-A-CB (Split System: Heat Pump with Remote Outdoor Unit-Air-Source) | HH836E2S11 |  |  | CTF48C5CFS1 | Y92E080C16SMPS1 | 33800 | 19 | 9.5 | 32400 | 24200 | 74.69% | 2 | 0 | 11 |  |  |  |  | R-454B | 2.8167 | Residential & Commercial | USHP | Ducted CEE Tier 1
213493900 | Central HP <5.4 tons | CHAMPION HEATING AND COOLING | HRCU-A-CB (Split System: Heat Pump with Remote Outdoor Unit-Air-Source) | HMH72B341 | ASPEN |  | C(A,C,D,E)48A34+TDR | Z8ES080C16SMPS1 | 32200 | 18 | 8.5 | 33200 | 27400 | 82.53% | 2.7 | 0 | 9.9 |  |  |  |  | R-410A | 2.6833 | Residential & Commercial | USHP
213495321 | Central HP <5.4 tons | CHAMPION HEATING AND COOLING | HRCU-A-CB (Split System: Heat Pump with Remote Outdoor Unit-Air-Source) | HMH72B341 | ASPEN |  | C(A,C,D,E)36A36+TDR | Z8ES100C16LMPS1 | 31200 | 17.8 | 8.3 | 33000 | 28200 | 85.45% | 2.66 | 0 | 9.3 |  |  |  |  | R-410A | 2.6 | Residential & Commercial | USHP
213495370 | Central HP <5.4 tons | CHAMPION HEATING AND COOLING | HRCU-A-CB (Split System: Heat Pump with Remote Outdoor Unit-Air-Source) | HMH72B341 | ASPEN |  | C(A,C,D,E)48A36+TDR | Z8ES120C20LMPS1 | 32200 | 17.5 | 8.5 | 33800 | 27800 | 82.25% | 2.66 | 0 | 9.4 |  |  |  |  | R-410A | 2.6833 | Residential & Commercial | USHP
214608688 | Central HP <5.4 tons | COLEMAN | HRCU-A-CB (Split System: Heat Pump with Remote Outdoor Unit-Air-Source) | HMH72B341 | ASPEN |  | CM36B34+TDR | CP9C060B12MP13 | 32200 | 17.5 | 8.1 | 34000 | 24200 | 71.18% | 2.06 | 0 | 9.4 |  |  |  |  | R-410A | 2.6833 | Residential & Commercial | USHP
215934076 | Central HP <5.4 tons | HEIL | HRCU-A-CB (Split System: Heat Pump with Remote Outdoor Unit-Air-Source) | H5H3V48*K*AAA* |  |  | EA*5X48M21A*+WALLCON | *96CTN0801714B* | 42500 | 20 | 9 | 48500 | 35200 | 72.58% | 2 | 0 | 11 |  |  |  |  | R-454B | 3.5417 | Residential & Commercial | USHP | Ducted CEE Tier 1
215934106 | Central HP <5.4 tons | HEIL | HRCU-A-CB (Split System: Heat Pump with Remote Outdoor Unit-Air-Source) | H5H3V48*K*AAA* |  |  | EA*5X60M24A*+WALLCON | *80CTL1102120B* | 45000 | 21.5 | 9.5 | 48000 | 36200 | 75.42% | 2 | 0 | 11 |  |  |  |  | R-454B | 3.75 | Residential & Commercial | USHP | Ducted CEE Tier 1
215669441 | Central HP <5.4 tons | TEMPSTAR | HRCU-A-CB (Split System: Heat Pump with Remote Outdoor Unit-Air-Source) | T5H0V36*K*AAA* |  |  | EA*5X61M21A*+WALLCON | *80CSU0601716A* | 34800 | 18 | 9 | 34400 | 24800 | 72.09% | 1.9 | 0 | 10 |  |  |  |  | R-454B | 2.9 | Residential & Commercial | USHP | Ducted CEE Tier 1
215670325 | Central HP <5.4 tons | TEMPSTAR | HRCU-A-CB (Split System: Heat Pump with Remote Outdoor Unit-Air-Source) | T5H0V36*K*AAA* |  |  | ESH5X48M12A*+WALLCON | *97CMN1202422B* | 34200 | 17 | 8.5 | 35400 | 25200 | 71.19% | 1.88 | 0 | 9.5 |  |  |  |  | R-454B | 2.85 | Residential & Commercial | USHP
214810378 | Central HP <5.4 tons | COMFORTMAKER | HRCU-A-C (Split System: Heat Pump with Remote Outdoor Unit with No Indoor Fan --Air Source) | DLCURAH24ABK | ADP |  | H,GG33936+TD | 0 | 24000 | 16 | 9.5 | 23400 | 19600 | 83.76% | 1.95 | 0 | 10.5 |  |  |  |  | R-410A | 2 | Residential & Commercial | USHP | Ducted CEE Tier 1
206771048 | Central HP <5.4 tons | AIRQUEST | HRCU-A-CB (Split System: Heat Pump with Remote Outdoor Unit-Air-Source) | HVH837GKA2* |  |  | EA*4X36L21A*+WALLCON | *80CTL0701716A* | 31400 | 17 | 8.1 | 33400 | 24400 | 73.05% | 1.84 | 11.5 | 11 |  |  |  |  | R-410A | 2.6167 | Residential & Commercial | USHP | Ducted CEE Tier 1
215670445 | Central HP <5.4 tons | TEMPSTAR | HRCU-A-CB (Split System: Heat Pump with Remote Outdoor Unit-Air-Source) | T5H0V36*K*AAA* |  |  | ESH5X60M12A*+WALLCON | *80CTL0901716B* | 34600 | 17 | 8.5 | 34600 | 24800 | 71.68% | 1.8 | 0 | 9.5 |  |  |  |  | R-454B | 2.8833 | Residential & Commercial | USHP
213495417 | Central HP <5.4 tons | CHAMPION HEATING AND COOLING | HRCU-A-CB (Split System: Heat Pump with Remote Outdoor Unit-Air-Source) | HMH72B341 | ASPEN |  | C(A,C,D,E)48A36+TDR | Z8ET120C20LMPS1 | 32200 | 18.5 | 8.5 | 33200 | 27800 | 83.73% | 2.7 | 0 | 9.4 |  |  |  |  | R-410A | 2.6833 | Residential & Commercial | USHP
213493954 | Central HP <5.4 tons | CHAMPION HEATING AND COOLING | HRCU-A-CB (Split System: Heat Pump with Remote Outdoor Unit-Air-Source) | HMH72B341 | ASPEN |  | C(A,C,D,E)48A34+TDR | Z8ES100C20LMPS1 | 32200 | 17.5 | 8.5 | 33200 | 27400 | 82.53% | 2.71 | 0 | 9.4 |  |  |  |  | R-410A | 2.6833 | Residential & Commercial | USHP
213495301 | Central HP <5.4 tons | CHAMPION HEATING AND COOLING | HRCU-A-CB (Split System: Heat Pump with Remote Outdoor Unit-Air-Source) | HMH72B341 | ASPEN |  | C(A,C,D,E)48A36+TDR | Z8ES080C20SMPS1 | 32200 | 18 | 8.5 | 33200 | 28200 | 84.94% | 2.71 | 0 | 9.9 |  |  |  |  | R-410A | 2.6833 | Residential & Commercial | USHP
213495367 | Central HP <5.4 tons | CHAMPION HEATING AND COOLING | HRCU-A-CB (Split System: Heat Pump with Remote Outdoor Unit-Air-Source) | HMH72B341 | ASPEN |  | C(A,C,D,E)36A36+TDR | Z8ES120C20LMPS1 | 31200 | 17.4 | 8.3 | 33600 | 28000 | 83.33% | 2.64 | 0 | 9.3 |  |  |  |  | R-410A | 2.6 | Residential & Commercial | USHP
214608692 | Central HP <5.4 tons | COLEMAN | HRCU-A-CB (Split System: Heat Pump with Remote Outdoor Unit-Air-Source) | HMH72B341 | ASPEN |  | CM36B34+TDR | CP9C100C20MP13 | 32000 | 17.5 | 8.1 | 34000 | 24800 | 72.94% | 2.12 | 0 | 9.4 |  |  |  |  | R-410A | 2.6667 | Residential & Commercial | USHP
206771489 | Central HP <5.4 tons | AIRQUEST | HRCU-A-CB (Split System: Heat Pump with Remote Outdoor Unit-Air-Source) | HVH837GKA2* |  |  | EA*4X42L21A*+WALLCON | *80CTL0901716A* | 31800 | 17.5 | 8.5 | 33000 | 24400 | 73.94% | 1.9 | 12 | 11.7 |  |  |  |  | R-410A | 2.65 | Residential & Commercial | USHP | Ducted CEE Tier 1
212621793 | Central HP <5.4 tons | COLEMAN | HRCU-A-CB (Split System: Heat Pump with Remote Outdoor Unit-Air-Source) | HMH72B341 | ASPEN |  | D(A,C,E)42D24+TDR | TPLC120C20MP13 | 30000 | 16 | 8.1 | 32400 | 27800 | 85.8% | 2.44 | 0 | 8.6 |  |  |  |  | R-410A | 2.5 | Residential & Commercial | USHP
212621808 | Central HP <5.4 tons | COLEMAN | HRCU-A-CB (Split System: Heat Pump with Remote Outdoor Unit-Air-Source) | HMH72B341 | ASPEN |  | C(A,C,D,E)42D24+TDR | TM9Y120D20MP11 | 30200 | 16 | 8.5 | 32400 | 28200 | 87.04% | 2.77 | 0 | 9.1 |  |  |  |  | R-410A | 2.5167 | Residential & Commercial | USHP
212621842 | Central HP <5.4 tons | COLEMAN | HRCU-A-CB (Split System: Heat Pump with Remote Outdoor Unit-Air-Source) | HMH72B341 | ASPEN |  | D(A,C,E)36D24+TDR | TP9C120D20MP13 | 29800 | 16.4 | 8.1 | 32400 | 27800 | 85.8% | 2.52 | 0 | 9 |  |  |  |  | R-410A | 2.4833 | Residential & Commercial | USHP
212621858 | Central HP <5.4 tons | COLEMAN | HRCU-A-CB (Split System: Heat Pump with Remote Outdoor Unit-Air-Source) | HMH72B341 | ASPEN |  | D(A,C,E)42A44+TDR | CP9C120D20MP13 | 32000 | 17 | 8.1 | 32400 | 28200 | 87.04% | 2.51 | 0 | 9.4 |  |  |  |  | R-410A | 2.6667 | Residential & Commercial | USHP
212621893 | Central HP <5.4 tons | COLEMAN | HRCU-A-CB (Split System: Heat Pump with Remote Outdoor Unit-Air-Source) | HMH72B341 | ASPEN |  | C(A,C,D,E)36B34+TDR | TP9C120D20MP13 | 31600 | 17 | 8.1 | 32400 | 28200 | 87.04% | 2.51 | 0 | 9.3 |  |  |  |  | R-410A | 2.6333 | Residential & Commercial | USHP
212621958 | Central HP <5.4 tons | COLEMAN | HRCU-A-CB (Split System: Heat Pump with Remote Outdoor Unit-Air-Source) | HMH72B341 | ASPEN |  | D(A,C,E)42D34+TDR | TM9V040A10MP12 | 32600 | 17 | 8.1 | 33200 | 27400 | 82.53% | 2.41 | 0 | 9 |  |  |  |  | R-410A | 2.7167 | Residential & Commercial | USHP
212621976 | Central HP <5.4 tons | COLEMAN | HRCU-A-CB (Split System: Heat Pump with Remote Outdoor Unit-Air-Source) | HMH72B341 | ASPEN |  | C(A,C,D,E)36B34+TDR | TM9E100C20MP12 | 32000 | 15.5 | 8.1 | 33200 | 27000 | 81.33% | 2.43 | 0 | 9.9 |  |  |  |  | R-410A | 2.6667 | Residential & Commercial | USHP
212621978 | Central HP <5.4 tons | COLEMAN | HRCU-A-CB (Split System: Heat Pump with Remote Outdoor Unit-Air-Source) | HMH72B341 | ASPEN |  | C(A,C,D,E)36C34+TDR | TM9E100C20MP12 | 32400 | 15.5 | 8.1 | 33200 | 27000 | 81.33% | 2.43 | 0 | 10 |  |  |  |  | R-410A | 2.7 | Residential & Commercial | USHP | Ducted CEE Tier 1
212622076 | Central HP <5.4 tons | COLEMAN | HRCU-A-CB (Split System: Heat Pump with Remote Outdoor Unit-Air-Source) | HMH72B341 | ASPEN |  | D(A,C,E)36B34+TDR | TM8Y060A12MP11 | 32000 | 18 | 8.1 | 33400 | 27400 | 82.04% | 2.42 | 0 | 9.9 |  |  |  |  | R-410A | 2.6667 | Residential & Commercial | USHP
212622094 | Central HP <5.4 tons | COLEMAN | HRCU-A-CB (Split System: Heat Pump with Remote Outdoor Unit-Air-Source) | HMH72B341 | ASPEN |  | C(A,C,D,E)42A24+TDR | TL9E100C20UH11 | 31000 | 17 | 8.1 | 33400 | 28800 | 86.23% | 2.71 | 0 | 9.8 |  |  |  |  | R-410A | 2.5833 | Residential & Commercial | USHP
212622226 | Central HP <5.4 tons | COLEMAN | HRCU-A-CB (Split System: Heat Pump with Remote Outdoor Unit-Air-Source) | HMH72B341 | ASPEN |  | C(A,C,D,E)42A24+TDR | TM9Y100C16MP11 | 30600 | 17.9 | 8.1 | 33600 | 28200 | 83.93% | 2.63 | 0 | 9.8 |  |  |  |  | R-410A | 2.55 | Residential & Commercial | USHP
212622361 | Central HP <5.4 tons | COLEMAN | HRCU-A-CB (Split System: Heat Pump with Remote Outdoor Unit-Air-Source) | HMH72B341 | ASPEN |  | D(A,C,E)48B34+TDR | TM8E100C16MP11 | 33000 | 18 | 8.2 | 33600 | 28200 | 83.93% | 2.68 | 0 | 10 |  |  |  |  | R-410A | 2.75 | Residential & Commercial | USHP | Ducted CEE Tier 1
212622411 | Central HP <5.4 tons | COLEMAN | HRCU-A-CB (Split System: Heat Pump with Remote Outdoor Unit-Air-Source) | HMH72B341 | ASPEN |  | C(A,C,D,E)36A34+TDR | TL8E080C16UH11 | 31200 | 17.4 | 8.3 | 33600 | 27600 | 82.14% | 2.62 | 0 | 9.8 |  |  |  |  | R-410A | 2.6 | Residential & Commercial | USHP
212622427 | Central HP <5.4 tons | COLEMAN | HRCU-A-CB (Split System: Heat Pump with Remote Outdoor Unit-Air-Source) | HMH72B341 | ASPEN |  | C(A,C,D,E)48A34+TDR | TM9E100C16MP12 | 32400 | 18 | 8.4 | 33600 | 27200 | 80.95% | 2.64 | 0 | 9.9 |  |  |  |  | R-410A | 2.7 | Residential & Commercial | USHP
212622461 | Central HP <5.4 tons | COLEMAN | HRCU-A-CB (Split System: Heat Pump with Remote Outdoor Unit-Air-Source) | HMH72B341 | ASPEN |  | D(A,C,E)36D34+TDR | TM9E100C16MP12 | 33000 | 18 | 8.5 | 33600 | 27200 | 80.95% | 2.66 | 0 | 10 |  |  |  |  | R-410A | 2.75 | Residential & Commercial | USHP | Ducted CEE Tier 1
212622462 | Central HP <5.4 tons | COLEMAN | HRCU-A-CB (Split System: Heat Pump with Remote Outdoor Unit-Air-Source) | HMH72B341 | ASPEN |  | D(A,C,E)42A44+TDR | TM9E100C16MP12 | 32600 | 18 | 8.5 | 33600 | 27200 | 80.95% | 2.66 | 0 | 10 |  |  |  |  | R-410A | 2.7167 | Residential & Commercial | USHP | Ducted CEE Tier 1
214607178 | Central HP <5.4 tons | LENNOX | HRCU-A-CB (Split System: Heat Pump with Remote Outdoor Unit-Air-Source) | EL22XPV-024-230A** | ADP |  | LD19/36Z9+LEFE3A* | 0 | 22800 | 20 | 8.5 | 20600 | 15700 | 76.21% | 2.22 | 0 | 13 |  |  |  |  | R-410A | 1.9 | Residential & Commercial | USHP | Ducted CEE Tier 1
214607189 | Central HP <5.4 tons | LENNOX | HRCU-A-CB (Split System: Heat Pump with Remote Outdoor Unit-Air-Source) | EL22XPV-024-230A** | ADP |  | L*19/36U9+LEFE3A* | 0 | 22800 | 20 | 8.55 | 20600 | 15700 | 76.21% | 2.24 | 0 | 13 |  |  |  |  | R-410A | 1.9 | Residential & Commercial | USHP | Ducted CEE Tier 1
216054746 | Central HP <5.4 tons | COLEMAN | HRCU-A-CB (Split System: Heat Pump with Remote Outdoor Unit-Air-Source) | HH836E2S11 | ASPEN |  | D(A,C,E)36A4K+TDR | Z8ET080B12LMPS1 | 30400 | 19 | 8.5 | 30000 | 24800 | 82.67% | 2 | 0 | 11.2 |  |  |  |  | R-454B | 2.5333 | Residential & Commercial | USHP | Ducted CEE Tier 1
215670085 | Central HP <5.4 tons | TEMPSTAR | HRCU-A-CB (Split System: Heat Pump with Remote Outdoor Unit-Air-Source) | T5H0V36*K*AAA* |  |  | ESH5X42M12A*+WALLCON | *97CMN1202422B* | 34000 | 16.5 | 8.5 | 35600 | 25200 | 70.79% | 1.78 | 0 | 9.5 |  |  |  |  | R-454B | 2.8333 | Residential & Commercial | USHP
212623169 | Central HP <5.4 tons | COLEMAN | HRCU-A-CB (Split System: Heat Pump with Remote Outdoor Unit-Air-Source) | HMH72B341 | ASPEN |  | C(A,C,D,E)36D24+TDR | TMLE060A12MP11 | 30400 | 17.5 | 8.1 | 33800 | 27400 | 81.07% | 2.44 | 0 | 9 |  |  |  |  | R-410A | 2.5333 | Residential & Commercial | USHP
212623174 | Central HP <5.4 tons | COLEMAN | HRCU-A-CB (Split System: Heat Pump with Remote Outdoor Unit-Air-Source) | HMH72B341 | ASPEN |  | C(A,C,D,E)48C24+TDR | TMLE060A12MP11 | 30800 | 17.7 | 8.1 | 33800 | 27400 | 81.07% | 2.44 | 0 | 9 |  |  |  |  | R-410A | 2.5667 | Residential & Commercial | USHP
212623201 | Central HP <5.4 tons | COLEMAN | HRCU-A-CB (Split System: Heat Pump with Remote Outdoor Unit-Air-Source) | HMH72B341 | ASPEN |  | C(A,C,D,E)42D24+TDR | TMLE100B12MP11 | 30800 | 17.7 | 8.1 | 33800 | 27400 | 81.07% | 2.44 | 0 | 9 |  |  |  |  | R-410A | 2.5667 | Residential & Commercial | USHP
212623208 | Central HP <5.4 tons | COLEMAN | HRCU-A-CB (Split System: Heat Pump with Remote Outdoor Unit-Air-Source) | HMH72B341 | ASPEN |  | D(A,C,E)36C34+TDR | TMLE100B12MP11 | 32600 | 18 | 8.1 | 33800 | 27400 | 81.07% | 2.44 | 0 | 10 |  |  |  |  | R-410A | 2.7167 | Residential & Commercial | USHP | Ducted CEE Tier 1
212622479 | Central HP <5.4 tons | COLEMAN | HRCU-A-CB (Split System: Heat Pump with Remote Outdoor Unit-Air-Source) | HMH72B341 | ASPEN |  | D(A,C,E)36D24+TDR | TM8Y120C20MP11 | 32200 | 18 | 8.3 | 33600 | 30000 | 89.29% | 2.81 | 0 | 9.5 |  |  |  |  | R-410A | 2.6833 | Residential & Commercial | USHP
212622494 | Central HP <5.4 tons | COLEMAN | HRCU-A-CB (Split System: Heat Pump with Remote Outdoor Unit-Air-Source) | HMH72B341 | ASPEN |  | C(A,C,D,E)42A24+TDR | TM9V100C20MP12 | 29200 | 16.7 | 8.5 | 33600 | 28200 | 83.93% | 2.7 | 0 | 8.9 |  |  |  |  | R-410A | 2.4333 | Residential & Commercial | USHP
212622711 | Central HP <5.4 tons | COLEMAN | HRCU-A-CB (Split System: Heat Pump with Remote Outdoor Unit-Air-Source) | HMH72B341 | ASPEN |  | C(A,C,D,E)48B24+TDR | TM9Y100C16MP11 | 31600 | 18 | 8.3 | 33800 | 28600 | 84.62% | 2.69 | 0 | 10 |  |  |  |  | R-410A | 2.6333 | Residential & Commercial | USHP | Ducted CEE Tier 1
212622777 | Central HP <5.4 tons | COLEMAN | HRCU-A-CB (Split System: Heat Pump with Remote Outdoor Unit-Air-Source) | HMH72B341 | ASPEN |  | D(A,C,E)42D34+TDR | TM9E060A10MP12 | 33000 | 17.5 | 8.1 | 33800 | 27400 | 81.07% | 2.4 | 0 | 9 |  |  |  |  | R-410A | 2.75 | Residential & Commercial | USHP
212622845 | Central HP <5.4 tons | COLEMAN | HRCU-A-CB (Split System: Heat Pump with Remote Outdoor Unit-Air-Source) | HMH72B341 | ASPEN |  | C(A,C,D,E)36A44+TDR | TM8E120C16MP11 | 33200 | 18 | 8.2 | 33800 | 28600 | 84.62% | 2.7 | 0 | 10 |  |  |  |  | R-410A | 2.7667 | Residential & Commercial | USHP | Ducted CEE Tier 1
212622945 | Central HP <5.4 tons | COLEMAN | HRCU-A-CB (Split System: Heat Pump with Remote Outdoor Unit-Air-Source) | HMH72B341 | ASPEN |  | C(A,C,D,E)48B24+TDR | TM8E120C16MP11 | 32000 | 18 | 8.3 | 33800 | 28800 | 85.21% | 2.73 | 0 | 10 |  |  |  |  | R-410A | 2.6667 | Residential & Commercial | USHP | Ducted CEE Tier 1
212623031 | Central HP <5.4 tons | COLEMAN | HRCU-A-CB (Split System: Heat Pump with Remote Outdoor Unit-Air-Source) | HMH72B341 | ASPEN |  | C(A,C,D,E)36D24+TDR | TM9E080B12MP12 | 30400 | 17 | 8.5 | 33800 | 27400 | 81.07% | 2.65 | 0 | 9 |  |  |  |  | R-410A | 2.5333 | Residential & Commercial | USHP
212623045 | Central HP <5.4 tons | COLEMAN | HRCU-A-CB (Split System: Heat Pump with Remote Outdoor Unit-Air-Source) | HMH72B341 | ASPEN |  | C(A,C,D,E)48D24+TDR | TM9E080B12MP12 | 31200 | 17.3 | 8.5 | 33800 | 27400 | 81.07% | 2.65 | 0 | 9.7 |  |  |  |  | R-410A | 2.6 | Residential & Commercial | USHP
212621661 | Central HP <5.4 tons | COLEMAN | HRCU-A-CB (Split System: Heat Pump with Remote Outdoor Unit-Air-Source) | HMH72B341 | ASPEN |  | D(A,C,E)48D34+TDR | CPLC100C20MP13 | 32800 | 16.5 | 8.1 | 32400 | 27800 | 85.8% | 2.44 | 0 | 9 |  |  |  |  | R-410A | 2.7333 | Residential & Commercial | USHP
212621679 | Central HP <5.4 tons | COLEMAN | HRCU-A-CB (Split System: Heat Pump with Remote Outdoor Unit-Air-Source) | HMH72B341 | ASPEN |  | D(A,C,E)42D34+TDR | CPLC120C20MP13 | 32600 | 16.5 | 8.1 | 32400 | 27800 | 85.8% | 2.44 | 0 | 9 |  |  |  |  | R-410A | 2.7167 | Residential & Commercial | USHP
216676686 | Central HP <5.4 tons | DAY & NIGHT | HRCU-A-CB (Split System: Heat Pump with Remote Outdoor Unit-Air-Source) | D5CURAH24AAK |  |  | ESH5X30M12A* | *80VSL0701412B* | 23800 | 15.2 | 8.5 | 24200 | 19500 | 80.58% | 1.92 | 0 | 9.8 |  |  |  |  | R-454B | 1.9833 | Residential & Commercial | USHP
216676891 | Central HP <5.4 tons | DAY & NIGHT | HRCU-A-CB (Split System: Heat Pump with Remote Outdoor Unit-Air-Source) | D5CURAH24AAK |  |  | EA*5X37M17A* | *92MSN0601412A* | 24400 | 15.2 | 8.5 | 23600 | 19200 | 81.36% | 1.96 | 0 | 10 |  |  |  |  | R-454B | 2.0333 | Residential & Commercial | USHP | Ducted CEE Tier 1
212621704 | Central HP <5.4 tons | COLEMAN | HRCU-A-CB (Split System: Heat Pump with Remote Outdoor Unit-Air-Source) | HMH72B341 | ASPEN |  | D(A,C,E)48C24+TDR | TM8V100C20MP12 | 30000 | 16 | 8.1 | 32400 | 27800 | 85.8% | 2.44 | 0 | 8.6 |  |  |  |  | R-410A | 2.5 | Residential & Commercial | USHP
212621706 | Central HP <5.4 tons | COLEMAN | HRCU-A-CB (Split System: Heat Pump with Remote Outdoor Unit-Air-Source) | HMH72B341 | ASPEN |  | D(A,C,E)48D24+TDR | TM8V100C20MP12 | 30400 | 16.1 | 8.1 | 32400 | 27800 | 85.8% | 2.44 | 0 | 8 |  |  |  |  | R-410A | 2.5333 | Residential & Commercial | USHP
216677577 | Central HP <5.4 tons | DAY & NIGHT | HRCU-A-CB (Split System: Heat Pump with Remote Outdoor Unit-Air-Source) | D5CURAH24AAK |  |  | EA*5X36M17A* | *96VSN0801716B* | 23600 | 15.2 | 8.5 | 24000 | 19400 | 80.83% | 1.9 | 0 | 9.8 |  |  |  |  | R-454B | 1.9667 | Residential & Commercial | USHP
216678072 | Central HP <5.4 tons | DAY & NIGHT | HRCU-A-CB (Split System: Heat Pump with Remote Outdoor Unit-Air-Source) | D5CURAH24AAK |  |  | EA*5X37M21A* | *96VTN0601716B* | 24400 | 15.5 | 8.5 | 23000 | 19000 | 82.61% | 1.96 | 0 | 10 |  |  |  |  | R-454B | 2.0333 | Residential & Commercial | USHP | Ducted CEE Tier 1
213274543 | Central HP <5.4 tons | COLEMAN | HRCU-A-CB (Split System: Heat Pump with Remote Outdoor Unit-Air-Source) | THF2B48T21 | ASPEN |  | D(A,C,E)60A44+TDR | TM9E080C16MP12 | 42500 | 16 | 8.2 | 44000 | 31400 | 71.36% | 3.13 | 0 | 11.5 |  |  |  |  | R-410A | 3.5417 | Residential & Commercial | USHP | Ducted CEE Tier 1
213274545 | Central HP <5.4 tons | COLEMAN | HRCU-A-CB (Split System: Heat Pump with Remote Outdoor Unit-Air-Source) | THF2B48T21 | ASPEN |  | D(A,C,E)60A44+TDR | TM9E100C16MP12 | 42500 | 16 | 8.2 | 44000 | 31400 | 71.36% | 3.13 | 0 | 11.5 |  |  |  |  | R-410A | 3.5417 | Residential & Commercial | USHP | Ducted CEE Tier 1
213279232 | Central HP <5.4 tons | COLEMAN | HRCU-A-CB (Split System: Heat Pump with Remote Outdoor Unit-Air-Source) | THF2B48T21 | ASPEN |  | D(A,C,E)60A46+TDR | CPLC100C16MP13 | 43000 | 16 | 8.2 | 44000 | 31200 | 70.91% | 3.16 | 0 | 11.5 |  |  |  |  | R-410A | 3.5833 | Residential & Commercial | USHP | Ducted CEE Tier 1
211379892 | Central HP <5.4 tons | YORK | HRCU-A-CB (Split System: Heat Pump with Remote Outdoor Unit-Air-Source) | HMH72B341 |  |  | XAHC48FXXN1+TXV | TMLE120C16MP11 | 33000 | 17 | 8.5 | 31600 | 23200 | 73.42% | 2.04 | 0 | 9.5 |  |  |  |  | R-410A | 2.75 | Residential & Commercial | USHP
211379960 | Central HP <5.4 tons | YORK | HRCU-A-CB (Split System: Heat Pump with Remote Outdoor Unit-Air-Source) | HMH72B341 |  |  | XAFD48FBCN1 | TMLE100C16MP11 | 33600 | 17 | 8.5 | 32400 | 23600 | 72.84% | 2.08 | 0 | 9.5 |  |  |  |  | R-410A | 2.8 | Residential & Commercial | USHP
211380001 | Central HP <5.4 tons | YORK | HRCU-A-CB (Split System: Heat Pump with Remote Outdoor Unit-Air-Source) | HMH72B341 |  |  | XAUC48FXXN1+TXV | TM8E100B12MP11 | 33400 | 17 | 8.5 | 32400 | 23800 | 73.46% | 2.06 | 0 | 9.5 |  |  |  |  | R-410A | 2.7833 | Residential & Commercial | USHP
211380060 | Central HP <5.4 tons | YORK | HRCU-A-CB (Split System: Heat Pump with Remote Outdoor Unit-Air-Source) | HMH72B341 |  |  | XAUC48FXXN1+TXV | TMLE080C16MP11 | 33400 | 17 | 8.5 | 32200 | 23400 | 72.67% | 2.06 | 0 | 9.5 |  |  |  |  | R-410A | 2.7833 | Residential & Commercial | USHP
212627857 | Central HP <5.4 tons | COLEMAN | HRCU-A-CB (Split System: Heat Pump with Remote Outdoor Unit-Air-Source) | HMH72B341 | ASPEN |  | D(A,C,E)48D26+TDR | TPLC100C16MP13 | 31000 | 17.3 | 8.1 | 33800 | 27400 | 81.07% | 2.47 | 0 | 9.7 |  |  |  |  | R-410A | 2.5833 | Residential & Commercial | USHP
212627882 | Central HP <5.4 tons | COLEMAN | HRCU-A-CB (Split System: Heat Pump with Remote Outdoor Unit-Air-Source) | HMH72B341 | ASPEN |  | D(A,C,E)48D26+TDR | TL8E080C16UH11 | 31000 | 17.3 | 8.5 | 34000 | 27800 | 81.76% | 2.68 | 0 | 9.7 |  |  |  |  | R-410A | 2.5833 | Residential & Commercial | USHP
212627889 | Central HP <5.4 tons | COLEMAN | HRCU-A-CB (Split System: Heat Pump with Remote Outdoor Unit-Air-Source) | HMH72B341 | ASPEN |  | D(A,C,E)36A46+TDR | TL9E080C16UH11 | 32000 | 17.5 | 8.5 | 34000 | 28000 | 82.35% | 2.66 | 0 | 9.4 |  |  |  |  | R-410A | 2.6667 | Residential & Commercial | USHP
212627914 | Central HP <5.4 tons | COLEMAN | HRCU-A-CB (Split System: Heat Pump with Remote Outdoor Unit-Air-Source) | HMH72B341 | ASPEN |  | D(A,C,E)36A46+TDR | CP9C100C16MP13 | 32000 | 17.5 | 8.1 | 34000 | 27400 | 80.59% | 2.47 | 0 | 9.9 |  |  |  |  | R-410A | 2.6667 | Residential & Commercial | USHP
215670585 | Central HP <5.4 tons | TEMPSTAR | HRCU-A-CB (Split System: Heat Pump with Remote Outdoor Unit-Air-Source) | T5H0V36*K*AAA* |  |  | ESH5X60M12A*+WALLCON | *96CTN0801714B* | 34400 | 17 | 8.5 | 34800 | 25000 | 71.84% | 1.78 | 0 | 9.5 |  |  |  |  | R-454B | 2.8667 | Residential & Commercial | USHP
216440159 | Central HP <5.4 tons | AMERICAN STANDARD | HRCU-A-CB (Split System: Heat Pump with Remote Outdoor Unit-Air-Source) | 5A6V0X36A1 |  |  | 5TXCB006AS3 | S9V2B040D3VSB+LRP | 32600 | 17.6 | 9.4 | 31800 | 23800 | 74.84% | 2.1 | 0 | 11.7 |  |  |  |  | R-454B | 2.7167 | Residential & Commercial | USHP | Ducted CEE Tier 1
216440163 | Central HP <5.4 tons | AMERICAN STANDARD | HRCU-A-CB (Split System: Heat Pump with Remote Outdoor Unit-Air-Source) | 5A6V0X36A1 |  |  | 5TXCB006AS3 | L8V1A060U3VSB+LRP | 35000 | 19.4 | 9.4 | 32600 | 25200 | 77.3% | 2.1 | 0 | 12 |  |  |  |  | R-454B | 2.9167 | Residential & Commercial | USHP | Ducted CEE Tier 1
206773002 | Central HP <5.4 tons | AIRQUEST | HRCU-A-CB (Split System: Heat Pump with Remote Outdoor Unit-Air-Source) | HVH837GKA2* |  |  | EHD4X48AAL+WALLCON | *80CTL0901716A* | 32800 | 17.5 | 8.1 | 33000 | 24800 | 75.15% | 1.98 | 12 | 11.5 |  |  |  |  | R-410A | 2.7333 | Residential & Commercial | USHP | Ducted CEE Tier 1
215670225 | Central HP <5.4 tons | TEMPSTAR | HRCU-A-CB (Split System: Heat Pump with Remote Outdoor Unit-Air-Source) | T5H0V36*K*AAA* |  |  | ESH5X48M12A*+WALLCON | *80CTL1102120B* | 34200 | 17 | 8.5 | 35400 | 25200 | 71.19% | 1.9 | 0 | 9.5 |  |  |  |  | R-454B | 2.85 | Residential & Commercial | USHP
215670275 | Central HP <5.4 tons | TEMPSTAR | HRCU-A-CB (Split System: Heat Pump with Remote Outdoor Unit-Air-Source) | T5H0V36*K*AAA* |  |  | ESH5X48M12A*+WALLCON | *97CMN0601714B* | 33800 | 16.5 | 8.5 | 35600 | 25400 | 71.35% | 1.78 | 0 | 9 |  |  |  |  | R-454B | 2.8167 | Residential & Commercial | USHP
204456504 | Central HP <5.4 tons | DAY & NIGHT | HRCU-A-CB (Split System: Heat Pump with Remote Outdoor Unit-Air-Source) | CVH825GKA2* |  |  | EA*4X25L17A*+WALLCON | *80CTL0901716A* | 24400 | 17.5 | 8.5 | 21200 | 16600 | 78.3% | 2.04 | 12 | 11.5 |  |  |  |  | R-410A | 2.0333 | Residential & Commercial | USHP | Ducted CEE Tier 1
213773300 | Central HP <5.4 tons | COMFORTMAKER | HRCU-A-CB (Split System: Heat Pump with Remote Outdoor Unit-Air-Source) | CVH825GKA3* |  |  | EA*4X37L21A*+WALLCON | *80CTL1102120B* | 24400 | 17 | 8.1 | 21200 | 16600 | 78.3% | 2.02 | 0 | 11 |  |  |  |  | R-410A | 2.0333 | Residential & Commercial | USHP | Ducted CEE Tier 1
213773380 | Central HP <5.4 tons | COMFORTMAKER | HRCU-A-CB (Split System: Heat Pump with Remote Outdoor Unit-Air-Source) | CVH825GKA3* |  |  | EA*4X42L21A*+WALLCON | *80CTL0451712B* | 23600 | 16.5 | 8.1 | 21600 | 16700 | 77.31% | 1.94 | 0 | 10.5 |  |  |  |  | R-410A | 1.9667 | Residential & Commercial | USHP | Ducted CEE Tier 1
213495258 | Central HP <5.4 tons | CHAMPION HEATING AND COOLING | HRCU-A-CB (Split System: Heat Pump with Remote Outdoor Unit-Air-Source) | HMH72B341 | ASPEN |  | C(A,C,D,E)48A36+TDR | Z8ES080B12LMPS1 | 33000 | 18 | 8.1 | 32600 | 29400 | 90.18% | 2.66 | 0 | 9.5 |  |  |  |  | R-410A | 2.75 | Residential & Commercial | USHP
213495401 | Central HP <5.4 tons | CHAMPION HEATING AND COOLING | HRCU-A-CB (Split System: Heat Pump with Remote Outdoor Unit-Air-Source) | HMH72B341 | ASPEN |  | C(A,C,D,E)48A36+TDR | Z8ET100C16LMPS1 | 32200 | 18 | 8.5 | 33200 | 27800 | 83.73% | 2.7 | 0 | 9.4 |  |  |  |  | R-410A | 2.6833 | Residential & Commercial | USHP
212621715 | Central HP <5.4 tons | COLEMAN | HRCU-A-CB (Split System: Heat Pump with Remote Outdoor Unit-Air-Source) | HMH72B341 | ASPEN |  | C(A,C,D,E)48D24+TDR | TM8V120C20MP12 | 30400 | 16.1 | 8.5 | 32400 | 27800 | 85.8% | 2.7 | 0 | 8 |  |  |  |  | R-410A | 2.5333 | Residential & Commercial | USHP
212621738 | Central HP <5.4 tons | COLEMAN | HRCU-A-CB (Split System: Heat Pump with Remote Outdoor Unit-Air-Source) | HMH72B341 | ASPEN |  | C(A,C,D,E)48D24+TDR | TMLV120C20MP12 | 30400 | 16.1 | 8.1 | 32400 | 27800 | 85.8% | 2.44 | 0 | 8 |  |  |  |  | R-410A | 2.5333 | Residential & Commercial | USHP
212621745 | Central HP <5.4 tons | COLEMAN | HRCU-A-CB (Split System: Heat Pump with Remote Outdoor Unit-Air-Source) | HMH72B341 | ASPEN |  | D(A,C,E)42B34+TDR | TMLV120C20MP12 | 31800 | 16.5 | 8.1 | 32400 | 27800 | 85.8% | 2.44 | 0 | 8.9 |  |  |  |  | R-410A | 2.65 | Residential & Commercial | USHP
212621763 | Central HP <5.4 tons | COLEMAN | HRCU-A-CB (Split System: Heat Pump with Remote Outdoor Unit-Air-Source) | HMH72B341 | ASPEN |  | D(A,C,E)36B34+TDR | TPLC100C20MP13 | 31400 | 16.5 | 8.1 | 32400 | 27800 | 85.8% | 2.44 | 0 | 8.9 |  |  |  |  | R-410A | 2.6167 | Residential & Commercial | USHP
212621765 | Central HP <5.4 tons | COLEMAN | HRCU-A-CB (Split System: Heat Pump with Remote Outdoor Unit-Air-Source) | HMH72B341 | ASPEN |  | D(A,C,E)36C34+TDR | TPLC100C20MP13 | 31800 | 16.5 | 8.1 | 32400 | 27800 | 85.8% | 2.44 | 0 | 8.9 |  |  |  |  | R-410A | 2.65 | Residential & Commercial | USHP
212621788 | Central HP <5.4 tons | COLEMAN | HRCU-A-CB (Split System: Heat Pump with Remote Outdoor Unit-Air-Source) | HMH72B341 | ASPEN |  | D(A,C,E)36C34+TDR | TPLC120C20MP13 | 31800 | 16.5 | 8.1 | 32400 | 27800 | 85.8% | 2.44 | 0 | 8.9 |  |  |  |  | R-410A | 2.65 | Residential & Commercial | USHP
212621822 | Central HP <5.4 tons | COLEMAN | HRCU-A-CB (Split System: Heat Pump with Remote Outdoor Unit-Air-Source) | HMH72B341 | ASPEN |  | D(A,C,E)42C24+TDR | TM9Y120D20MP11 | 29800 | 15.9 | 8.5 | 32400 | 28200 | 87.04% | 2.77 | 0 | 9 |  |  |  |  | R-410A | 2.4833 | Residential & Commercial | USHP
212621838 | Central HP <5.4 tons | COLEMAN | HRCU-A-CB (Split System: Heat Pump with Remote Outdoor Unit-Air-Source) | HMH72B341 | ASPEN |  | D(A,C,E)36D24+TDR | TM9V120D20MP12 | 29800 | 16.4 | 8.5 | 32400 | 27800 | 85.8% | 2.79 | 0 | 9 |  |  |  |  | R-410A | 2.4833 | Residential & Commercial | USHP
213296555 | Central HP <5.4 tons | YORK | HRCU-A-CB (Split System: Heat Pump with Remote Outdoor Unit-Air-Source) | HMH72B341 |  |  | XAFB36DXXN1+TXV | Y81E080B12SMPS1 | 34000 | 18 | 8.1 | 33400 | 24000 | 71.86% | 2.08 | 0 | 10 |  |  |  |  | R-410A | 2.8333 | Residential & Commercial | USHP | Ducted CEE Tier 1
213296564 | Central HP <5.4 tons | YORK | HRCU-A-CB (Split System: Heat Pump with Remote Outdoor Unit-Air-Source) | HMH72B341 |  |  | XAFB36DBCN1 | Y92E080B12SMPS1 | 33800 | 18 | 8.5 | 33000 | 23200 | 70.3% | 2 | 0 | 10 |  |  |  |  | R-410A | 2.8167 | Residential & Commercial | USHP | Ducted CEE Tier 1
213296571 | Central HP <5.4 tons | YORK | HRCU-A-CB (Split System: Heat Pump with Remote Outdoor Unit-Air-Source) | HMH72B341 |  |  | XAHC36DBCN1 | Y91E060B12SMPS1 | 33000 | 16.5 | 8.5 | 32000 | 22400 | 70% | 1.8 | 0 | 10 |  |  |  |  | R-410A | 2.75 | Residential & Commercial | USHP | Ducted CEE Tier 1
214608726 | Central HP <5.4 tons | COLEMAN | HRCU-A-CB (Split System: Heat Pump with Remote Outdoor Unit-Air-Source) | HMH72B341 | ASPEN |  | CM36B36+TDR | CP9C080C16MP13 | 32200 | 17.5 | 8.1 | 33800 | 23800 | 70.41% | 2.08 | 0 | 9.9 |  |  |  |  | R-410A | 2.6833 | Residential & Commercial | USHP
213296621 | Central HP <5.4 tons | YORK | HRCU-A-CB (Split System: Heat Pump with Remote Outdoor Unit-Air-Source) | HMH72B341 |  |  | XAFC36DBCN1 | Y82E100C16LMPS1 | 35000 | 18 | 8.5 | 33600 | 23600 | 70.24% | 2.08 | 0 | 10 |  |  |  |  | R-410A | 2.9167 | Residential & Commercial | USHP | Ducted CEE Tier 1
213296655 | Central HP <5.4 tons | YORK | HRCU-A-CB (Split System: Heat Pump with Remote Outdoor Unit-Air-Source) | HMH72B341 |  |  | XAFB36DBCN1 | Y91E060B12SMPS1 | 33000 | 16.5 | 8.5 | 32000 | 22400 | 70% | 1.8 | 0 | 10 |  |  |  |  | R-410A | 2.75 | Residential & Commercial | USHP | Ducted CEE Tier 1
212623267 | Central HP <5.4 tons | COLEMAN | HRCU-A-CB (Split System: Heat Pump with Remote Outdoor Unit-Air-Source) | HMH72B341 | ASPEN |  | D(A,C,E)36C34+TDR | TL9E100C20UH11 | 33400 | 17 | 8.3 | 33800 | 29200 | 86.39% | 2.78 | 0 | 10 |  |  |  |  | R-410A | 2.7833 | Residential & Commercial | USHP | Ducted CEE Tier 1
212623285 | Central HP <5.4 tons | COLEMAN | HRCU-A-CB (Split System: Heat Pump with Remote Outdoor Unit-Air-Source) | HMH72B341 | ASPEN |  | D(A,C,E)42A34+TDR | TM9V100C16MP12 | 31800 | 17.5 | 8.3 | 33800 | 27400 | 81.07% | 2.63 | 0 | 9.9 |  |  |  |  | R-410A | 2.65 | Residential & Commercial | USHP
212623294 | Central HP <5.4 tons | COLEMAN | HRCU-A-CB (Split System: Heat Pump with Remote Outdoor Unit-Air-Source) | HMH72B341 | ASPEN |  | C(A,C,D,E)36B34+TDR | CP9C080C16MP13 | 32200 | 17.5 | 8.1 | 33800 | 27400 | 81.07% | 2.45 | 0 | 9.9 |  |  |  |  | R-410A | 2.6833 | Residential & Commercial | USHP
212623301 | Central HP <5.4 tons | COLEMAN | HRCU-A-CB (Split System: Heat Pump with Remote Outdoor Unit-Air-Source) | HMH72B341 | ASPEN |  | C(A,C,D,E)42C24+TDR | CP9C080C16MP13 | 30400 | 17 | 8.1 | 33800 | 27400 | 81.07% | 2.45 | 0 | 9 |  |  |  |  | R-410A | 2.5333 | Residential & Commercial | USHP
212623317 | Central HP <5.4 tons | COLEMAN | HRCU-A-CB (Split System: Heat Pump with Remote Outdoor Unit-Air-Source) | HMH72B341 | ASPEN |  | D(A,C,E)42C34+TDR | CP9C080C16MP13 | 32800 | 17.5 | 8.1 | 33800 | 27400 | 81.07% | 2.45 | 0 | 10 |  |  |  |  | R-410A | 2.7333 | Residential & Commercial | USHP | Ducted CEE Tier 1
212623342 | Central HP <5.4 tons | COLEMAN | HRCU-A-CB (Split System: Heat Pump with Remote Outdoor Unit-Air-Source) | HMH72B341 | ASPEN |  | C(A,C,D,E)42C24+TDR | TM9V080C16MP12 | 30400 | 17 | 8.5 | 33800 | 27400 | 81.07% | 2.66 | 0 | 9 |  |  |  |  | R-410A | 2.5333 | Residential & Commercial | USHP
212623353 | Central HP <5.4 tons | COLEMAN | HRCU-A-CB (Split System: Heat Pump with Remote Outdoor Unit-Air-Source) | HMH72B341 | ASPEN |  | D(A,C,E)36D24+TDR | TM9V080C16MP12 | 30400 | 17 | 8.5 | 33800 | 27400 | 81.07% | 2.66 | 0 | 9 |  |  |  |  | R-410A | 2.5333 | Residential & Commercial | USHP
212623376 | Central HP <5.4 tons | COLEMAN | HRCU-A-CB (Split System: Heat Pump with Remote Outdoor Unit-Air-Source) | HMH72B341 | ASPEN |  | C(A,C,D,E)48C24+TDR | TP9C080C16MP13 | 30800 | 17.2 | 8.1 | 33800 | 27400 | 81.07% | 2.45 | 0 | 9 |  |  |  |  | R-410A | 2.5667 | Residential & Commercial | USHP
212623047 | Central HP <5.4 tons | COLEMAN | HRCU-A-CB (Split System: Heat Pump with Remote Outdoor Unit-Air-Source) | HMH72B341 | ASPEN |  | D(A,C,E)36A44+TDR | TM9E080B12MP12 | 32200 | 17.5 | 8.5 | 33800 | 27400 | 81.07% | 2.65 | 0 | 9.9 |  |  |  |  | R-410A | 2.6833 | Residential & Commercial | USHP
212623061 | Central HP <5.4 tons | COLEMAN | HRCU-A-CB (Split System: Heat Pump with Remote Outdoor Unit-Air-Source) | HMH72B341 | ASPEN |  | D(A,C,E)42A44+TDR | TM9E080B12MP12 | 32600 | 17.5 | 8.5 | 33800 | 27400 | 81.07% | 2.65 | 0 | 10 |  |  |  |  | R-410A | 2.7167 | Residential & Commercial | USHP | Ducted CEE Tier 1
212623078 | Central HP <5.4 tons | COLEMAN | HRCU-A-CB (Split System: Heat Pump with Remote Outdoor Unit-Air-Source) | HMH72B341 | ASPEN |  | C(A,C,D,E)42A24+TDR | TM8E080B12MP11 | 29200 | 17.2 | 8.5 | 33800 | 27800 | 82.25% | 2.62 | 0 | 8.9 |  |  |  |  | R-410A | 2.4333 | Residential & Commercial | USHP
212623079 | Central HP <5.4 tons | COLEMAN | HRCU-A-CB (Split System: Heat Pump with Remote Outdoor Unit-Air-Source) | HMH72B341 | ASPEN |  | C(A,C,D,E)42A24+TDR | TM9Y080B12MP11 | 29400 | 17.2 | 8.1 | 33800 | 27800 | 82.25% | 2.41 | 0 | 8.9 |  |  |  |  | R-410A | 2.45 | Residential & Commercial | USHP
212623128 | Central HP <5.4 tons | COLEMAN | HRCU-A-CB (Split System: Heat Pump with Remote Outdoor Unit-Air-Source) | HMH72B341 | ASPEN |  | D(A,C,E)42D24+TDR | TM8E060A12MP11 | 30800 | 17.7 | 8.1 | 33800 | 27400 | 81.07% | 2.44 | 0 | 9 |  |  |  |  | R-410A | 2.5667 | Residential & Commercial | USHP
212623131 | Central HP <5.4 tons | COLEMAN | HRCU-A-CB (Split System: Heat Pump with Remote Outdoor Unit-Air-Source) | HMH72B341 | ASPEN |  | D(A,C,E)48C24+TDR | TM8E060A12MP11 | 30800 | 17.7 | 8.1 | 33800 | 27400 | 81.07% | 2.44 | 0 | 9 |  |  |  |  | R-410A | 2.5667 | Residential & Commercial | USHP
212623147 | Central HP <5.4 tons | COLEMAN | HRCU-A-CB (Split System: Heat Pump with Remote Outdoor Unit-Air-Source) | HMH72B341 | ASPEN |  | D(A,C,E)36A44+TDR | TM8E100B12MP11 | 32200 | 18 | 8.5 | 33800 | 27400 | 81.07% | 2.64 | 0 | 9.9 |  |  |  |  | R-410A | 2.6833 | Residential & Commercial | USHP
212623163 | Central HP <5.4 tons | COLEMAN | HRCU-A-CB (Split System: Heat Pump with Remote Outdoor Unit-Air-Source) | HMH72B341 | ASPEN |  | D(A,C,E)48D34+TDR | TM8E100B12MP11 | 33600 | 18 | 8.5 | 33800 | 27400 | 81.07% | 2.64 | 0 | 10 |  |  |  |  | R-410A | 2.8 | Residential & Commercial | USHP | Ducted CEE Tier 1
212623165 | Central HP <5.4 tons | COLEMAN | HRCU-A-CB (Split System: Heat Pump with Remote Outdoor Unit-Air-Source) | HMH72B341 | ASPEN |  | C(A,C,D,E)36B24+TDR | TMLE060A12MP11 | 29400 | 17.2 | 8.1 | 33800 | 27400 | 81.07% | 2.44 | 0 | 9.4 |  |  |  |  | R-410A | 2.45 | Residential & Commercial | USHP
212623181 | Central HP <5.4 tons | COLEMAN | HRCU-A-CB (Split System: Heat Pump with Remote Outdoor Unit-Air-Source) | HMH72B341 | ASPEN |  | D(A,C,E)36D34+TDR | TMLE060A12MP11 | 33000 | 18 | 8.1 | 33800 | 27400 | 81.07% | 2.44 | 0 | 10 |  |  |  |  | R-410A | 2.75 | Residential & Commercial | USHP | Ducted CEE Tier 1
212623195 | Central HP <5.4 tons | COLEMAN | HRCU-A-CB (Split System: Heat Pump with Remote Outdoor Unit-Air-Source) | HMH72B341 | ASPEN |  | C(A,C,D,E)36B34+TDR | TMLE100B12MP11 | 32200 | 18 | 8.1 | 33800 | 27400 | 81.07% | 2.44 | 0 | 9.9 |  |  |  |  | R-410A | 2.6833 | Residential & Commercial | USHP
212623198 | Central HP <5.4 tons | COLEMAN | HRCU-A-CB (Split System: Heat Pump with Remote Outdoor Unit-Air-Source) | HMH72B341 | ASPEN |  | C(A,C,D,E)36D24+TDR | TMLE100B12MP11 | 30400 | 17.5 | 8.1 | 33800 | 27400 | 81.07% | 2.44 | 0 | 9 |  |  |  |  | R-410A | 2.5333 | Residential & Commercial | USHP
212623215 | Central HP <5.4 tons | COLEMAN | HRCU-A-CB (Split System: Heat Pump with Remote Outdoor Unit-Air-Source) | HMH72B341 | ASPEN |  | D(A,C,E)42D24+TDR | TMLE100B12MP11 | 30800 | 17.7 | 8.1 | 33800 | 27400 | 81.07% | 2.44 | 0 | 9 |  |  |  |  | R-410A | 2.5667 | Residential & Commercial | USHP
212623230 | Central HP <5.4 tons | COLEMAN | HRCU-A-CB (Split System: Heat Pump with Remote Outdoor Unit-Air-Source) | HMH72B341 | ASPEN |  | C(A,C,D,E)36A44+TDR | TM8Y120C20MP11 | 33600 | 18 | 8.3 | 33800 | 30000 | 88.76% | 2.76 | 0 | 9.5 |  |  |  |  | R-410A | 2.8 | Residential & Commercial | USHP
212623231 | Central HP <5.4 tons | COLEMAN | HRCU-A-CB (Split System: Heat Pump with Remote Outdoor Unit-Air-Source) | HMH72B341 | ASPEN |  | C(A,C,D,E)36B34+TDR | TM8Y120C20MP11 | 33600 | 18 | 8.2 | 33800 | 30000 | 88.76% | 2.76 | 0 | 9.5 |  |  |  |  | R-410A | 2.8 | Residential & Commercial | USHP
212623263 | Central HP <5.4 tons | COLEMAN | HRCU-A-CB (Split System: Heat Pump with Remote Outdoor Unit-Air-Source) | HMH72B341 | ASPEN |  | D(A,C,E)42A34+TDR | TM9Y080C16MP11 | 31800 | 18.5 | 8.4 | 33800 | 27800 | 82.25% | 2.64 | 0 | 9.4 |  |  |  |  | R-410A | 2.65 | Residential & Commercial | USHP
212623298 | Central HP <5.4 tons | COLEMAN | HRCU-A-CB (Split System: Heat Pump with Remote Outdoor Unit-Air-Source) | HMH72B341 | ASPEN |  | C(A,C,D,E)36D24+TDR | CP9C080C16MP13 | 30400 | 17 | 8.1 | 33800 | 27400 | 81.07% | 2.45 | 0 | 9 |  |  |  |  | R-410A | 2.5333 | Residential & Commercial | USHP
212623313 | Central HP <5.4 tons | COLEMAN | HRCU-A-CB (Split System: Heat Pump with Remote Outdoor Unit-Air-Source) | HMH72B341 | ASPEN |  | D(A,C,E)36D34+TDR | CP9C080C16MP13 | 32800 | 17.5 | 8.1 | 33800 | 27400 | 81.07% | 2.45 | 0 | 10 |  |  |  |  | R-410A | 2.7333 | Residential & Commercial | USHP | Ducted CEE Tier 1
212623330 | Central HP <5.4 tons | COLEMAN | HRCU-A-CB (Split System: Heat Pump with Remote Outdoor Unit-Air-Source) | HMH72B341 | ASPEN |  | D(A,C,E)48D34+TDR | CP9C080C16MP13 | 33600 | 17.5 | 8.1 | 33800 | 27400 | 81.07% | 2.45 | 0 | 10 |  |  |  |  | R-410A | 2.8 | Residential & Commercial | USHP | Ducted CEE Tier 1
212623399 | Central HP <5.4 tons | COLEMAN | HRCU-A-CB (Split System: Heat Pump with Remote Outdoor Unit-Air-Source) | HMH72B341 | ASPEN |  | C(A,C,D,E)48B24+TDR | TL9E100C20UH11 | 32000 | 17 | 8.3 | 33800 | 28800 | 85.21% | 2.77 | 0 | 10 |  |  |  |  | R-410A | 2.6667 | Residential & Commercial | USHP | Ducted CEE Tier 1
212623464 | Central HP <5.4 tons | COLEMAN | HRCU-A-CB (Split System: Heat Pump with Remote Outdoor Unit-Air-Source) | HMH72B341 | ASPEN |  | D(A,C,E)48B24+TDR | TM9V100C16MP12 | 30200 | 17 | 8.4 | 33800 | 27200 | 80.47% | 2.64 | 0 | 9 |  |  |  |  | R-410A | 2.5167 | Residential & Commercial | USHP
212623481 | Central HP <5.4 tons | COLEMAN | HRCU-A-CB (Split System: Heat Pump with Remote Outdoor Unit-Air-Source) | HMH72B341 | ASPEN |  | D(A,C,E)48A34+TDR | TL9E080C16UH11 | 32200 | 17.5 | 8.5 | 33800 | 27800 | 82.25% | 2.66 | 0 | 9.4 |  |  |  |  | R-410A | 2.6833 | Residential & Commercial | USHP
212623499 | Central HP <5.4 tons | COLEMAN | HRCU-A-CB (Split System: Heat Pump with Remote Outdoor Unit-Air-Source) | HMH72B341 | ASPEN |  | C(A,C,D,E)42A24+TDR | TP9C100C16MP13 | 29200 | 16.7 | 8.1 | 33800 | 27200 | 80.47% | 2.47 | 0 | 9.4 |  |  |  |  | R-410A | 2.4333 | Residential & Commercial | USHP
212623647 | Central HP <5.4 tons | COLEMAN | HRCU-A-CB (Split System: Heat Pump with Remote Outdoor Unit-Air-Source) | HMH72B341 | ASPEN |  | D(A,C,E)42D34+TDR | TM8V080B12MP12 | 32400 | 17 | 8.1 | 33600 | 29400 | 87.5% | 2.42 | 0 | 9.5 |  |  |  |  | R-410A | 2.7 | Residential & Commercial | USHP
212623664 | Central HP <5.4 tons | COLEMAN | HRCU-A-CB (Split System: Heat Pump with Remote Outdoor Unit-Air-Source) | HMH72B341 | ASPEN |  | C(A,C,D,E)36B34+TDR | TL9E060B12UH11 | 32000 | 18 | 8.1 | 34000 | 27800 | 81.76% | 2.4 | 0 | 9.4 |  |  |  |  | R-410A | 2.6667 | Residential & Commercial | USHP
212623831 | Central HP <5.4 tons | COLEMAN | HRCU-A-CB (Split System: Heat Pump with Remote Outdoor Unit-Air-Source) | HMH72B341 | ASPEN |  | D(A,C,E)36C34+TDR | CP9C060B12MP13 | 32600 | 17.5 | 8.1 | 34000 | 27800 | 81.76% | 2.42 | 0 | 9.5 |  |  |  |  | R-410A | 2.7167 | Residential & Commercial | USHP
213206226 | Central HP <5.4 tons | CARRIER | HRCU-A-CB (Split System: Heat Pump with Remote Outdoor Unit-Air-Source) | 38MURAQ24AB3* | ASPEN |  | D(A,C,E)24B44+TDR | 58S(B,C)*A045E14**12 | 23600 | 16.4 | 8.1 | 26000 | 20400 | 78.46% | 2.96 | 0 | 10.3 |  |  |  |  | R-410A | 1.9667 | Residential & Commercial | USHP | Ducted CEE Tier 1
213206263 | Central HP <5.4 tons | CARRIER | HRCU-A-CB (Split System: Heat Pump with Remote Outdoor Unit-Air-Source) | 38MURAQ24AB3* | ASPEN |  | D(A,C,E)30B34+TDR | 58S(B,C)*A070E17**12 | 23000 | 17 | 8.1 | 25600 | 20000 | 78.12% | 2.94 | 0 | 10 |  |  |  |  | R-410A | 1.9167 | Residential & Commercial | USHP | Ducted CEE Tier 1
213206311 | Central HP <5.4 tons | CARRIER | HRCU-A-CB (Split System: Heat Pump with Remote Outdoor Unit-Air-Source) | 38MURAQ24AB3* | ASPEN |  | D(A,C,E)30C44+TDR | 58S(B,C)*A090E21**20 | 23800 | 17 | 8.1 | 25800 | 20000 | 77.52% | 3 | 0 | 10.4 |  |  |  |  | R-410A | 1.9833 | Residential & Commercial | USHP | Ducted CEE Tier 1
213206380 | Central HP <5.4 tons | CARRIER | HRCU-A-CB (Split System: Heat Pump with Remote Outdoor Unit-Air-Source) | 38MURAQ24AB3* | ASPEN |  | D(A,C,E)30C44+TDR | 58TP*A090V21**20 | 23200 | 17 | 8.1 | 25400 | 19800 | 77.95% | 2.97 | 0 | 10.3 |  |  |  |  | R-410A | 1.9333 | Residential & Commercial | USHP | Ducted CEE Tier 1
213206413 | Central HP <5.4 tons | CARRIER | HRCU-A-CB (Split System: Heat Pump with Remote Outdoor Unit-Air-Source) | 38MURAQ24AB3* | ASPEN |  | D(A,C,E)30B34+TDR | 59SC2D040E17**12 | 23400 | 16 | 8.1 | 26000 | 20400 | 78.46% | 2.89 | 0 | 10 |  |  |  |  | R-410A | 1.95 | Residential & Commercial | USHP | Ducted CEE Tier 1
215668711 | Central HP <5.4 tons | COMFORTMAKER | HRCU-A-CB (Split System: Heat Pump with Remote Outdoor Unit-Air-Source) | C5H0V36*K*AAA* |  |  | EA*5X37M21A*+WALLCON | *95CSU0802120B* | 34400 | 17.5 | 9 | 35400 | 25200 | 71.19% | 1.9 | 0 | 10 |  |  |  |  | R-454B | 2.8667 | Residential & Commercial | USHP | Ducted CEE Tier 1
215668727 | Central HP <5.4 tons | COMFORTMAKER | HRCU-A-CB (Split System: Heat Pump with Remote Outdoor Unit-Air-Source) | C5H0V36*K*AAA* |  |  | EA*5X37M21A*+WALLCON | *97CMN0601714B* | 34200 | 17.5 | 9 | 35600 | 25400 | 71.35% | 1.88 | 0 | 9.5 |  |  |  |  | R-454B | 2.85 | Residential & Commercial | USHP
215668759 | Central HP <5.4 tons | COMFORTMAKER | HRCU-A-CB (Split System: Heat Pump with Remote Outdoor Unit-Air-Source) | C5H0V36*K*AAA* |  |  | EA*5X37M21A*+WALLCON | *97CMN1002122B* | 34600 | 18 | 9 | 35200 | 25000 | 71.02% | 1.9 | 0 | 10 |  |  |  |  | R-454B | 2.8833 | Residential & Commercial | USHP | Ducted CEE Tier 1
215668775 | Central HP <5.4 tons | COMFORTMAKER | HRCU-A-CB (Split System: Heat Pump with Remote Outdoor Unit-Air-Source) | C5H0V36*K*AAA* |  |  | EA*5X37M21A*+WALLCON | *96CTN0801714B* | 34400 | 18 | 9 | 35400 | 25200 | 71.19% | 1.9 | 0 | 10 |  |  |  |  | R-454B | 2.8667 | Residential & Commercial | USHP | Ducted CEE Tier 1
216551861 | Central HP <5.4 tons | FRIEDRICH | HRCU-A-CB (Split System: Heat Pump with Remote Outdoor Unit-Air-Source) | FRP19AY60AJVC |  |  | RCFY6021SEAAM | FR802V0755A21DZ | 54000 | 17 | 10 | 54000 | 48500 | 89.81% | 2 | 0 | 10 |  |  |  |  | R-454B | 4.5 | Residential & Commercial | USHP | Ducted CEE Tier 1
212621840 | Central HP <5.4 tons | COLEMAN | HRCU-A-CB (Split System: Heat Pump with Remote Outdoor Unit-Air-Source) | HMH72B341 | ASPEN |  | C(A,C,D,E)36B24+TDR | TP9C120D20MP13 | 28800 | 16.1 | 8.1 | 32400 | 27800 | 85.8% | 2.52 | 0 | 8.9 |  |  |  |  | R-410A | 2.4 | Residential & Commercial | USHP
212621854 | Central HP <5.4 tons | COLEMAN | HRCU-A-CB (Split System: Heat Pump with Remote Outdoor Unit-Air-Source) | HMH72B341 | ASPEN |  | D(A,C,E)36B34+TDR | CP9C120D20MP13 | 31600 | 17 | 8.1 | 32400 | 28200 | 87.04% | 2.51 | 0 | 9.3 |  |  |  |  | R-410A | 2.6333 | Residential & Commercial | USHP
212621863 | Central HP <5.4 tons | COLEMAN | HRCU-A-CB (Split System: Heat Pump with Remote Outdoor Unit-Air-Source) | HMH72B341 | ASPEN |  | D(A,C,E)48B34+TDR | CP9C120D20MP13 | 32200 | 17 | 8.1 | 32400 | 28200 | 87.04% | 2.51 | 0 | 9.4 |  |  |  |  | R-410A | 2.6833 | Residential & Commercial | USHP
212621881 | Central HP <5.4 tons | COLEMAN | HRCU-A-CB (Split System: Heat Pump with Remote Outdoor Unit-Air-Source) | HMH72B341 | ASPEN |  | D(A,C,E)36D34+TDR | TM9V120D20MP12 | 32400 | 17 | 8.5 | 32400 | 28200 | 87.04% | 2.79 | 0 | 9.5 |  |  |  |  | R-410A | 2.7 | Residential & Commercial | USHP
212621904 | Central HP <5.4 tons | COLEMAN | HRCU-A-CB (Split System: Heat Pump with Remote Outdoor Unit-Air-Source) | HMH72B341 | ASPEN |  | D(A,C,E)36C34+TDR | TP9C120D20MP13 | 32000 | 17 | 8.1 | 32400 | 28200 | 87.04% | 2.51 | 0 | 9.4 |  |  |  |  | R-410A | 2.6667 | Residential & Commercial | USHP
212621956 | Central HP <5.4 tons | COLEMAN | HRCU-A-CB (Split System: Heat Pump with Remote Outdoor Unit-Air-Source) | HMH72B341 | ASPEN |  | D(A,C,E)42C34+TDR | TM9V040A10MP12 | 32200 | 17 | 8.1 | 33200 | 27400 | 82.53% | 2.41 | 0 | 9.5 |  |  |  |  | R-410A | 2.6833 | Residential & Commercial | USHP
212621974 | Central HP <5.4 tons | COLEMAN | HRCU-A-CB (Split System: Heat Pump with Remote Outdoor Unit-Air-Source) | HMH72B341 | ASPEN |  | C(A,C,D,E)36A44+TDR | TM9E100C20MP12 | 32000 | 15.5 | 8.1 | 33200 | 27000 | 81.33% | 2.43 | 0 | 9.9 |  |  |  |  | R-410A | 2.6667 | Residential & Commercial | USHP
212622097 | Central HP <5.4 tons | COLEMAN | HRCU-A-CB (Split System: Heat Pump with Remote Outdoor Unit-Air-Source) | HMH72B341 | ASPEN |  | C(A,C,D,E)42B34+TDR | TM8Y080B12MP11 | 32400 | 18 | 8.4 | 33400 | 27400 | 82.04% | 2.63 | 0 | 9.9 |  |  |  |  | R-410A | 2.7 | Residential & Commercial | USHP
212622115 | Central HP <5.4 tons | COLEMAN | HRCU-A-CB (Split System: Heat Pump with Remote Outdoor Unit-Air-Source) | HMH72B341 | ASPEN |  | C(A,C,D,E)48B24+TDR | TM8Y080B12MP11 | 30600 | 17.6 | 8.5 | 33400 | 27400 | 82.04% | 2.65 | 0 | 9 |  |  |  |  | R-410A | 2.55 | Residential & Commercial | USHP
212622308 | Central HP <5.4 tons | COLEMAN | HRCU-A-CB (Split System: Heat Pump with Remote Outdoor Unit-Air-Source) | HMH72B341 | ASPEN |  | C(A,C,D,E)36A34+TDR | TM9E080B12MP12 | 31400 | 17.4 | 8.2 | 33600 | 27200 | 80.95% | 2.56 | 0 | 9.8 |  |  |  |  | R-410A | 2.6167 | Residential & Commercial | USHP
212622399 | Central HP <5.4 tons | COLEMAN | HRCU-A-CB (Split System: Heat Pump with Remote Outdoor Unit-Air-Source) | HMH72B341 | ASPEN |  | C(A,C,D,E)42B34+TDR | TM8Y120C20MP11 | 33600 | 18 | 8.1 | 33600 | 30000 | 89.29% | 2.72 | 0 | 9.5 |  |  |  |  | R-410A | 2.8 | Residential & Commercial | USHP
212622415 | Central HP <5.4 tons | COLEMAN | HRCU-A-CB (Split System: Heat Pump with Remote Outdoor Unit-Air-Source) | HMH72B341 | ASPEN |  | C(A,C,D,E)42B24+TDR | TL9E100C20UH11 | 31600 | 17 | 8.2 | 33600 | 29000 | 86.31% | 2.73 | 0 | 9.9 |  |  |  |  | R-410A | 2.6333 | Residential & Commercial | USHP
212622440 | Central HP <5.4 tons | COLEMAN | HRCU-A-CB (Split System: Heat Pump with Remote Outdoor Unit-Air-Source) | HMH72B341 | ASPEN |  | C(A,C,D,E)48A24+TDR | TM8Y080C16MP11 | 29800 | 17.8 | 8.3 | 33600 | 27200 | 80.95% | 2.63 | 0 | 9.5 |  |  |  |  | R-410A | 2.4833 | Residential & Commercial | USHP
212622456 | Central HP <5.4 tons | COLEMAN | HRCU-A-CB (Split System: Heat Pump with Remote Outdoor Unit-Air-Source) | HMH72B341 | ASPEN |  | D(A,C,E)36A44+TDR | TM9E100C16MP12 | 32200 | 18 | 8.5 | 33600 | 27200 | 80.95% | 2.66 | 0 | 9.9 |  |  |  |  | R-410A | 2.6833 | Residential & Commercial | USHP
212622474 | Central HP <5.4 tons | COLEMAN | HRCU-A-CB (Split System: Heat Pump with Remote Outdoor Unit-Air-Source) | HMH72B341 | ASPEN |  | C(A,C,D,E)42A24+TDR | TM9Y080C16MP11 | 29200 | 17.7 | 8.5 | 33600 | 28000 | 83.33% | 2.66 | 0 | 8.9 |  |  |  |  | R-410A | 2.4333 | Residential & Commercial | USHP
212622765 | Central HP <5.4 tons | COLEMAN | HRCU-A-CB (Split System: Heat Pump with Remote Outdoor Unit-Air-Source) | HMH72B341 | ASPEN |  | C(A,C,D,E)48D24+TDR | TM9E060A10MP12 | 31000 | 17.3 | 8.1 | 33800 | 27400 | 81.07% | 2.4 | 0 | 9.2 |  |  |  |  | R-410A | 2.5833 | Residential & Commercial | USHP
212621516 | Central HP <5.4 tons | COLEMAN | HRCU-A-CB (Split System: Heat Pump with Remote Outdoor Unit-Air-Source) | HMH72B341 | ASPEN |  | C(A,C,D,E)42A34+TDR | TM9Y120D20MP11 | 31400 | 16.4 | 8.4 | 32200 | 28000 | 86.96% | 2.74 | 0 | 9.3 |  |  |  |  | R-410A | 2.6167 | Residential & Commercial | USHP
212621517 | Central HP <5.4 tons | COLEMAN | HRCU-A-CB (Split System: Heat Pump with Remote Outdoor Unit-Air-Source) | HMH72B341 | ASPEN |  | D(A,C,E)42A34+TDR | TM9Y120D20MP11 | 31400 | 16.4 | 8.4 | 32200 | 28000 | 86.96% | 2.74 | 0 | 9.3 |  |  |  |  | R-410A | 2.6167 | Residential & Commercial | USHP
212621583 | Central HP <5.4 tons | COLEMAN | HRCU-A-CB (Split System: Heat Pump with Remote Outdoor Unit-Air-Source) | HMH72B341 | ASPEN |  | C(A,C,D,E)42A24+TDR | CP9C120D20MP13 | 28800 | 16.1 | 8.1 | 32200 | 28000 | 86.96% | 2.51 | 0 | 8.9 |  |  |  |  | R-410A | 2.4 | Residential & Commercial | USHP
212621584 | Central HP <5.4 tons | COLEMAN | HRCU-A-CB (Split System: Heat Pump with Remote Outdoor Unit-Air-Source) | HMH72B341 | ASPEN |  | C(A,C,D,E)42B24+TDR | CP9C120D20MP13 | 29400 | 16.3 | 8.1 | 32200 | 28000 | 86.96% | 2.51 | 0 | 9 |  |  |  |  | R-410A | 2.45 | Residential & Commercial | USHP
212621600 | Central HP <5.4 tons | COLEMAN | HRCU-A-CB (Split System: Heat Pump with Remote Outdoor Unit-Air-Source) | HMH72B341 | ASPEN |  | D(A,C,E)48A34+TDR | TM9V120D20MP12 | 31800 | 17 | 8.5 | 32200 | 28200 | 87.58% | 2.8 | 0 | 9.4 |  |  |  |  | R-410A | 2.65 | Residential & Commercial | USHP
212621617 | Central HP <5.4 tons | COLEMAN | HRCU-A-CB (Split System: Heat Pump with Remote Outdoor Unit-Air-Source) | HMH72B341 | ASPEN |  | D(A,C,E)36D24+TDR | TM8V100C20MP12 | 29600 | 15.9 | 8.1 | 32400 | 27400 | 84.57% | 2.45 | 0 | 8 |  |  |  |  | R-410A | 2.4667 | Residential & Commercial | USHP
212621666 | Central HP <5.4 tons | COLEMAN | HRCU-A-CB (Split System: Heat Pump with Remote Outdoor Unit-Air-Source) | HMH72B341 | ASPEN |  | C(A,C,D,E)42C24+TDR | CPLC120C20MP13 | 29600 | 15.9 | 8.1 | 32400 | 27800 | 85.8% | 2.44 | 0 | 8 |  |  |  |  | R-410A | 2.4667 | Residential & Commercial | USHP
212621718 | Central HP <5.4 tons | COLEMAN | HRCU-A-CB (Split System: Heat Pump with Remote Outdoor Unit-Air-Source) | HMH72B341 | ASPEN |  | D(A,C,E)36B44+TDR | TM8V120C20MP12 | 32400 | 16.5 | 8.5 | 32400 | 27800 | 85.8% | 2.7 | 0 | 9 |  |  |  |  | R-410A | 2.7 | Residential & Commercial | USHP
212621719 | Central HP <5.4 tons | COLEMAN | HRCU-A-CB (Split System: Heat Pump with Remote Outdoor Unit-Air-Source) | HMH72B341 | ASPEN |  | D(A,C,E)36C34+TDR | TM8V120C20MP12 | 31800 | 16.5 | 8.5 | 32400 | 27800 | 85.8% | 2.7 | 0 | 8.9 |  |  |  |  | R-410A | 2.65 | Residential & Commercial | USHP
212621733 | Central HP <5.4 tons | COLEMAN | HRCU-A-CB (Split System: Heat Pump with Remote Outdoor Unit-Air-Source) | HMH72B341 | ASPEN |  | C(A,C,D,E)36C34+TDR | TMLV120C20MP12 | 31800 | 16.5 | 8.1 | 32400 | 27800 | 85.8% | 2.44 | 0 | 8.9 |  |  |  |  | R-410A | 2.65 | Residential & Commercial | USHP
212621735 | Central HP <5.4 tons | COLEMAN | HRCU-A-CB (Split System: Heat Pump with Remote Outdoor Unit-Air-Source) | HMH72B341 | ASPEN |  | C(A,C,D,E)42C24+TDR | TMLV120C20MP12 | 29600 | 15.9 | 8.1 | 32400 | 27800 | 85.8% | 2.44 | 0 | 8 |  |  |  |  | R-410A | 2.4667 | Residential & Commercial | USHP
212621766 | Central HP <5.4 tons | COLEMAN | HRCU-A-CB (Split System: Heat Pump with Remote Outdoor Unit-Air-Source) | HMH72B341 | ASPEN |  | D(A,C,E)36D34+TDR | TPLC100C20MP13 | 32200 | 16.5 | 8.1 | 32400 | 27800 | 85.8% | 2.44 | 0 | 9 |  |  |  |  | R-410A | 2.6833 | Residential & Commercial | USHP
212621769 | Central HP <5.4 tons | COLEMAN | HRCU-A-CB (Split System: Heat Pump with Remote Outdoor Unit-Air-Source) | HMH72B341 | ASPEN |  | D(A,C,E)42C34+TDR | TPLC100C20MP13 | 32200 | 16.5 | 8.1 | 32400 | 27800 | 85.8% | 2.44 | 0 | 9 |  |  |  |  | R-410A | 2.6833 | Residential & Commercial | USHP
212621784 | Central HP <5.4 tons | COLEMAN | HRCU-A-CB (Split System: Heat Pump with Remote Outdoor Unit-Air-Source) | HMH72B341 | ASPEN |  | C(A,C,D,E)48D24+TDR | TPLC120C20MP13 | 30400 | 16.1 | 8.1 | 32400 | 27800 | 85.8% | 2.44 | 0 | 8 |  |  |  |  | R-410A | 2.5333 | Residential & Commercial | USHP
212621802 | Central HP <5.4 tons | COLEMAN | HRCU-A-CB (Split System: Heat Pump with Remote Outdoor Unit-Air-Source) | HMH72B341 | ASPEN |  | C(A,C,D,E)36B34+TDR | TM9Y120D20MP11 | 31600 | 16.5 | 8.5 | 32400 | 28200 | 87.04% | 2.77 | 0 | 9.3 |  |  |  |  | R-410A | 2.6333 | Residential & Commercial | USHP
212621803 | Central HP <5.4 tons | COLEMAN | HRCU-A-CB (Split System: Heat Pump with Remote Outdoor Unit-Air-Source) | HMH72B341 | ASPEN |  | C(A,C,D,E)36C24+TDR | TM9Y120D20MP11 | 29400 | 15.8 | 8.5 | 32400 | 28200 | 87.04% | 2.77 | 0 | 9 |  |  |  |  | R-410A | 2.45 | Residential & Commercial | USHP
212621819 | Central HP <5.4 tons | COLEMAN | HRCU-A-CB (Split System: Heat Pump with Remote Outdoor Unit-Air-Source) | HMH72B341 | ASPEN |  | D(A,C,E)36D34+TDR | TM9Y120D20MP11 | 32400 | 16.5 | 8.5 | 32400 | 28200 | 87.04% | 2.77 | 0 | 9.5 |  |  |  |  | R-410A | 2.7 | Residential & Commercial | USHP
212621835 | Central HP <5.4 tons | COLEMAN | HRCU-A-CB (Split System: Heat Pump with Remote Outdoor Unit-Air-Source) | HMH72B341 | ASPEN |  | D(A,C,E)42C24+TDR | CP9C120D20MP13 | 29800 | 16.4 | 8.1 | 32400 | 27800 | 85.8% | 2.52 | 0 | 9 |  |  |  |  | R-410A | 2.4833 | Residential & Commercial | USHP
212621850 | Central HP <5.4 tons | COLEMAN | HRCU-A-CB (Split System: Heat Pump with Remote Outdoor Unit-Air-Source) | HMH72B341 | ASPEN |  | C(A,C,D,E)42D24+TDR | CP9C120D20MP13 | 30200 | 16.5 | 8.1 | 32400 | 28200 | 87.04% | 2.51 | 0 | 9.1 |  |  |  |  | R-410A | 2.5167 | Residential & Commercial | USHP
214608788 | Central HP <5.4 tons | COLEMAN | HRCU-A-CB (Split System: Heat Pump with Remote Outdoor Unit-Air-Source) | HMH72B341 | ASPEN |  | D(A,C,E)48D34+JMET12CS2N1+TDR | 0 | 33000 | 17.5 | 8.5 | 32600 | 28000 | 85.89% | 2.79 | 0 | 9 |  |  |  |  | R-410A | 2.75 | Residential & Commercial | USHP
214389903 | Central HP <5.4 tons | CARRIER | HRCU-A-CB (Split System: Heat Pump with Remote Outdoor Unit-Air-Source) | 25VNA436A*031* | ADP |  | H,PG53936 | 58TN*B070C14**12 | 33600 | 19 | 9 | 35200 | 27400 | 77.84% | 2.04 | 0 | 12 |  |  |  |  | R-410A | 2.8 | Residential & Commercial | USHP | Ducted CEE Tier 1
215731817 | Central HP <5.4 tons | YORK | HRCU-A-CB (Split System: Heat Pump with Remote Outdoor Unit-Air-Source) | HH836E2S11 | ADP |  | H,YG48*36+TXV-BLEED | TM8V080B12MP12 | 32400 | 17 | 8.5 | 28800 | 24800 | 86.11% | 2 | 0 | 11 |  |  |  |  | R-454B | 2.7 | Residential & Commercial | USHP | Ducted CEE Tier 1
215731831 | Central HP <5.4 tons | YORK | HRCU-A-CB (Split System: Heat Pump with Remote Outdoor Unit-Air-Source) | HH836E2S11 | ADP |  | H,YG48*36+TXV-BLEED | Y81E100C16SMPS1 | 33400 | 19 | 8.5 | 29600 | 24800 | 83.78% | 2 | 0 | 11 |  |  |  |  | R-454B | 2.7833 | Residential & Commercial | USHP | Ducted CEE Tier 1
212621509 | Central HP <5.4 tons | COLEMAN | HRCU-A-CB (Split System: Heat Pump with Remote Outdoor Unit-Air-Source) | HMH72B341 | ASPEN |  | C(A,C,D,E)42A24+TDR | TMLV120C20MP12 | 28600 | 15.6 | 8.1 | 32000 | 27600 | 86.25% | 2.44 | 0 | 8.4 |  |  |  |  | R-410A | 2.3833 | Residential & Commercial | USHP
212621542 | Central HP <5.4 tons | COLEMAN | HRCU-A-CB (Split System: Heat Pump with Remote Outdoor Unit-Air-Source) | HMH72B341 | ASPEN |  | C(A,C,D,E)42A34+TDR | TM8V120C20MP12 | 31200 | 16.4 | 8.4 | 32200 | 27600 | 85.71% | 2.7 | 0 | 8.8 |  |  |  |  | R-410A | 2.6 | Residential & Commercial | USHP
212621577 | Central HP <5.4 tons | COLEMAN | HRCU-A-CB (Split System: Heat Pump with Remote Outdoor Unit-Air-Source) | HMH72B341 | ASPEN |  | D(A,C,E)42A34+TDR | TM9V120D20MP12 | 31400 | 16.9 | 8.4 | 32200 | 28000 | 86.96% | 2.77 | 0 | 9.3 |  |  |  |  | R-410A | 2.6167 | Residential & Commercial | USHP
212621591 | Central HP <5.4 tons | COLEMAN | HRCU-A-CB (Split System: Heat Pump with Remote Outdoor Unit-Air-Source) | HMH72B341 | ASPEN |  | C(A,C,D,E)42A24+TDR | TP9C120D20MP13 | 28800 | 16.1 | 8.1 | 32200 | 28000 | 86.96% | 2.51 | 0 | 8.9 |  |  |  |  | R-410A | 2.4 | Residential & Commercial | USHP
212621852 | Central HP <5.4 tons | COLEMAN | HRCU-A-CB (Split System: Heat Pump with Remote Outdoor Unit-Air-Source) | HMH72B341 | ASPEN |  | C(A,C,D,E)48D24+TDR | CP9C120D20MP13 | 30600 | 16.6 | 8.1 | 32400 | 28200 | 87.04% | 2.51 | 0 | 9 |  |  |  |  | R-410A | 2.55 | Residential & Commercial | USHP
212621853 | Central HP <5.4 tons | COLEMAN | HRCU-A-CB (Split System: Heat Pump with Remote Outdoor Unit-Air-Source) | HMH72B341 | ASPEN |  | D(A,C,E)36A44+TDR | CP9C120D20MP13 | 31600 | 17 | 8.1 | 32400 | 28200 | 87.04% | 2.51 | 0 | 9.3 |  |  |  |  | R-410A | 2.6333 | Residential & Commercial | USHP
212621868 | Central HP <5.4 tons | COLEMAN | HRCU-A-CB (Split System: Heat Pump with Remote Outdoor Unit-Air-Source) | HMH72B341 | ASPEN |  | C(A,C,D,E)36A44+TDR | TM9V120D20MP12 | 31600 | 17 | 8.5 | 32400 | 28200 | 87.04% | 2.79 | 0 | 9.3 |  |  |  |  | R-410A | 2.6333 | Residential & Commercial | USHP
212621935 | Central HP <5.4 tons | COLEMAN | HRCU-A-CB (Split System: Heat Pump with Remote Outdoor Unit-Air-Source) | HMH72B341 | ASPEN |  | C(A,C,D,E)36A44+TDR | TM9V040A10MP12 | 31400 | 17 | 8.1 | 33200 | 27400 | 82.53% | 2.41 | 0 | 9.4 |  |  |  |  | R-410A | 2.6167 | Residential & Commercial | USHP
212621953 | Central HP <5.4 tons | COLEMAN | HRCU-A-CB (Split System: Heat Pump with Remote Outdoor Unit-Air-Source) | HMH72B341 | ASPEN |  | D(A,C,E)42A44+TDR | TM9V040A10MP12 | 31800 | 17 | 8.1 | 33200 | 27400 | 82.53% | 2.41 | 0 | 9.4 |  |  |  |  | R-410A | 2.65 | Residential & Commercial | USHP
212621968 | Central HP <5.4 tons | COLEMAN | HRCU-A-CB (Split System: Heat Pump with Remote Outdoor Unit-Air-Source) | HMH72B341 | ASPEN |  | D(A,C,E)42A34+TDR | TM8Y080B12MP11 | 32000 | 17.9 | 8.3 | 33200 | 27400 | 82.53% | 2.62 | 0 | 9.9 |  |  |  |  | R-410A | 2.6667 | Residential & Commercial | USHP
212622101 | Central HP <5.4 tons | COLEMAN | HRCU-A-CB (Split System: Heat Pump with Remote Outdoor Unit-Air-Source) | HMH72B341 | ASPEN |  | C(A,C,D,E)42A34+TDR | TM9E100C16MP12 | 32000 | 17.9 | 8.3 | 33400 | 27400 | 82.04% | 2.63 | 0 | 9.9 |  |  |  |  | R-410A | 2.6667 | Residential & Commercial | USHP
212622119 | Central HP <5.4 tons | COLEMAN | HRCU-A-CB (Split System: Heat Pump with Remote Outdoor Unit-Air-Source) | HMH72B341 | ASPEN |  | D(A,C,E)36B34+TDR | TM8Y080B12MP11 | 32200 | 18 | 8.5 | 33400 | 27400 | 82.04% | 2.65 | 0 | 9.9 |  |  |  |  | R-410A | 2.6833 | Residential & Commercial | USHP
212621607 | Central HP <5.4 tons | COLEMAN | HRCU-A-CB (Split System: Heat Pump with Remote Outdoor Unit-Air-Source) | HMH72B341 | ASPEN |  | D(A,C,E)36D24+TDR | CPLC100C20MP13 | 29600 | 15.9 | 8.1 | 32400 | 27400 | 84.57% | 2.45 | 0 | 8 |  |  |  |  | R-410A | 2.4667 | Residential & Commercial | USHP
212621608 | Central HP <5.4 tons | COLEMAN | HRCU-A-CB (Split System: Heat Pump with Remote Outdoor Unit-Air-Source) | HMH72B341 | ASPEN |  | D(A,C,E)42C24+TDR | CPLC100C20MP13 | 29600 | 15.9 | 8.1 | 32400 | 27400 | 84.57% | 2.45 | 0 | 8 |  |  |  |  | R-410A | 2.4667 | Residential & Commercial | USHP
212621609 | Central HP <5.4 tons | COLEMAN | HRCU-A-CB (Split System: Heat Pump with Remote Outdoor Unit-Air-Source) | HMH72B341 | ASPEN |  | C(A,C,D,E)36B24+TDR | CPLC120C20MP13 | 28600 | 15.6 | 8.1 | 32400 | 27400 | 84.57% | 2.45 | 0 | 8.4 |  |  |  |  | R-410A | 2.3833 | Residential & Commercial | USHP
212621625 | Central HP <5.4 tons | COLEMAN | HRCU-A-CB (Split System: Heat Pump with Remote Outdoor Unit-Air-Source) | HMH72B341 | ASPEN |  | C(A,C,D,E)36C24+TDR | TMLV120C20MP12 | 29000 | 15.8 | 8.1 | 32400 | 27400 | 84.57% | 2.45 | 0 | 8.5 |  |  |  |  | R-410A | 2.4167 | Residential & Commercial | USHP
212621641 | Central HP <5.4 tons | COLEMAN | HRCU-A-CB (Split System: Heat Pump with Remote Outdoor Unit-Air-Source) | HMH72B341 | ASPEN |  | C(A,C,D,E)36C34+TDR | CPLC100C20MP13 | 31800 | 16.5 | 8.1 | 32400 | 27800 | 85.8% | 2.44 | 0 | 8.9 |  |  |  |  | R-410A | 2.65 | Residential & Commercial | USHP
212621657 | Central HP <5.4 tons | COLEMAN | HRCU-A-CB (Split System: Heat Pump with Remote Outdoor Unit-Air-Source) | HMH72B341 | ASPEN |  | D(A,C,E)48B34+TDR | CPLC100C20MP13 | 32000 | 16.5 | 8.1 | 32400 | 27800 | 85.8% | 2.44 | 0 | 8.9 |  |  |  |  | R-410A | 2.6667 | Residential & Commercial | USHP
212621677 | Central HP <5.4 tons | COLEMAN | HRCU-A-CB (Split System: Heat Pump with Remote Outdoor Unit-Air-Source) | HMH72B341 | ASPEN |  | D(A,C,E)42C34+TDR | CPLC120C20MP13 | 32200 | 16.5 | 8.1 | 32400 | 27800 | 85.8% | 2.44 | 0 | 9 |  |  |  |  | R-410A | 2.6833 | Residential & Commercial | USHP
212621691 | Central HP <5.4 tons | COLEMAN | HRCU-A-CB (Split System: Heat Pump with Remote Outdoor Unit-Air-Source) | HMH72B341 | ASPEN |  | C(A,C,D,E)48C24+TDR | TM8V100C20MP12 | 30000 | 16 | 8.1 | 32400 | 27800 | 85.8% | 2.44 | 0 | 8.6 |  |  |  |  | R-410A | 2.5 | Residential & Commercial | USHP
212622321 | Central HP <5.4 tons | COLEMAN | HRCU-A-CB (Split System: Heat Pump with Remote Outdoor Unit-Air-Source) | HMH72B341 | ASPEN |  | D(A,C,E)48B24+TDR | TM8E120C16MP11 | 32000 | 18 | 8.1 | 33600 | 28600 | 85.12% | 2.64 | 0 | 10 |  |  |  |  | R-410A | 2.6667 | Residential & Commercial | USHP | Ducted CEE Tier 1
212622336 | Central HP <5.4 tons | COLEMAN | HRCU-A-CB (Split System: Heat Pump with Remote Outdoor Unit-Air-Source) | HMH72B341 | ASPEN |  | C(A,C,D,E)48A24+TDR | TM9E080B12MP12 | 30000 | 16.9 | 8.3 | 33600 | 27600 | 82.14% | 2.59 | 0 | 9.5 |  |  |  |  | R-410A | 2.5 | Residential & Commercial | USHP
212622384 | Central HP <5.4 tons | COLEMAN | HRCU-A-CB (Split System: Heat Pump with Remote Outdoor Unit-Air-Source) | HMH72B341 | ASPEN |  | C(A,C,D,E)42B34+TDR | TL9E100C20UH11 | 33400 | 17 | 8.1 | 33600 | 29000 | 86.31% | 2.69 | 0 | 10 |  |  |  |  | R-410A | 2.7833 | Residential & Commercial | USHP | Ducted CEE Tier 1
212622434 | Central HP <5.4 tons | COLEMAN | HRCU-A-CB (Split System: Heat Pump with Remote Outdoor Unit-Air-Source) | HMH72B341 | ASPEN |  | C(A,C,D,E)48A24+TDR | TL8E080C16UH11 | 29600 | 16.9 | 8.3 | 33600 | 27600 | 82.14% | 2.64 | 0 | 9.5 |  |  |  |  | R-410A | 2.4667 | Residential & Commercial | USHP
212622453 | Central HP <5.4 tons | COLEMAN | HRCU-A-CB (Split System: Heat Pump with Remote Outdoor Unit-Air-Source) | HMH72B341 | ASPEN |  | C(A,C,D,E)48B24+TDR | TM9E100C16MP12 | 30400 | 17.5 | 8.5 | 33600 | 27200 | 80.95% | 2.66 | 0 | 9 |  |  |  |  | R-410A | 2.5333 | Residential & Commercial | USHP
212622468 | Central HP <5.4 tons | COLEMAN | HRCU-A-CB (Split System: Heat Pump with Remote Outdoor Unit-Air-Source) | HMH72B341 | ASPEN |  | D(A,C,E)48B34+TDR | TM9E100C16MP12 | 32800 | 18 | 8.5 | 33600 | 27200 | 80.95% | 2.66 | 0 | 10 |  |  |  |  | R-410A | 2.7333 | Residential & Commercial | USHP | Ducted CEE Tier 1
212622736 | Central HP <5.4 tons | COLEMAN | HRCU-A-CB (Split System: Heat Pump with Remote Outdoor Unit-Air-Source) | HMH72B341 | ASPEN |  | C(A,C,D,E)48B24+TDR | TM9V080B12MP12 | 31400 | 17 | 8.3 | 33800 | 29200 | 86.39% | 2.67 | 0 | 9.5 |  |  |  |  | R-410A | 2.6167 | Residential & Commercial | USHP
212622737 | Central HP <5.4 tons | COLEMAN | HRCU-A-CB (Split System: Heat Pump with Remote Outdoor Unit-Air-Source) | HMH72B341 | ASPEN |  | D(A,C,E)36D24+TDR | TM9V080B12MP12 | 31400 | 17 | 8.3 | 33800 | 29200 | 86.39% | 2.67 | 0 | 9.5 |  |  |  |  | R-410A | 2.6167 | Residential & Commercial | USHP
212621709 | Central HP <5.4 tons | COLEMAN | HRCU-A-CB (Split System: Heat Pump with Remote Outdoor Unit-Air-Source) | HMH72B341 | ASPEN |  | C(A,C,D,E)36B34+TDR | TM8V120C20MP12 | 31400 | 16.5 | 8.5 | 32400 | 27800 | 85.8% | 2.7 | 0 | 8.9 |  |  |  |  | R-410A | 2.6167 | Residential & Commercial | USHP
212621742 | Central HP <5.4 tons | COLEMAN | HRCU-A-CB (Split System: Heat Pump with Remote Outdoor Unit-Air-Source) | HMH72B341 | ASPEN |  | D(A,C,E)36C34+TDR | TMLV120C20MP12 | 31800 | 16.5 | 8.1 | 32400 | 27800 | 85.8% | 2.44 | 0 | 8.9 |  |  |  |  | R-410A | 2.65 | Residential & Commercial | USHP
212621760 | Central HP <5.4 tons | COLEMAN | HRCU-A-CB (Split System: Heat Pump with Remote Outdoor Unit-Air-Source) | HMH72B341 | ASPEN |  | C(A,C,D,E)48C24+TDR | TPLC100C20MP13 | 30000 | 16 | 8.1 | 32400 | 27800 | 85.8% | 2.44 | 0 | 8.6 |  |  |  |  | R-410A | 2.5 | Residential & Commercial | USHP
212621777 | Central HP <5.4 tons | COLEMAN | HRCU-A-CB (Split System: Heat Pump with Remote Outdoor Unit-Air-Source) | HMH72B341 | ASPEN |  | C(A,C,D,E)36A44+TDR | TPLC120C20MP13 | 31400 | 16.5 | 8.1 | 32400 | 27800 | 85.8% | 2.44 | 0 | 8.9 |  |  |  |  | R-410A | 2.6167 | Residential & Commercial | USHP
212621791 | Central HP <5.4 tons | COLEMAN | HRCU-A-CB (Split System: Heat Pump with Remote Outdoor Unit-Air-Source) | HMH72B341 | ASPEN |  | D(A,C,E)42B34+TDR | TPLC120C20MP13 | 31800 | 16.5 | 8.1 | 32400 | 27800 | 85.8% | 2.44 | 0 | 8.9 |  |  |  |  | R-410A | 2.65 | Residential & Commercial | USHP
212621794 | Central HP <5.4 tons | COLEMAN | HRCU-A-CB (Split System: Heat Pump with Remote Outdoor Unit-Air-Source) | HMH72B341 | ASPEN |  | D(A,C,E)42D34+TDR | TPLC120C20MP13 | 32600 | 16.5 | 8.1 | 32400 | 27800 | 85.8% | 2.44 | 0 | 9 |  |  |  |  | R-410A | 2.7167 | Residential & Commercial | USHP
212621844 | Central HP <5.4 tons | COLEMAN | HRCU-A-CB (Split System: Heat Pump with Remote Outdoor Unit-Air-Source) | HMH72B341 | ASPEN |  | C(A,C,D,E)36A44+TDR | CP9C120D20MP13 | 31600 | 17 | 8.1 | 32400 | 28200 | 87.04% | 2.51 | 0 | 9.3 |  |  |  |  | R-410A | 2.6333 | Residential & Commercial | USHP
212621860 | Central HP <5.4 tons | COLEMAN | HRCU-A-CB (Split System: Heat Pump with Remote Outdoor Unit-Air-Source) | HMH72B341 | ASPEN |  | D(A,C,E)42C34+TDR | CP9C120D20MP13 | 32400 | 17 | 8.1 | 32400 | 28200 | 87.04% | 2.51 | 0 | 9.5 |  |  |  |  | R-410A | 2.7 | Residential & Commercial | USHP
212622738 | Central HP <5.4 tons | COLEMAN | HRCU-A-CB (Split System: Heat Pump with Remote Outdoor Unit-Air-Source) | HMH72B341 | ASPEN |  | D(A,C,E)42C24+TDR | TM9V080B12MP12 | 31400 | 17 | 8.3 | 33800 | 29200 | 86.39% | 2.67 | 0 | 9.5 |  |  |  |  | R-410A | 2.6167 | Residential & Commercial | USHP
212622754 | Central HP <5.4 tons | COLEMAN | HRCU-A-CB (Split System: Heat Pump with Remote Outdoor Unit-Air-Source) | HMH72B341 | ASPEN |  | C(A,C,D,E)36A44+TDR | TM9E060A10MP12 | 31800 | 17.5 | 8.1 | 33800 | 27400 | 81.07% | 2.4 | 0 | 9.4 |  |  |  |  | R-410A | 2.65 | Residential & Commercial | USHP
212622789 | Central HP <5.4 tons | COLEMAN | HRCU-A-CB (Split System: Heat Pump with Remote Outdoor Unit-Air-Source) | HMH72B341 | ASPEN |  | C(A,C,D,E)36A44+TDR | TM8E100C16MP11 | 33000 | 18 | 8.2 | 33800 | 28200 | 83.43% | 2.68 | 0 | 10 |  |  |  |  | R-410A | 2.75 | Residential & Commercial | USHP | Ducted CEE Tier 1
212622803 | Central HP <5.4 tons | COLEMAN | HRCU-A-CB (Split System: Heat Pump with Remote Outdoor Unit-Air-Source) | HMH72B341 | ASPEN |  | C(A,C,D,E)48B24+TDR | TM8E080C16MP11 | 31800 | 18 | 8.3 | 33800 | 28600 | 84.62% | 2.71 | 0 | 10 |  |  |  |  | R-410A | 2.65 | Residential & Commercial | USHP | Ducted CEE Tier 1
212623020 | Central HP <5.4 tons | COLEMAN | HRCU-A-CB (Split System: Heat Pump with Remote Outdoor Unit-Air-Source) | HMH72B341 | ASPEN |  | C(A,C,D,E)36A44+TDR | TM9E080B12MP12 | 32200 | 17.5 | 8.5 | 33800 | 27400 | 81.07% | 2.65 | 0 | 9.9 |  |  |  |  | R-410A | 2.6833 | Residential & Commercial | USHP
212623173 | Central HP <5.4 tons | COLEMAN | HRCU-A-CB (Split System: Heat Pump with Remote Outdoor Unit-Air-Source) | HMH72B341 | ASPEN |  | C(A,C,D,E)48B24+TDR | TMLE060A12MP11 | 30400 | 17.5 | 8.1 | 33800 | 27400 | 81.07% | 2.44 | 0 | 9 |  |  |  |  | R-410A | 2.5333 | Residential & Commercial | USHP
212623203 | Central HP <5.4 tons | COLEMAN | HRCU-A-CB (Split System: Heat Pump with Remote Outdoor Unit-Air-Source) | HMH72B341 | ASPEN |  | C(A,C,D,E)48C24+TDR | TMLE100B12MP11 | 30800 | 17.7 | 8.1 | 33800 | 27400 | 81.07% | 2.44 | 0 | 9 |  |  |  |  | R-410A | 2.5667 | Residential & Commercial | USHP
212623204 | Central HP <5.4 tons | COLEMAN | HRCU-A-CB (Split System: Heat Pump with Remote Outdoor Unit-Air-Source) | HMH72B341 | ASPEN |  | C(A,C,D,E)48D24+TDR | TMLE100B12MP11 | 31200 | 17.8 | 8.1 | 33800 | 27400 | 81.07% | 2.44 | 0 | 9.7 |  |  |  |  | R-410A | 2.6 | Residential & Commercial | USHP
212621909 | Central HP <5.4 tons | COLEMAN | HRCU-A-CB (Split System: Heat Pump with Remote Outdoor Unit-Air-Source) | HMH72B341 | ASPEN |  | D(A,C,E)42D24+TDR | TP9C120D20MP13 | 30200 | 16.5 | 8.1 | 32400 | 28200 | 87.04% | 2.51 | 0 | 9.1 |  |  |  |  | R-410A | 2.5167 | Residential & Commercial | USHP
212622092 | Central HP <5.4 tons | COLEMAN | HRCU-A-CB (Split System: Heat Pump with Remote Outdoor Unit-Air-Source) | HMH72B341 | ASPEN |  | C(A,C,D,E)42A24+TDR | TM8Y080B12MP11 | 29600 | 17.3 | 8.4 | 33400 | 27400 | 82.04% | 2.63 | 0 | 9.4 |  |  |  |  | R-410A | 2.4667 | Residential & Commercial | USHP
212622112 | Central HP <5.4 tons | COLEMAN | HRCU-A-CB (Split System: Heat Pump with Remote Outdoor Unit-Air-Source) | HMH72B341 | ASPEN |  | C(A,C,D,E)42B24+TDR | TM8Y080B12MP11 | 30000 | 17.4 | 8.5 | 33400 | 27400 | 82.04% | 2.65 | 0 | 9.5 |  |  |  |  | R-410A | 2.5 | Residential & Commercial | USHP
212622261 | Central HP <5.4 tons | COLEMAN | HRCU-A-CB (Split System: Heat Pump with Remote Outdoor Unit-Air-Source) | HMH72B341 | ASPEN |  | D(A,C,E)48A34+TDR | TM9Y100C16MP11 | 32800 | 18 | 8.1 | 33600 | 28200 | 83.93% | 2.62 | 0 | 10 |  |  |  |  | R-410A | 2.7333 | Residential & Commercial | USHP | Ducted CEE Tier 1
212622344 | Central HP <5.4 tons | COLEMAN | HRCU-A-CB (Split System: Heat Pump with Remote Outdoor Unit-Air-Source) | HMH72B341 | ASPEN |  | D(A,C,E)48A34+TDR | TM8E120C16MP11 | 33200 | 18 | 8.1 | 33600 | 28600 | 85.12% | 2.67 | 0 | 10 |  |  |  |  | R-410A | 2.7667 | Residential & Commercial | USHP | Ducted CEE Tier 1
212622395 | Central HP <5.4 tons | COLEMAN | HRCU-A-CB (Split System: Heat Pump with Remote Outdoor Unit-Air-Source) | HMH72B341 | ASPEN |  | C(A,C,D,E)42B34+TDR | TM8Y100C20MP11 | 33600 | 18 | 8.1 | 33600 | 30000 | 89.29% | 2.72 | 0 | 9.5 |  |  |  |  | R-410A | 2.8 | Residential & Commercial | USHP
212622426 | Central HP <5.4 tons | COLEMAN | HRCU-A-CB (Split System: Heat Pump with Remote Outdoor Unit-Air-Source) | HMH72B341 | ASPEN |  | C(A,C,D,E)42B34+TDR | TM9E100C16MP12 | 32400 | 18 | 8.4 | 33600 | 27200 | 80.95% | 2.64 | 0 | 9.9 |  |  |  |  | R-410A | 2.7 | Residential & Commercial | USHP
212622428 | Central HP <5.4 tons | COLEMAN | HRCU-A-CB (Split System: Heat Pump with Remote Outdoor Unit-Air-Source) | HMH72B341 | ASPEN |  | D(A,C,E)36A34+TDR | TM9E100C16MP12 | 31600 | 17.9 | 8.4 | 33600 | 27200 | 80.95% | 2.64 | 0 | 9.8 |  |  |  |  | R-410A | 2.6333 | Residential & Commercial | USHP
212623303 | Central HP <5.4 tons | COLEMAN | HRCU-A-CB (Split System: Heat Pump with Remote Outdoor Unit-Air-Source) | HMH72B341 | ASPEN |  | C(A,C,D,E)48B24+TDR | CP9C080C16MP13 | 30400 | 17 | 8.1 | 33800 | 27400 | 81.07% | 2.45 | 0 | 9 |  |  |  |  | R-410A | 2.5333 | Residential & Commercial | USHP
212623307 | Central HP <5.4 tons | COLEMAN | HRCU-A-CB (Split System: Heat Pump with Remote Outdoor Unit-Air-Source) | HMH72B341 | ASPEN |  | D(A,C,E)36B34+TDR | CP9C080C16MP13 | 32200 | 17.5 | 8.1 | 33800 | 27400 | 81.07% | 2.45 | 0 | 9.9 |  |  |  |  | R-410A | 2.6833 | Residential & Commercial | USHP
212623320 | Central HP <5.4 tons | COLEMAN | HRCU-A-CB (Split System: Heat Pump with Remote Outdoor Unit-Air-Source) | HMH72B341 | ASPEN |  | D(A,C,E)42D34+TDR | CP9C080C16MP13 | 33200 | 17.5 | 8.1 | 33800 | 27400 | 81.07% | 2.45 | 0 | 10 |  |  |  |  | R-410A | 2.7667 | Residential & Commercial | USHP | Ducted CEE Tier 1
212623370 | Central HP <5.4 tons | COLEMAN | HRCU-A-CB (Split System: Heat Pump with Remote Outdoor Unit-Air-Source) | HMH72B341 | ASPEN |  | C(A,C,D,E)36C34+TDR | TP9C080C16MP13 | 32600 | 17.5 | 8.1 | 33800 | 27400 | 81.07% | 2.45 | 0 | 10 |  |  |  |  | R-410A | 2.7167 | Residential & Commercial | USHP | Ducted CEE Tier 1
212623372 | Central HP <5.4 tons | COLEMAN | HRCU-A-CB (Split System: Heat Pump with Remote Outdoor Unit-Air-Source) | HMH72B341 | ASPEN |  | C(A,C,D,E)42B24+TDR | TP9C080C16MP13 | 29800 | 16.9 | 8.1 | 33800 | 27400 | 81.07% | 2.45 | 0 | 9.5 |  |  |  |  | R-410A | 2.4833 | Residential & Commercial | USHP
212623373 | Central HP <5.4 tons | COLEMAN | HRCU-A-CB (Split System: Heat Pump with Remote Outdoor Unit-Air-Source) | HMH72B341 | ASPEN |  | C(A,C,D,E)42C24+TDR | TP9C080C16MP13 | 30400 | 17 | 8.1 | 33800 | 27400 | 81.07% | 2.45 | 0 | 9 |  |  |  |  | R-410A | 2.5333 | Residential & Commercial | USHP
212623387 | Central HP <5.4 tons | COLEMAN | HRCU-A-CB (Split System: Heat Pump with Remote Outdoor Unit-Air-Source) | HMH72B341 | ASPEN |  | D(A,C,E)42B34+TDR | TP9C080C16MP13 | 32600 | 17.5 | 8.1 | 33800 | 27400 | 81.07% | 2.45 | 0 | 10 |  |  |  |  | R-410A | 2.7167 | Residential & Commercial | USHP | Ducted CEE Tier 1
212623389 | Central HP <5.4 tons | COLEMAN | HRCU-A-CB (Split System: Heat Pump with Remote Outdoor Unit-Air-Source) | HMH72B341 | ASPEN |  | D(A,C,E)42C34+TDR | TP9C080C16MP13 | 32800 | 17.5 | 8.1 | 33800 | 27400 | 81.07% | 2.45 | 0 | 10 |  |  |  |  | R-410A | 2.7333 | Residential & Commercial | USHP | Ducted CEE Tier 1
212622477 | Central HP <5.4 tons | COLEMAN | HRCU-A-CB (Split System: Heat Pump with Remote Outdoor Unit-Air-Source) | HMH72B341 | ASPEN |  | D(A,C,E)42C24+TDR | TM8Y100C20MP11 | 32200 | 18 | 8.3 | 33600 | 30000 | 89.29% | 2.81 | 0 | 9.5 |  |  |  |  | R-410A | 2.6833 | Residential & Commercial | USHP
212622593 | Central HP <5.4 tons | COLEMAN | HRCU-A-CB (Split System: Heat Pump with Remote Outdoor Unit-Air-Source) | HMH72B341 | ASPEN |  | D(A,C,E)48B34+TDR | TM9V080B12MP12 | 32800 | 17 | 8.2 | 33800 | 29200 | 86.39% | 2.65 | 0 | 9.5 |  |  |  |  | R-410A | 2.7333 | Residential & Commercial | USHP
212622746 | Central HP <5.4 tons | COLEMAN | HRCU-A-CB (Split System: Heat Pump with Remote Outdoor Unit-Air-Source) | HMH72B341 | ASPEN |  | C(A,C,D,E)36C34+TDR | TM9V080B12MP12 | 32800 | 17 | 8.3 | 33800 | 29600 | 87.57% | 2.7 | 0 | 9.5 |  |  |  |  | R-410A | 2.7333 | Residential & Commercial | USHP
212622762 | Central HP <5.4 tons | COLEMAN | HRCU-A-CB (Split System: Heat Pump with Remote Outdoor Unit-Air-Source) | HMH72B341 | ASPEN |  | C(A,C,D,E)42D24+TDR | TM9E060A10MP12 | 30600 | 17.2 | 8.1 | 33800 | 27400 | 81.07% | 2.4 | 0 | 9 |  |  |  |  | R-410A | 2.55 | Residential & Commercial | USHP
212622847 | Central HP <5.4 tons | COLEMAN | HRCU-A-CB (Split System: Heat Pump with Remote Outdoor Unit-Air-Source) | HMH72B341 | ASPEN |  | D(A,C,E)36A44+TDR | TM8E120C16MP11 | 33200 | 18 | 8.2 | 33800 | 28600 | 84.62% | 2.7 | 0 | 10 |  |  |  |  | R-410A | 2.7667 | Residential & Commercial | USHP | Ducted CEE Tier 1
212622947 | Central HP <5.4 tons | COLEMAN | HRCU-A-CB (Split System: Heat Pump with Remote Outdoor Unit-Air-Source) | HMH72B341 | ASPEN |  | D(A,C,E)42C24+TDR | TM8E120C16MP11 | 32000 | 18 | 8.3 | 33800 | 28800 | 85.21% | 2.73 | 0 | 10 |  |  |  |  | R-410A | 2.6667 | Residential & Commercial | USHP | Ducted CEE Tier 1
212622996 | Central HP <5.4 tons | COLEMAN | HRCU-A-CB (Split System: Heat Pump with Remote Outdoor Unit-Air-Source) | HMH72B341 | ASPEN |  | D(A,C,E)36A34+TDR | TM8E100B12MP11 | 31600 | 17.9 | 8.4 | 33800 | 27400 | 81.07% | 2.62 | 0 | 9.8 |  |  |  |  | R-410A | 2.6333 | Residential & Commercial | USHP
212623080 | Central HP <5.4 tons | COLEMAN | HRCU-A-CB (Split System: Heat Pump with Remote Outdoor Unit-Air-Source) | HMH72B341 | ASPEN |  | C(A,C,D,E)42A24+TDR | TMLE080B12MP11 | 29200 | 17.2 | 8.1 | 33800 | 27800 | 82.25% | 2.41 | 0 | 8.9 |  |  |  |  | R-410A | 2.4333 | Residential & Commercial | USHP
216374516 | Central HP <5.4 tons | YORK | HRCU-A-CB (Split System: Heat Pump with Remote Outdoor Unit-Air-Source) | HH824E2S11 |  |  | CTM36B5ADS1 | Y92E080B12SMPS1 | 23000 | 18 | 9 | 23000 | 17400 | 75.65% | 2 | 0 | 12 |  |  |  |  | R-454B | 1.9167 | Residential & Commercial | USHP | Ducted CEE Tier 1
216374523 | Central HP <5.4 tons | YORK | HRCU-A-CB (Split System: Heat Pump with Remote Outdoor Unit-Air-Source) | HH860E2S11 |  |  | CTU60C5XGS1+TXV | Y92E100C20SMPS1 | 44500 | 18 | 9 | 45500 | 33000 | 72.53% | 2 | 0 | 11 |  |  |  |  | R-454B | 3.7083 | Residential & Commercial | USHP | Ducted CEE Tier 1
213296678 | Central HP <5.4 tons | YORK | HRCU-A-CB (Split System: Heat Pump with Remote Outdoor Unit-Air-Source) | HMH72B341 |  |  | XAFB36DBCN1 | Y81E100B12SMPS1 | 34000 | 18 | 8.1 | 34000 | 24600 | 72.35% | 2.1 | 0 | 9.5 |  |  |  |  | R-410A | 2.8333 | Residential & Commercial | USHP
212623439 | Central HP <5.4 tons | COLEMAN | HRCU-A-CB (Split System: Heat Pump with Remote Outdoor Unit-Air-Source) | HMH72B341 | ASPEN |  | C(A,C,D,E)42B34+TDR | TM9Y080C16MP11 | 32200 | 18.5 | 8.5 | 33800 | 28200 | 83.43% | 2.67 | 0 | 9.4 |  |  |  |  | R-410A | 2.6833 | Residential & Commercial | USHP
212623473 | Central HP <5.4 tons | COLEMAN | HRCU-A-CB (Split System: Heat Pump with Remote Outdoor Unit-Air-Source) | HMH72B341 | ASPEN |  | C(A,C,D,E)42A24+TDR | TPLC080C16MP13 | 29200 | 16.7 | 8.1 | 33800 | 27200 | 80.47% | 2.48 | 0 | 9.4 |  |  |  |  | R-410A | 2.4333 | Residential & Commercial | USHP
212623538 | Central HP <5.4 tons | COLEMAN | HRCU-A-CB (Split System: Heat Pump with Remote Outdoor Unit-Air-Source) | HMH72B341 | ASPEN |  | D(A,C,E)48A34+TDR | TM9V100C20MP12 | 32200 | 17.5 | 8.5 | 33800 | 28200 | 83.43% | 2.7 | 0 | 9.4 |  |  |  |  | R-410A | 2.6833 | Residential & Commercial | USHP
212623638 | Central HP <5.4 tons | COLEMAN | HRCU-A-CB (Split System: Heat Pump with Remote Outdoor Unit-Air-Source) | HMH72B341 | ASPEN |  | C(A,C,D,E)48D24+TDR | CPLC080B12MP13 | 32000 | 17 | 8.1 | 33600 | 29400 | 87.5% | 2.42 | 0 | 9.5 |  |  |  |  | R-410A | 2.6667 | Residential & Commercial | USHP
212623640 | Central HP <5.4 tons | COLEMAN | HRCU-A-CB (Split System: Heat Pump with Remote Outdoor Unit-Air-Source) | HMH72B341 | ASPEN |  | D(A,C,E)48C34+TDR | CPLC080B12MP13 | 32400 | 17 | 8.1 | 33600 | 29400 | 87.5% | 2.42 | 0 | 9.5 |  |  |  |  | R-410A | 2.7 | Residential & Commercial | USHP
212623674 | Central HP <5.4 tons | COLEMAN | HRCU-A-CB (Split System: Heat Pump with Remote Outdoor Unit-Air-Source) | HMH72B341 | ASPEN |  | C(A,C,D,E)48D24+TDR | TL9E060B12UH11 | 31000 | 17.8 | 8.1 | 34000 | 27800 | 81.76% | 2.4 | 0 | 9.2 |  |  |  |  | R-410A | 2.5833 | Residential & Commercial | USHP
212623690 | Central HP <5.4 tons | COLEMAN | HRCU-A-CB (Split System: Heat Pump with Remote Outdoor Unit-Air-Source) | HMH72B341 | ASPEN |  | D(A,C,E)48B34+TDR | TL9E060B12UH11 | 32600 | 18 | 8.1 | 34000 | 27800 | 81.76% | 2.4 | 0 | 9.5 |  |  |  |  | R-410A | 2.7167 | Residential & Commercial | USHP
212623739 | Central HP <5.4 tons | COLEMAN | HRCU-A-CB (Split System: Heat Pump with Remote Outdoor Unit-Air-Source) | HMH72B341 | ASPEN |  | D(A,C,E)36C34+TDR | TM9E060B12MP12 | 32600 | 17.5 | 8.1 | 34000 | 28000 | 82.35% | 2.39 | 0 | 9.5 |  |  |  |  | R-410A | 2.7167 | Residential & Commercial | USHP
212623162 | Central HP <5.4 tons | COLEMAN | HRCU-A-CB (Split System: Heat Pump with Remote Outdoor Unit-Air-Source) | HMH72B341 | ASPEN |  | D(A,C,E)48D24+TDR | TM8E100B12MP11 | 31200 | 17.8 | 8.5 | 33800 | 27400 | 81.07% | 2.64 | 0 | 9.7 |  |  |  |  | R-410A | 2.6 | Residential & Commercial | USHP
212623196 | Central HP <5.4 tons | COLEMAN | HRCU-A-CB (Split System: Heat Pump with Remote Outdoor Unit-Air-Source) | HMH72B341 | ASPEN |  | C(A,C,D,E)36C24+TDR | TMLE100B12MP11 | 30000 | 17.4 | 8.1 | 33800 | 27400 | 81.07% | 2.44 | 0 | 9.5 |  |  |  |  | R-410A | 2.5 | Residential & Commercial | USHP
212623197 | Central HP <5.4 tons | COLEMAN | HRCU-A-CB (Split System: Heat Pump with Remote Outdoor Unit-Air-Source) | HMH72B341 | ASPEN |  | C(A,C,D,E)36C34+TDR | TMLE100B12MP11 | 32600 | 18 | 8.1 | 33800 | 27400 | 81.07% | 2.44 | 0 | 10 |  |  |  |  | R-410A | 2.7167 | Residential & Commercial | USHP | Ducted CEE Tier 1
212623229 | Central HP <5.4 tons | COLEMAN | HRCU-A-CB (Split System: Heat Pump with Remote Outdoor Unit-Air-Source) | HMH72B341 | ASPEN |  | D(A,C,E)36B34+TDR | TM8Y100C20MP11 | 33600 | 18 | 8.2 | 33800 | 30000 | 88.76% | 2.76 | 0 | 9.5 |  |  |  |  | R-410A | 2.8 | Residential & Commercial | USHP
212623246 | Central HP <5.4 tons | COLEMAN | HRCU-A-CB (Split System: Heat Pump with Remote Outdoor Unit-Air-Source) | HMH72B341 | ASPEN |  | C(A,C,D,E)42A34+TDR | TM8V100C16MP12 | 31800 | 17.5 | 8.3 | 33800 | 27400 | 81.07% | 2.64 | 0 | 9.9 |  |  |  |  | R-410A | 2.65 | Residential & Commercial | USHP
212623278 | Central HP <5.4 tons | COLEMAN | HRCU-A-CB (Split System: Heat Pump with Remote Outdoor Unit-Air-Source) | HMH72B341 | ASPEN |  | C(A,C,D,E)42A34+TDR | TM8Y080C16MP11 | 31800 | 18.5 | 8.3 | 33800 | 27400 | 81.07% | 2.63 | 0 | 9.9 |  |  |  |  | R-410A | 2.65 | Residential & Commercial | USHP
212623315 | Central HP <5.4 tons | COLEMAN | HRCU-A-CB (Split System: Heat Pump with Remote Outdoor Unit-Air-Source) | HMH72B341 | ASPEN |  | D(A,C,E)42B34+TDR | CP9C080C16MP13 | 32600 | 17.5 | 8.1 | 33800 | 27400 | 81.07% | 2.45 | 0 | 10 |  |  |  |  | R-410A | 2.7167 | Residential & Commercial | USHP | Ducted CEE Tier 1
212623362 | Central HP <5.4 tons | COLEMAN | HRCU-A-CB (Split System: Heat Pump with Remote Outdoor Unit-Air-Source) | HMH72B341 | ASPEN |  | D(A,C,E)48C24+TDR | TM9V080C16MP12 | 30800 | 17.2 | 8.5 | 33800 | 27400 | 81.07% | 2.66 | 0 | 9 |  |  |  |  | R-410A | 2.5667 | Residential & Commercial | USHP
212623363 | Central HP <5.4 tons | COLEMAN | HRCU-A-CB (Split System: Heat Pump with Remote Outdoor Unit-Air-Source) | HMH72B341 | ASPEN |  | D(A,C,E)48C34+TDR | TM9V080C16MP12 | 33200 | 17.5 | 8.5 | 33800 | 27400 | 81.07% | 2.66 | 0 | 10 |  |  |  |  | R-410A | 2.7667 | Residential & Commercial | USHP | Ducted CEE Tier 1
212623364 | Central HP <5.4 tons | COLEMAN | HRCU-A-CB (Split System: Heat Pump with Remote Outdoor Unit-Air-Source) | HMH72B341 | ASPEN |  | D(A,C,E)48D24+TDR | TM9V080C16MP12 | 31200 | 17.3 | 8.5 | 33800 | 27400 | 81.07% | 2.66 | 0 | 9.7 |  |  |  |  | R-410A | 2.6 | Residential & Commercial | USHP
212623365 | Central HP <5.4 tons | COLEMAN | HRCU-A-CB (Split System: Heat Pump with Remote Outdoor Unit-Air-Source) | HMH72B341 | ASPEN |  | D(A,C,E)48D34+TDR | TM9V080C16MP12 | 33600 | 17.5 | 8.5 | 33800 | 27400 | 81.07% | 2.66 | 0 | 10 |  |  |  |  | R-410A | 2.8 | Residential & Commercial | USHP | Ducted CEE Tier 1
212623430 | Central HP <5.4 tons | COLEMAN | HRCU-A-CB (Split System: Heat Pump with Remote Outdoor Unit-Air-Source) | HMH72B341 | ASPEN |  | C(A,C,D,E)42A34+TDR | TL9E080C16UH11 | 31800 | 17.5 | 8.4 | 33800 | 27800 | 82.25% | 2.63 | 0 | 9.4 |  |  |  |  | R-410A | 2.65 | Residential & Commercial | USHP
212623446 | Central HP <5.4 tons | COLEMAN | HRCU-A-CB (Split System: Heat Pump with Remote Outdoor Unit-Air-Source) | HMH72B341 | ASPEN |  | C(A,C,D,E)36B24+TDR | TL9E100C20UH11 | 31000 | 17 | 8.4 | 33800 | 28800 | 85.21% | 2.79 | 0 | 9.8 |  |  |  |  | R-410A | 2.5833 | Residential & Commercial | USHP
212623498 | Central HP <5.4 tons | COLEMAN | HRCU-A-CB (Split System: Heat Pump with Remote Outdoor Unit-Air-Source) | HMH72B341 | ASPEN |  | C(A,C,D,E)42A24+TDR | TM9V100C16MP12 | 29200 | 16.7 | 8.5 | 33800 | 27200 | 80.47% | 2.67 | 0 | 9.4 |  |  |  |  | R-410A | 2.4333 | Residential & Commercial | USHP
212623512 | Central HP <5.4 tons | COLEMAN | HRCU-A-CB (Split System: Heat Pump with Remote Outdoor Unit-Air-Source) | HMH72B341 | ASPEN |  | C(A,C,D,E)42B24+TDR | TL8E100C20UH11 | 29600 | 16.9 | 8.5 | 33800 | 27200 | 80.47% | 2.69 | 0 | 9.5 |  |  |  |  | R-410A | 2.4667 | Residential & Commercial | USHP
212623599 | Central HP <5.4 tons | COLEMAN | HRCU-A-CB (Split System: Heat Pump with Remote Outdoor Unit-Air-Source) | HMH72B341 | ASPEN |  | C(A,C,D,E)36D24+TDR | TM9Y060B12MP11 | 31400 | 17.5 | 8.1 | 34000 | 29400 | 86.47% | 2.43 | 0 | 9.5 |  |  |  |  | R-410A | 2.6167 | Residential & Commercial | USHP
213296578 | Central HP <5.4 tons | YORK | HRCU-A-CB (Split System: Heat Pump with Remote Outdoor Unit-Air-Source) | HMH72B341 |  |  | XAHC36DXXN1+TXV | Y82E080B12LMPS1 | 33000 | 18 | 8.1 | 32000 | 22400 | 70% | 2 | 0 | 9.5 |  |  |  |  | R-410A | 2.75 | Residential & Commercial | USHP
213296628 | Central HP <5.4 tons | YORK | HRCU-A-CB (Split System: Heat Pump with Remote Outdoor Unit-Air-Source) | HMH72B341 |  |  | XAFC36DXXN1+TXV | Y81E100C20LMPS1 | 34000 | 17.5 | 8.5 | 33400 | 24200 | 72.46% | 2.14 | 0 | 9.5 |  |  |  |  | R-410A | 2.8333 | Residential & Commercial | USHP
213296639 | Central HP <5.4 tons | YORK | HRCU-A-CB (Split System: Heat Pump with Remote Outdoor Unit-Air-Source) | HMH72B341 |  |  | XAHB30CXXN1+TXV | Y81E080B12SMPS1 | 31800 | 17 | 8.1 | 32200 | 22600 | 70.19% | 2 | 0 | 10 |  |  |  |  | R-410A | 2.65 | Residential & Commercial | USHP | Ducted CEE Tier 1
213296664 | Central HP <5.4 tons | YORK | HRCU-A-CB (Split System: Heat Pump with Remote Outdoor Unit-Air-Source) | HMH72B341 |  |  | XAHC36DXXN1+TXV | Y81E120C16SMPS1 | 34000 | 17.5 | 8.1 | 33400 | 24000 | 71.86% | 2.08 | 0 | 9.5 |  |  |  |  | R-410A | 2.8333 | Residential & Commercial | USHP
213296673 | Central HP <5.4 tons | YORK | HRCU-A-CB (Split System: Heat Pump with Remote Outdoor Unit-Air-Source) | HMH72B341 |  |  | XAHC36DXXN1+TXV | Y81E100B12LMPS1 | 33400 | 17.5 | 8.1 | 32800 | 23200 | 70.73% | 2.02 | 0 | 9.5 |  |  |  |  | R-410A | 2.7833 | Residential & Commercial | USHP
213296687 | Central HP <5.4 tons | YORK | HRCU-A-CB (Split System: Heat Pump with Remote Outdoor Unit-Air-Source) | HMH72B341 |  |  | XAHB36DXXN1+TXV | Y81E080B12LMPS1 | 33200 | 17.5 | 8.1 | 32800 | 23000 | 70.12% | 2 | 0 | 10 |  |  |  |  | R-410A | 2.7667 | Residential & Commercial | USHP | Ducted CEE Tier 1
212623649 | Central HP <5.4 tons | COLEMAN | HRCU-A-CB (Split System: Heat Pump with Remote Outdoor Unit-Air-Source) | HMH72B341 | ASPEN |  | D(A,C,E)48D34+TDR | TM8V080B12MP12 | 32400 | 17 | 8.1 | 33600 | 29400 | 87.5% | 2.42 | 0 | 9.5 |  |  |  |  | R-410A | 2.7 | Residential & Commercial | USHP
212623716 | Central HP <5.4 tons | COLEMAN | HRCU-A-CB (Split System: Heat Pump with Remote Outdoor Unit-Air-Source) | HMH72B341 | ASPEN |  | C(A,C,D,E)42C24+TDR | TM9E060B12MP12 | 30400 | 17 | 8.1 | 34000 | 28000 | 82.35% | 2.39 | 0 | 9.1 |  |  |  |  | R-410A | 2.5333 | Residential & Commercial | USHP
212623765 | Central HP <5.4 tons | COLEMAN | HRCU-A-CB (Split System: Heat Pump with Remote Outdoor Unit-Air-Source) | HMH72B341 | ASPEN |  | D(A,C,E)48C34+TDR | TM9E060B12MP12 | 33200 | 17.5 | 8.1 | 34000 | 28000 | 82.35% | 2.39 | 0 | 9 |  |  |  |  | R-410A | 2.7667 | Residential & Commercial | USHP
212623814 | Central HP <5.4 tons | COLEMAN | HRCU-A-CB (Split System: Heat Pump with Remote Outdoor Unit-Air-Source) | HMH72B341 | ASPEN |  | C(A,C,D,E)36A44+TDR | CP9C060B12MP13 | 32000 | 17.5 | 8.1 | 34000 | 27800 | 81.76% | 2.42 | 0 | 9.4 |  |  |  |  | R-410A | 2.6667 | Residential & Commercial | USHP
212623816 | Central HP <5.4 tons | COLEMAN | HRCU-A-CB (Split System: Heat Pump with Remote Outdoor Unit-Air-Source) | HMH72B341 | ASPEN |  | C(A,C,D,E)36B34+TDR | CP9C060B12MP13 | 32200 | 17.5 | 8.1 | 34000 | 27800 | 81.76% | 2.42 | 0 | 9.4 |  |  |  |  | R-410A | 2.6833 | Residential & Commercial | USHP
212623833 | Central HP <5.4 tons | COLEMAN | HRCU-A-CB (Split System: Heat Pump with Remote Outdoor Unit-Air-Source) | HMH72B341 | ASPEN |  | D(A,C,E)36D34+TDR | CP9C060B12MP13 | 32800 | 17.5 | 8.1 | 34000 | 27800 | 81.76% | 2.42 | 0 | 9.5 |  |  |  |  | R-410A | 2.7333 | Residential & Commercial | USHP
212623881 | Central HP <5.4 tons | COLEMAN | HRCU-A-CB (Split System: Heat Pump with Remote Outdoor Unit-Air-Source) | HMH72B341 | ASPEN |  | C(A,C,D,E)36D24+TDR | TP9C060B12MP13 | 30400 | 17 | 8.1 | 34000 | 27800 | 81.76% | 2.42 | 0 | 9.1 |  |  |  |  | R-410A | 2.5333 | Residential & Commercial | USHP
213773450 | Central HP <5.4 tons | COMFORTMAKER | HRCU-A-CB (Split System: Heat Pump with Remote Outdoor Unit-Air-Source) | CVH825GKA3* |  |  | EA*4X42L21A*+WALLCON | *97CMN0801714B* | 23600 | 16.5 | 8.1 | 21400 | 16700 | 78.04% | 1.94 | 0 | 10.5 |  |  |  |  | R-410A | 1.9667 | Residential & Commercial | USHP | Ducted CEE Tier 1
213773500 | Central HP <5.4 tons | COMFORTMAKER | HRCU-A-CB (Split System: Heat Pump with Remote Outdoor Unit-Air-Source) | CVH825GKA3* |  |  | EA*4X42L24A*+WALLCON | *80CTL0902120B* | 23800 | 16.5 | 8.1 | 21400 | 16600 | 77.57% | 1.96 | 0 | 10.5 |  |  |  |  | R-410A | 1.9833 | Residential & Commercial | USHP | Ducted CEE Tier 1
215668943 | Central HP <5.4 tons | COMFORTMAKER | HRCU-A-CB (Split System: Heat Pump with Remote Outdoor Unit-Air-Source) | C5H0V36*K*AAA* |  |  | EA*5X42M21A*+WALLCON | *96CTN1002122B* | 33200 | 17.5 | 9 | 35800 | 25600 | 71.51% | 1.84 | 0 | 10 |  |  |  |  | R-454B | 2.7667 | Residential & Commercial | USHP | Ducted CEE Tier 1
215222794 | Central HP <5.4 tons | FRIEDRICH | HRCU-A-CB (Split System: Heat Pump with Remote Outdoor Unit-Air-Source) | RD17AZ60AJ3N |  |  | TCFZ6021STAAM | FR921T1005A21M4 | 54500 | 17 | 8.1 | 46500 | 34000 | 73.12% | 2.1 | 0 | 10 |  |  |  |  | R-410A | 4.5417 | Residential & Commercial | USHP | Ducted CEE Tier 1
206765418 | Central HP <5.4 tons | DAY & NIGHT | HRCU-A-CB (Split System: Heat Pump with Remote Outdoor Unit-Air-Source) | CVH825GKA3* |  |  | EA*4X24L17A*+WALLCON | *80CTL0451712A* | 23200 | 16 | 8.1 | 22000 | 16900 | 76.82% | 1.88 | 11 | 10.5 |  |  |  |  | R-410A | 1.9333 | Residential & Commercial | USHP | Ducted CEE Tier 1
206765436 | Central HP <5.4 tons | DAY & NIGHT | HRCU-A-CB (Split System: Heat Pump with Remote Outdoor Unit-Air-Source) | CVH825GKA3* |  |  | EA*4X24L17A*+WALLCON | *96CTN0601714A* | 23200 | 16 | 8.1 | 22000 | 16900 | 76.82% | 1.88 | 11 | 10.5 |  |  |  |  | R-410A | 1.9333 | Residential & Commercial | USHP | Ducted CEE Tier 1
212623408 | Central HP <5.4 tons | COLEMAN | HRCU-A-CB (Split System: Heat Pump with Remote Outdoor Unit-Air-Source) | HMH72B341 | ASPEN |  | D(A,C,E)42A44+TDR | TM8Y120C20MP11 | 33600 | 18 | 8.3 | 33800 | 30200 | 89.35% | 2.82 | 0 | 9.5 |  |  |  |  | R-410A | 2.8 | Residential & Commercial | USHP
212623492 | Central HP <5.4 tons | COLEMAN | HRCU-A-CB (Split System: Heat Pump with Remote Outdoor Unit-Air-Source) | HMH72B341 | ASPEN |  | D(A,C,E)48C24+TDR | TM8Y120C20MP11 | 32600 | 18 | 8.4 | 33800 | 30000 | 88.76% | 2.83 | 0 | 9 |  |  |  |  | R-410A | 2.7167 | Residential & Commercial | USHP
212623535 | Central HP <5.4 tons | COLEMAN | HRCU-A-CB (Split System: Heat Pump with Remote Outdoor Unit-Air-Source) | HMH72B341 | ASPEN |  | C(A,C,D,E)42B34+TDR | TM9V100C20MP12 | 32200 | 17.5 | 8.5 | 33800 | 28200 | 83.43% | 2.7 | 0 | 9.4 |  |  |  |  | R-410A | 2.6833 | Residential & Commercial | USHP
212623567 | Central HP <5.4 tons | COLEMAN | HRCU-A-CB (Split System: Heat Pump with Remote Outdoor Unit-Air-Source) | HMH72B341 | ASPEN |  | C(A,C,D,E)48D24+TDR | TM9E040A10MP12 | 32000 | 17 | 8.1 | 33400 | 28400 | 85.03% | 2.42 | 0 | 9.5 |  |  |  |  | R-410A | 2.6667 | Residential & Commercial | USHP
212623601 | Central HP <5.4 tons | COLEMAN | HRCU-A-CB (Split System: Heat Pump with Remote Outdoor Unit-Air-Source) | HMH72B341 | ASPEN |  | C(A,C,D,E)42D24+TDR | TM9Y060B12MP11 | 31800 | 17.5 | 8.1 | 34000 | 29400 | 86.47% | 2.43 | 0 | 9 |  |  |  |  | R-410A | 2.65 | Residential & Commercial | USHP
212623710 | Central HP <5.4 tons | COLEMAN | HRCU-A-CB (Split System: Heat Pump with Remote Outdoor Unit-Air-Source) | HMH72B341 | ASPEN |  | C(A,C,D,E)36D24+TDR | TM9E060B12MP12 | 30400 | 17 | 8.1 | 34000 | 28000 | 82.35% | 2.39 | 0 | 9.1 |  |  |  |  | R-410A | 2.5333 | Residential & Commercial | USHP
212623751 | Central HP <5.4 tons | COLEMAN | HRCU-A-CB (Split System: Heat Pump with Remote Outdoor Unit-Air-Source) | HMH72B341 | ASPEN |  | D(A,C,E)42C24+TDR | TM9E060B12MP12 | 30400 | 17 | 8.1 | 34000 | 28000 | 82.35% | 2.39 | 0 | 9.1 |  |  |  |  | R-410A | 2.5333 | Residential & Commercial | USHP
212623821 | Central HP <5.4 tons | COLEMAN | HRCU-A-CB (Split System: Heat Pump with Remote Outdoor Unit-Air-Source) | HMH72B341 | ASPEN |  | C(A,C,D,E)42C24+TDR | CP9C060B12MP13 | 30400 | 17 | 8.1 | 34000 | 27800 | 81.76% | 2.42 | 0 | 9.1 |  |  |  |  | R-410A | 2.5333 | Residential & Commercial | USHP
215667232 | Central HP <5.4 tons | TEMPSTAR | HRCU-A-CB (Split System: Heat Pump with Remote Outdoor Unit-Air-Source) | T5H0V24*K*AAA* |  |  | EA*5X25M17A*+WALLCON | *80CTL0901716B* | 24000 | 17.5 | 9 | 23200 | 16400 | 70.69% | 2 | 0 | 10.5 |  |  |  |  | R-454B | 2 | Residential & Commercial | USHP | Ducted CEE Tier 1
215670206 | Central HP <5.4 tons | CARRIER | HRCU-A-CB (Split System: Heat Pump with Remote Outdoor Unit-Air-Source) | 27VNA036A*030* |  |  | CSAH*4812AM*+UI | 58TN*B090C21**20 | 34200 | 17 | 8.5 | 35400 | 25200 | 71.19% | 1.9 | 0 | 9.5 |  |  |  |  | R-454B | 2.85 | Residential & Commercial | USHP
214272324 | Central HP <5.4 tons | CARRIER | HRCU-A-CB (Split System: Heat Pump with Remote Outdoor Unit-Air-Source) | 25VNA837A*030* | ADP |  | C36A***L539 | 59MN7C100C21**22 | 32400 | 18 | 8.5 | 30400 | 24400 | 80.26% | 2 | 0 | 11.5 |  |  |  |  | R-410A | 2.7 | Residential & Commercial | USHP | Ducted CEE Tier 1
212623844 | Central HP <5.4 tons | COLEMAN | HRCU-A-CB (Split System: Heat Pump with Remote Outdoor Unit-Air-Source) | HMH72B341 | ASPEN |  | D(A,C,E)48D34+TDR | CP9C060B12MP13 | 33600 | 17.5 | 8.1 | 34000 | 27800 | 81.76% | 2.42 | 0 | 9.5 |  |  |  |  | R-410A | 2.8 | Residential & Commercial | USHP
212623851 | Central HP <5.4 tons | COLEMAN | HRCU-A-CB (Split System: Heat Pump with Remote Outdoor Unit-Air-Source) | HMH72B341 | ASPEN |  | C(A,C,D,E)36C34+TDR | TM9V060B12MP12 | 32600 | 17.5 | 8.1 | 34000 | 27800 | 81.76% | 2.42 | 0 | 9.5 |  |  |  |  | R-410A | 2.7167 | Residential & Commercial | USHP
212623894 | Central HP <5.4 tons | COLEMAN | HRCU-A-CB (Split System: Heat Pump with Remote Outdoor Unit-Air-Source) | HMH72B341 | ASPEN |  | D(A,C,E)42A44+TDR | TP9C060B12MP13 | 32600 | 17.5 | 8.1 | 34000 | 27800 | 81.76% | 2.42 | 0 | 9.5 |  |  |  |  | R-410A | 2.7167 | Residential & Commercial | USHP
212623901 | Central HP <5.4 tons | COLEMAN | HRCU-A-CB (Split System: Heat Pump with Remote Outdoor Unit-Air-Source) | HMH72B341 | ASPEN |  | D(A,C,E)48C24+TDR | TP9C060B12MP13 | 30800 | 17.2 | 8.1 | 34000 | 27800 | 81.76% | 2.42 | 0 | 9 |  |  |  |  | R-410A | 2.5667 | Residential & Commercial | USHP
216035485 | Central HP <5.4 tons | COLEMAN | HRCU-A-CB (Split System: Heat Pump with Remote Outdoor Unit-Air-Source) | HH860E2S11 | ASPEN |  | AE*L+CM48E4J+TDR | 0 | 43000 | 18 | 8.5 | 45500 | 39000 | 85.71% | 2.86 | 0 | 11.7 |  |  |  |  | R-454B | 3.5833 | Residential & Commercial | USHP | Ducted CEE Tier 1
216374524 | Central HP <5.4 tons | YORK | HRCU-A-CB (Split System: Heat Pump with Remote Outdoor Unit-Air-Source) | HH860E2S11 |  |  | CTF60C5CGS1 | Y92E080C16SMPS1 | 44000 | 18 | 9 | 45000 | 32800 | 72.89% | 2 | 0 | 11 |  |  |  |  | R-454B | 3.6667 | Residential & Commercial | USHP | Ducted CEE Tier 1
216374533 | Central HP <5.4 tons | YORK | HRCU-A-CB (Split System: Heat Pump with Remote Outdoor Unit-Air-Source) | HH860E2S11 |  |  | CTM60C5CGS1 | Y92E100C20SMPS1 | 45000 | 18 | 9 | 46500 | 33800 | 72.69% | 2 | 0 | 11 |  |  |  |  | R-454B | 3.75 | Residential & Commercial | USHP | Ducted CEE Tier 1
216374538 | Central HP <5.4 tons | YORK | HRCU-A-CB (Split System: Heat Pump with Remote Outdoor Unit-Air-Source) | HH860E2S11 |  |  | CTM60C5CHS1 | Y92E100C20SMPS1 | 53500 | 19 | 8.5 | 54000 | 39000 | 72.22% | 2 | 0 | 11 |  |  |  |  | R-454B | 4.4583 | Residential & Commercial | USHP | Ducted CEE Tier 1
213296705 | Central HP <5.4 tons | YORK | HRCU-A-CB (Split System: Heat Pump with Remote Outdoor Unit-Air-Source) | HMH72B341 |  |  | XAFC36DXXN1+TXV | Y82E120C20LMPS1 | 34000 | 18.5 | 8.5 | 33400 | 24200 | 72.46% | 2.12 | 0 | 9.5 |  |  |  |  | R-410A | 2.8333 | Residential & Commercial | USHP
213296723 | Central HP <5.4 tons | YORK | HRCU-A-CB (Split System: Heat Pump with Remote Outdoor Unit-Air-Source) | HMH72B341 |  |  | XAHC30CXXN1+TXV | Y81E080B12LMPS1 | 31800 | 17 | 8.1 | 32200 | 22600 | 70.19% | 2 | 0 | 10 |  |  |  |  | R-410A | 2.65 | Residential & Commercial | USHP | Ducted CEE Tier 1
213296748 | Central HP <5.4 tons | YORK | HRCU-A-CB (Split System: Heat Pump with Remote Outdoor Unit-Air-Source) | HMH72B341 |  |  | XAFD48FXXN1+TXV | Y81E120C16SMPS1 | 34000 | 16.5 | 8.5 | 32800 | 23400 | 71.34% | 2.1 | 0 | 9.5 |  |  |  |  | R-410A | 2.8333 | Residential & Commercial | USHP
214272288 | Central HP <5.4 tons | CARRIER | HRCU-A-CB (Split System: Heat Pump with Remote Outdoor Unit-Air-Source) | 25VNA837A*030* | ADP |  | PL36H175P159 | 58TN*B070C17**16 | 31000 | 17 | 8.5 | 30600 | 24600 | 80.39% | 1.98 | 0 | 11 |  |  |  |  | R-410A | 2.5833 | Residential & Commercial | USHP | Ducted CEE Tier 1
214272293 | Central HP <5.4 tons | CARRIER | HRCU-A-CB (Split System: Heat Pump with Remote Outdoor Unit-Air-Source) | 25VNA837A*030* | ADP |  | C36A***L539 | 58TN*B070C17**16 | 32400 | 17 | 8.5 | 30600 | 24600 | 80.39% | 1.98 | 0 | 11.5 |  |  |  |  | R-410A | 2.7 | Residential & Commercial | USHP | Ducted CEE Tier 1
215934126 | Central HP <5.4 tons | HEIL | HRCU-A-CB (Split System: Heat Pump with Remote Outdoor Unit-Air-Source) | H5H3V48*K*AAA* |  |  | EA*5X60M24A*+WALLCON | *95CSU0802120B* | 44500 | 21 | 9.5 | 48500 | 36600 | 75.46% | 2 | 0 | 11 |  |  |  |  | R-454B | 3.7083 | Residential & Commercial | USHP | Ducted CEE Tier 1
216374530 | Central HP <5.4 tons | YORK | HRCU-A-CB (Split System: Heat Pump with Remote Outdoor Unit-Air-Source) | HH860E2S11 |  |  | CTF60C5CGS1 | Y92E100C16SMPS1 | 44500 | 19 | 9 | 45500 | 33200 | 72.97% | 2 | 0 | 11 |  |  |  |  | R-454B | 3.7083 | Residential & Commercial | USHP | Ducted CEE Tier 1
215670345 | Central HP <5.4 tons | TEMPSTAR | HRCU-A-CB (Split System: Heat Pump with Remote Outdoor Unit-Air-Source) | T5H0V36*K*AAA* |  |  | ESH5X48M12A*+WALLCON | *96CTN0601714B* | 33800 | 16 | 8.5 | 35600 | 25400 | 71.35% | 1.78 | 0 | 9 |  |  |  |  | R-454B | 2.8167 | Residential & Commercial | USHP
212623963 | Central HP <5.4 tons | COLEMAN | HRCU-A-CB (Split System: Heat Pump with Remote Outdoor Unit-Air-Source) | HMH72B341 | ASPEN |  | D(A,C,E)36C34+TDR | TM8E080B12MP11 | 32400 | 18 | 8.5 | 34000 | 28000 | 82.35% | 2.63 | 0 | 9.5 |  |  |  |  | R-410A | 2.7 | Residential & Commercial | USHP
214776828 | Central HP <5.4 tons | YORK | HRCU-A-CB (Split System: Heat Pump with Remote Outdoor Unit-Air-Source) | HH860E2S11 | ADP |  | CV606**C+TXV | YP9C120D20MP13 | 53000 | 19 | 8.5 | 52500 | 39000 | 74.29% | 2 | 0 | 11 |  |  |  |  | R-454B | 4.4167 | Residential & Commercial | USHP | Ducted CEE Tier 1
216675814 | Central HP <5.4 tons | DAY & NIGHT | HRCU-A-CB (Split System: Heat Pump with Remote Outdoor Unit-Air-Source) | D5CURAH24AAK |  |  | ESH5X36M12A* | *80MS(N,L)0701412A* | 24000 | 15.2 | 8.5 | 23600 | 19200 | 81.36% | 1.94 | 0 | 10 |  |  |  |  | R-454B | 2 | Residential & Commercial | USHP | Ducted CEE Tier 1
212623930 | Central HP <5.4 tons | COLEMAN | HRCU-A-CB (Split System: Heat Pump with Remote Outdoor Unit-Air-Source) | HMH72B341 | ASPEN |  | C(A,C,D,E)36D24+TDR | TL8E060A12UH11 | 31600 | 18 | 8.1 | 33400 | 29000 | 86.83% | 2.46 | 0 | 9.5 |  |  |  |  | R-410A | 2.6333 | Residential & Commercial | USHP
212623966 | Central HP <5.4 tons | COLEMAN | HRCU-A-CB (Split System: Heat Pump with Remote Outdoor Unit-Air-Source) | HMH72B341 | ASPEN |  | D(A,C,E)42A44+TDR | TM8E080B12MP11 | 32400 | 18 | 8.5 | 34000 | 28000 | 82.35% | 2.63 | 0 | 9.5 |  |  |  |  | R-410A | 2.7 | Residential & Commercial | USHP
214272348 | Central HP <5.4 tons | CARRIER | HRCU-A-CB (Split System: Heat Pump with Remote Outdoor Unit-Air-Source) | 25VNA837A*031* | ADP |  | V,C36H175P159 | 58TN*B070C17**16 | 31000 | 17 | 8.5 | 30600 | 24600 | 80.39% | 1.98 | 0 | 11 |  |  |  |  | R-410A | 2.5833 | Residential & Commercial | USHP | Ducted CEE Tier 1
214272350 | Central HP <5.4 tons | CARRIER | HRCU-A-CB (Split System: Heat Pump with Remote Outdoor Unit-Air-Source) | 25VNA837A*031* | ADP |  | V,C36H175P459 | 58TN*B070C17**16 | 32400 | 17 | 8.5 | 30600 | 24600 | 80.39% | 1.98 | 0 | 11.5 |  |  |  |  | R-410A | 2.7 | Residential & Commercial | USHP | Ducted CEE Tier 1
213771176 | Central HP <5.4 tons | BRYANT HEATING AND COOLING SYSTEMS | HRCU-A-CB (Split System: Heat Pump with Remote Outdoor Unit-Air-Source) | 288BNV025*0**B* |  |  | CAP**3721AL*+UI | 935CB48060C17*** | 24400 | 16.5 | 8.1 | 21400 | 16700 | 78.04% | 2.02 | 0 | 10.5 |  |  |  |  | R-410A | 2.0333 | Residential & Commercial | USHP | Ducted CEE Tier 1
214272333 | Central HP <5.4 tons | CARRIER | HRCU-A-CB (Split System: Heat Pump with Remote Outdoor Unit-Air-Source) | 25VNA837A*030* | ADP |  | PL36H175P159 | 59TN6C080C17**14 | 32000 | 17 | 8.1 | 31200 | 24800 | 79.49% | 1.96 | 0 | 11 |  |  |  |  | R-410A | 2.6667 | Residential & Commercial | USHP | Ducted CEE Tier 1
214389913 | Central HP <5.4 tons | CARRIER | HRCU-A-CB (Split System: Heat Pump with Remote Outdoor Unit-Air-Source) | 25VNA436A*031* | ADP |  | H,PG34936 | 58TN*B110C21**20 | 32600 | 20 | 9 | 34800 | 27200 | 78.16% | 2.06 | 0 | 12 |  |  |  |  | R-410A | 2.7167 | Residential & Commercial | USHP | Ducted CEE Tier 1
216374500 | Central HP <5.4 tons | YORK | HRCU-A-CB (Split System: Heat Pump with Remote Outdoor Unit-Air-Source) | HH836E2S11 |  |  | CTF36C5CDS1 | Y92E100C16SMPS1 | 33000 | 18 | 8.5 | 30200 | 23000 | 76.16% | 2 | 0 | 11.7 |  |  |  |  | R-454B | 2.75 | Residential & Commercial | USHP | Ducted CEE Tier 1
216374519 | Central HP <5.4 tons | YORK | HRCU-A-CB (Split System: Heat Pump with Remote Outdoor Unit-Air-Source) | HH824E2S11 |  |  | CTF36B5ADS1 | Y92E080B12SMPS1 | 23000 | 18 | 9.5 | 23000 | 17500 | 76.09% | 2 | 0 | 12 |  |  |  |  | R-454B | 1.9167 | Residential & Commercial | USHP | Ducted CEE Tier 1
216374535 | Central HP <5.4 tons | YORK | HRCU-A-CB (Split System: Heat Pump with Remote Outdoor Unit-Air-Source) | HH860E2S11 |  |  | CTM60D5CHS1 | Y92E120D20SMPS1 | 54000 | 19 | 8.5 | 55000 | 40000 | 72.73% | 2 | 0 | 11 |  |  |  |  | R-454B | 4.5 | Residential & Commercial | USHP | Ducted CEE Tier 1
214271621 | Central HP <5.4 tons | CARRIER | HRCU-A-CB (Split System: Heat Pump with Remote Outdoor Unit-Air-Source) | 25VNA424A*031* | ADP |  | PL36H***P449 | 58TN*B070C14**12 | 23400 | 20 | 10.5 | 25000 | 19500 | 78% | 2.42 | 0 | 13 |  |  |  |  | R-410A | 1.95 | Residential & Commercial | USHP | Ducted CEE Tier 1
212621567 | Central HP <5.4 tons | COLEMAN | HRCU-A-CB (Split System: Heat Pump with Remote Outdoor Unit-Air-Source) | HMH72B341 | ASPEN |  | C(A,C,D,E)42B24+TDR | TPLC120C20MP13 | 29000 | 15.8 | 8.1 | 32200 | 27600 | 85.71% | 2.44 | 0 | 8.5 |  |  |  |  | R-410A | 2.4167 | Residential & Commercial | USHP
212621568 | Central HP <5.4 tons | COLEMAN | HRCU-A-CB (Split System: Heat Pump with Remote Outdoor Unit-Air-Source) | HMH72B341 | ASPEN |  | C(A,C,D,E)42B34+TDR | TPLC120C20MP13 | 31600 | 16.5 | 8.1 | 32200 | 27600 | 85.71% | 2.44 | 0 | 8.9 |  |  |  |  | R-410A | 2.6333 | Residential & Commercial | USHP
215675825 | Central HP <5.4 tons | HEIL | HRCU-A-CB (Split System: Heat Pump with Remote Outdoor Unit-Air-Source) | H5H0V48*K*AAA* |  |  | EVM5X60M21A*+WALLCON | *96CTN0801714B* | 47500 | 18.5 | 9 | 50000 | 36200 | 72.4% | 2.02 | 0 | 10 |  |  |  |  | R-454B | 3.9583 | Residential & Commercial | USHP | Ducted CEE Tier 1
214389924 | Central HP <5.4 tons | CARRIER | HRCU-A-CB (Split System: Heat Pump with Remote Outdoor Unit-Air-Source) | 25VNA448A*031* | ADP |  | H,PG48960 | 58TN*B090C21**20 | 44500 | 21 | 9.5 | 44000 | 35600 | 80.91% | 2.36 | 0 | 12 |  |  |  |  | R-410A | 3.7083 | Residential & Commercial | USHP | Ducted CEE Tier 1
206772786 | Central HP <5.4 tons | AIRQUEST | HRCU-A-CB (Split System: Heat Pump with Remote Outdoor Unit-Air-Source) | HVH837GKA2* |  |  | EHD4X42AAL+WALLCON | *97CMN1002122A* | 32600 | 16.5 | 8.1 | 33000 | 24800 | 75.15% | 1.96 | 12 | 11 |  |  |  |  | R-410A | 2.7167 | Residential & Commercial | USHP | Ducted CEE Tier 1
212621569 | Central HP <5.4 tons | COLEMAN | HRCU-A-CB (Split System: Heat Pump with Remote Outdoor Unit-Air-Source) | HMH72B341 | ASPEN |  | C(A,C,D,E)48A34+TDR | TPLC120C20MP13 | 31600 | 16.5 | 8.1 | 32200 | 27600 | 85.71% | 2.44 | 0 | 8.9 |  |  |  |  | R-410A | 2.6333 | Residential & Commercial | USHP
212621602 | Central HP <5.4 tons | COLEMAN | HRCU-A-CB (Split System: Heat Pump with Remote Outdoor Unit-Air-Source) | HMH72B341 | ASPEN |  | C(A,C,D,E)48A34+TDR | TP9C120D20MP13 | 31800 | 17 | 8.1 | 32200 | 28200 | 87.58% | 2.5 | 0 | 9.4 |  |  |  |  | R-410A | 2.65 | Residential & Commercial | USHP
212621616 | Central HP <5.4 tons | COLEMAN | HRCU-A-CB (Split System: Heat Pump with Remote Outdoor Unit-Air-Source) | HMH72B341 | ASPEN |  | C(A,C,D,E)48B24+TDR | TM8V100C20MP12 | 29600 | 15.9 | 8.1 | 32400 | 27400 | 84.57% | 2.45 | 0 | 8 |  |  |  |  | R-410A | 2.4667 | Residential & Commercial | USHP
212621634 | Central HP <5.4 tons | COLEMAN | HRCU-A-CB (Split System: Heat Pump with Remote Outdoor Unit-Air-Source) | HMH72B341 | ASPEN |  | C(A,C,D,E)36B24+TDR | TPLC120C20MP13 | 28600 | 15.6 | 8.1 | 32400 | 27400 | 84.57% | 2.45 | 0 | 8.4 |  |  |  |  | R-410A | 2.3833 | Residential & Commercial | USHP
212621649 | Central HP <5.4 tons | COLEMAN | HRCU-A-CB (Split System: Heat Pump with Remote Outdoor Unit-Air-Source) | HMH72B341 | ASPEN |  | D(A,C,E)36B44+TDR | CPLC100C20MP13 | 32400 | 16.5 | 8.1 | 32400 | 27800 | 85.8% | 2.44 | 0 | 9 |  |  |  |  | R-410A | 2.7 | Residential & Commercial | USHP
212621668 | Central HP <5.4 tons | COLEMAN | HRCU-A-CB (Split System: Heat Pump with Remote Outdoor Unit-Air-Source) | HMH72B341 | ASPEN |  | C(A,C,D,E)48C24+TDR | CPLC120C20MP13 | 30000 | 16 | 8.1 | 32400 | 27800 | 85.8% | 2.44 | 0 | 8.6 |  |  |  |  | R-410A | 2.5 | Residential & Commercial | USHP
212621684 | Central HP <5.4 tons | COLEMAN | HRCU-A-CB (Split System: Heat Pump with Remote Outdoor Unit-Air-Source) | HMH72B341 | ASPEN |  | D(A,C,E)48D34+TDR | CPLC120C20MP13 | 32800 | 16.5 | 8.1 | 32400 | 27800 | 85.8% | 2.44 | 0 | 9 |  |  |  |  | R-410A | 2.7333 | Residential & Commercial | USHP
212621699 | Central HP <5.4 tons | COLEMAN | HRCU-A-CB (Split System: Heat Pump with Remote Outdoor Unit-Air-Source) | HMH72B341 | ASPEN |  | D(A,C,E)42B34+TDR | TM8V100C20MP12 | 31800 | 16.5 | 8.1 | 32400 | 27800 | 85.8% | 2.44 | 0 | 8.9 |  |  |  |  | R-410A | 2.65 | Residential & Commercial | USHP
214271875 | Central HP <5.4 tons | CARRIER | HRCU-A-CB (Split System: Heat Pump with Remote Outdoor Unit-Air-Source) | 25VNA825A*031* | ADP |  | PL36H***P449 | 58TN*B070C14**12 | 24000 | 17 | 8.1 | 19600 | 16200 | 82.65% | 2.02 | 0 | 10.5 |  |  |  |  | R-410A | 2 | Residential & Commercial | USHP | Ducted CEE Tier 1
214272275 | Central HP <5.4 tons | CARRIER | HRCU-A-CB (Split System: Heat Pump with Remote Outdoor Unit-Air-Source) | 25VNA837A*030* | ADP |  | C36A***L539 | 58TN*B045C17**12 | 32600 | 17 | 8.5 | 31600 | 25200 | 79.75% | 1.96 | 0 | 11 |  |  |  |  | R-410A | 2.7167 | Residential & Commercial | USHP | Ducted CEE Tier 1
212621700 | Central HP <5.4 tons | COLEMAN | HRCU-A-CB (Split System: Heat Pump with Remote Outdoor Unit-Air-Source) | HMH72B341 | ASPEN |  | D(A,C,E)42C34+TDR | TM8V100C20MP12 | 32200 | 16.5 | 8.1 | 32400 | 27800 | 85.8% | 2.44 | 0 | 9 |  |  |  |  | R-410A | 2.6833 | Residential & Commercial | USHP
212621702 | Central HP <5.4 tons | COLEMAN | HRCU-A-CB (Split System: Heat Pump with Remote Outdoor Unit-Air-Source) | HMH72B341 | ASPEN |  | D(A,C,E)42D34+TDR | TM8V100C20MP12 | 32600 | 16.5 | 8.1 | 32400 | 27800 | 85.8% | 2.44 | 0 | 9 |  |  |  |  | R-410A | 2.7167 | Residential & Commercial | USHP
212621717 | Central HP <5.4 tons | COLEMAN | HRCU-A-CB (Split System: Heat Pump with Remote Outdoor Unit-Air-Source) | HMH72B341 | ASPEN |  | D(A,C,E)36B34+TDR | TM8V120C20MP12 | 31400 | 16.5 | 8.5 | 32400 | 27800 | 85.8% | 2.7 | 0 | 8.9 |  |  |  |  | R-410A | 2.6167 | Residential & Commercial | USHP
212621750 | Central HP <5.4 tons | COLEMAN | HRCU-A-CB (Split System: Heat Pump with Remote Outdoor Unit-Air-Source) | HMH72B341 | ASPEN |  | D(A,C,E)48C24+TDR | TMLV120C20MP12 | 30000 | 16 | 8.1 | 32400 | 27800 | 85.8% | 2.44 | 0 | 8.6 |  |  |  |  | R-410A | 2.5 | Residential & Commercial | USHP
212621768 | Central HP <5.4 tons | COLEMAN | HRCU-A-CB (Split System: Heat Pump with Remote Outdoor Unit-Air-Source) | HMH72B341 | ASPEN |  | D(A,C,E)42B34+TDR | TPLC100C20MP13 | 31800 | 16.5 | 8.1 | 32400 | 27800 | 85.8% | 2.44 | 0 | 8.9 |  |  |  |  | R-410A | 2.65 | Residential & Commercial | USHP
212621785 | Central HP <5.4 tons | COLEMAN | HRCU-A-CB (Split System: Heat Pump with Remote Outdoor Unit-Air-Source) | HMH72B341 | ASPEN |  | D(A,C,E)36A44+TDR | TPLC120C20MP13 | 31400 | 16.5 | 8.1 | 32400 | 27800 | 85.8% | 2.44 | 0 | 8.9 |  |  |  |  | R-410A | 2.6167 | Residential & Commercial | USHP
212621799 | Central HP <5.4 tons | COLEMAN | HRCU-A-CB (Split System: Heat Pump with Remote Outdoor Unit-Air-Source) | HMH72B341 | ASPEN |  | D(A,C,E)48D34+TDR | TPLC120C20MP13 | 32800 | 16.5 | 8.1 | 32400 | 27800 | 85.8% | 2.44 | 0 | 9 |  |  |  |  | R-410A | 2.7333 | Residential & Commercial | USHP
212621816 | Central HP <5.4 tons | COLEMAN | HRCU-A-CB (Split System: Heat Pump with Remote Outdoor Unit-Air-Source) | HMH72B341 | ASPEN |  | D(A,C,E)36B44+TDR | TM9Y120D20MP11 | 32600 | 16.5 | 8.5 | 32400 | 28200 | 87.04% | 2.77 | 0 | 9.5 |  |  |  |  | R-410A | 2.7167 | Residential & Commercial | USHP
212621901 | Central HP <5.4 tons | COLEMAN | HRCU-A-CB (Split System: Heat Pump with Remote Outdoor Unit-Air-Source) | HMH72B341 | ASPEN |  | D(A,C,E)36A44+TDR | TP9C120D20MP13 | 31600 | 17 | 8.1 | 32400 | 28200 | 87.04% | 2.51 | 0 | 9.3 |  |  |  |  | R-410A | 2.6333 | Residential & Commercial | USHP
212621936 | Central HP <5.4 tons | COLEMAN | HRCU-A-CB (Split System: Heat Pump with Remote Outdoor Unit-Air-Source) | HMH72B341 | ASPEN |  | C(A,C,D,E)36B24+TDR | TM9V040A10MP12 | 29000 | 16.3 | 8.1 | 33200 | 27400 | 82.53% | 2.41 | 0 | 9 |  |  |  |  | R-410A | 2.4167 | Residential & Commercial | USHP
212621966 | Central HP <5.4 tons | COLEMAN | HRCU-A-CB (Split System: Heat Pump with Remote Outdoor Unit-Air-Source) | HMH72B341 | ASPEN |  | C(A,C,D,E)48A24+TDR | TM8Y080B12MP11 | 30000 | 17.4 | 8.3 | 33200 | 27400 | 82.53% | 2.6 | 0 | 9.5 |  |  |  |  | R-410A | 2.5 | Residential & Commercial | USHP
212621984 | Central HP <5.4 tons | COLEMAN | HRCU-A-CB (Split System: Heat Pump with Remote Outdoor Unit-Air-Source) | HMH72B341 | ASPEN |  | C(A,C,D,E)48D24+TDR | TM9E100C20MP12 | 31000 | 15.2 | 8.1 | 33200 | 27000 | 81.33% | 2.43 | 0 | 9.7 |  |  |  |  | R-410A | 2.5833 | Residential & Commercial | USHP
212621986 | Central HP <5.4 tons | COLEMAN | HRCU-A-CB (Split System: Heat Pump with Remote Outdoor Unit-Air-Source) | HMH72B341 | ASPEN |  | D(A,C,E)36B34+TDR | TM9E100C20MP12 | 32000 | 15.5 | 8.1 | 33200 | 27000 | 81.33% | 2.43 | 0 | 9.9 |  |  |  |  | R-410A | 2.6667 | Residential & Commercial | USHP
212622000 | Central HP <5.4 tons | COLEMAN | HRCU-A-CB (Split System: Heat Pump with Remote Outdoor Unit-Air-Source) | HMH72B341 | ASPEN |  | D(A,C,E)48D24+TDR | TM9E100C20MP12 | 31000 | 15.2 | 8.1 | 33200 | 27000 | 81.33% | 2.43 | 0 | 9.7 |  |  |  |  | R-410A | 2.5833 | Residential & Commercial | USHP
212622117 | Central HP <5.4 tons | COLEMAN | HRCU-A-CB (Split System: Heat Pump with Remote Outdoor Unit-Air-Source) | HMH72B341 | ASPEN |  | C(A,C,D,E)48D24+TDR | TM8Y080B12MP11 | 31400 | 17.8 | 8.5 | 33400 | 27400 | 82.04% | 2.65 | 0 | 9.7 |  |  |  |  | R-410A | 2.6167 | Residential & Commercial | USHP
212622387 | Central HP <5.4 tons | COLEMAN | HRCU-A-CB (Split System: Heat Pump with Remote Outdoor Unit-Air-Source) | HMH72B341 | ASPEN |  | D(A,C,E)36A34+TDR | TL9E100C20UH11 | 33400 | 17 | 8.1 | 33600 | 29000 | 86.31% | 2.72 | 0 | 10 |  |  |  |  | R-410A | 2.7833 | Residential & Commercial | USHP | Ducted CEE Tier 1
212622421 | Central HP <5.4 tons | COLEMAN | HRCU-A-CB (Split System: Heat Pump with Remote Outdoor Unit-Air-Source) | HMH72B341 | ASPEN |  | C(A,C,D,E)42B24+TDR | TM8Y120C20MP11 | 31800 | 18 | 8.2 | 33600 | 30000 | 89.29% | 2.77 | 0 | 9.4 |  |  |  |  | R-410A | 2.65 | Residential & Commercial | USHP
212622451 | Central HP <5.4 tons | COLEMAN | HRCU-A-CB (Split System: Heat Pump with Remote Outdoor Unit-Air-Source) | HMH72B341 | ASPEN |  | C(A,C,D,E)42C24+TDR | TM9E100C16MP12 | 30400 | 17.5 | 8.5 | 33600 | 27200 | 80.95% | 2.66 | 0 | 9 |  |  |  |  | R-410A | 2.5333 | Residential & Commercial | USHP
212622470 | Central HP <5.4 tons | COLEMAN | HRCU-A-CB (Split System: Heat Pump with Remote Outdoor Unit-Air-Source) | HMH72B341 | ASPEN |  | D(A,C,E)48C34+TDR | TM9E100C16MP12 | 33200 | 18 | 8.5 | 33600 | 27200 | 80.95% | 2.66 | 0 | 10 |  |  |  |  | R-410A | 2.7667 | Residential & Commercial | USHP | Ducted CEE Tier 1
212622471 | Central HP <5.4 tons | COLEMAN | HRCU-A-CB (Split System: Heat Pump with Remote Outdoor Unit-Air-Source) | HMH72B341 | ASPEN |  | D(A,C,E)48D24+TDR | TM9E100C16MP12 | 31200 | 17.8 | 8.5 | 33600 | 27200 | 80.95% | 2.66 | 0 | 9.7 |  |  |  |  | R-410A | 2.6 | Residential & Commercial | USHP
212622621 | Central HP <5.4 tons | COLEMAN | HRCU-A-CB (Split System: Heat Pump with Remote Outdoor Unit-Air-Source) | HMH72B341 | ASPEN |  | D(A,C,E)36A44+TDR | TM9V080B12MP12 | 32800 | 17 | 8.2 | 33800 | 29200 | 86.39% | 2.65 | 0 | 9.5 |  |  |  |  | R-410A | 2.7333 | Residential & Commercial | USHP
212622755 | Central HP <5.4 tons | COLEMAN | HRCU-A-CB (Split System: Heat Pump with Remote Outdoor Unit-Air-Source) | HMH72B341 | ASPEN |  | C(A,C,D,E)36B24+TDR | TM9E060A10MP12 | 29200 | 16.8 | 8.1 | 33800 | 27400 | 81.07% | 2.4 | 0 | 9 |  |  |  |  | R-410A | 2.4333 | Residential & Commercial | USHP
212622785 | Central HP <5.4 tons | COLEMAN | HRCU-A-CB (Split System: Heat Pump with Remote Outdoor Unit-Air-Source) | HMH72B341 | ASPEN |  | D(A,C,E)42A34+TDR | TM8E080B12MP11 | 31800 | 17.9 | 8.3 | 33800 | 28200 | 83.43% | 2.59 | 0 | 9.4 |  |  |  |  | R-410A | 2.65 | Residential & Commercial | USHP
212622804 | Central HP <5.4 tons | COLEMAN | HRCU-A-CB (Split System: Heat Pump with Remote Outdoor Unit-Air-Source) | HMH72B341 | ASPEN |  | D(A,C,E)36D24+TDR | TM8E080C16MP11 | 31800 | 18 | 8.3 | 33800 | 28600 | 84.62% | 2.71 | 0 | 10 |  |  |  |  | R-410A | 2.65 | Residential & Commercial | USHP | Ducted CEE Tier 1
212622805 | Central HP <5.4 tons | COLEMAN | HRCU-A-CB (Split System: Heat Pump with Remote Outdoor Unit-Air-Source) | HMH72B341 | ASPEN |  | D(A,C,E)42A44+TDR | TM8E080C16MP11 | 33000 | 18 | 8.3 | 33800 | 28600 | 84.62% | 2.71 | 0 | 10 |  |  |  |  | R-410A | 2.75 | Residential & Commercial | USHP | Ducted CEE Tier 1
212622838 | Central HP <5.4 tons | COLEMAN | HRCU-A-CB (Split System: Heat Pump with Remote Outdoor Unit-Air-Source) | HMH72B341 | ASPEN |  | C(A,C,D,E)36B24+TDR | TM8E080C16MP11 | 30800 | 17.9 | 8.3 | 33800 | 28600 | 84.62% | 2.7 | 0 | 9.8 |  |  |  |  | R-410A | 2.5667 | Residential & Commercial | USHP
212622971 | Central HP <5.4 tons | COLEMAN | HRCU-A-CB (Split System: Heat Pump with Remote Outdoor Unit-Air-Source) | HMH72B341 | ASPEN |  | C(A,C,D,E)36A34+TDR | TM8Y080C16MP11 | 31400 | 18.3 | 8.2 | 33800 | 27200 | 80.47% | 2.61 | 0 | 9.8 |  |  |  |  | R-410A | 2.6167 | Residential & Commercial | USHP
212623022 | Central HP <5.4 tons | COLEMAN | HRCU-A-CB (Split System: Heat Pump with Remote Outdoor Unit-Air-Source) | HMH72B341 | ASPEN |  | C(A,C,D,E)36B24+TDR | TM9E080B12MP12 | 29400 | 16.7 | 8.5 | 33800 | 27400 | 81.07% | 2.65 | 0 | 9.4 |  |  |  |  | R-410A | 2.45 | Residential & Commercial | USHP
215674363 | Central HP <5.4 tons | TEMPSTAR | HRCU-A-CB (Split System: Heat Pump with Remote Outdoor Unit-Air-Source) | T5H0V48*K*AAA* |  |  | EA*5X61M21A*+WALLCON | *80CTL0901716B* | 46000 | 18 | 9 | 48000 | 33800 | 70.42% | 2.06 | 0 | 10 |  |  |  |  | R-454B | 3.8333 | Residential & Commercial | USHP | Ducted CEE Tier 1
215673993 | Central HP <5.4 tons | TEMPSTAR | HRCU-A-CB (Split System: Heat Pump with Remote Outdoor Unit-Air-Source) | T5H0V48*K*AAA* |  |  | EA*5X48M21A*+WALLCON | *80CSU0601716A* | 44000 | 17.5 | 9 | 48500 | 34200 | 70.52% | 2.04 | 0 | 9.5 |  |  |  |  | R-454B | 3.6667 | Residential & Commercial | USHP
214671429 | Central HP <5.4 tons | LENNOX | HRCU-A-CB (Split System: Heat Pump with Remote Outdoor Unit-Air-Source) | SL25XPV-024-230A** | ADP |  | L*24/36Z9 | EL297UH045XV36B* | 22400 | 22 | 9.5 | 19600 | 19600 | 100% | 1.96 | 0 | 14 |  |  |  |  | R-410A | 1.8667 | Residential & Commercial | USHP | Ducted CEE Tier 1
205750667 | Central HP <5.4 tons | DAY & NIGHT | HRCU-A-CB (Split System: Heat Pump with Remote Outdoor Unit-Air-Source) | CVH825GKA2* |  |  | EA*4X37L21A*+WALLCON | *96CTN0601714A* | 24400 | 16.5 | 8.1 | 21200 | 16700 | 78.77% | 2.02 | 11 | 11 |  |  |  |  | R-410A | 2.0333 | Residential & Commercial | USHP | Ducted CEE Tier 1
206771849 | Central HP <5.4 tons | AIRQUEST | HRCU-A-CB (Split System: Heat Pump with Remote Outdoor Unit-Air-Source) | HVH837GKA2* |  |  | EA*4X48L21A*+WALLCON | *96CTN1002122A* | 32400 | 17.5 | 8.5 | 32600 | 25000 | 76.69% | 1.98 | 12 | 11.7 |  |  |  |  | R-410A | 2.7 | Residential & Commercial | USHP | Ducted CEE Tier 1
206772074 | Central HP <5.4 tons | AIRQUEST | HRCU-A-CB (Split System: Heat Pump with Remote Outdoor Unit-Air-Source) | HVH837GKA2* |  |  | END4X42L17**+WALLCON | *80CTL0901716A* | 32200 | 17.5 | 8.1 | 33000 | 24600 | 74.55% | 1.92 | 11 | 11.7 |  |  |  |  | R-410A | 2.6833 | Residential & Commercial | USHP | Ducted CEE Tier 1
206773101 | Central HP <5.4 tons | AIRQUEST | HRCU-A-CB (Split System: Heat Pump with Remote Outdoor Unit-Air-Source) | HVH837GKA2* |  |  | EA*4X43L21A*+WALLCON | *80CSU0401712A* | 33000 | 17.5 | 8.5 | 33000 | 25000 | 75.76% | 1.98 | 12 | 11 |  |  |  |  | R-410A | 2.75 | Residential & Commercial | USHP | Ducted CEE Tier 1
206773110 | Central HP <5.4 tons | AIRQUEST | HRCU-A-CB (Split System: Heat Pump with Remote Outdoor Unit-Air-Source) | HVH837GKA2* |  |  | EA*4X43L21A*+WALLCON | *80CSU0601716A* | 32800 | 17 | 8.5 | 33000 | 25200 | 76.36% | 1.96 | 12 | 11 |  |  |  |  | R-410A | 2.7333 | Residential & Commercial | USHP | Ducted CEE Tier 1
206773128 | Central HP <5.4 tons | AIRQUEST | HRCU-A-CB (Split System: Heat Pump with Remote Outdoor Unit-Air-Source) | HVH837GKA2* |  |  | EA*4X43L21A*+WALLCON | *80CSU1002120A* | 32800 | 17 | 8.5 | 33000 | 25200 | 76.36% | 1.98 | 12 | 11 |  |  |  |  | R-410A | 2.7333 | Residential & Commercial | USHP | Ducted CEE Tier 1
206773610 | Central HP <5.4 tons | AIRQUEST | HRCU-A-CB (Split System: Heat Pump with Remote Outdoor Unit-Air-Source) | HVH837GKA2* |  |  | EN(A,D,W)4X48L21**+WALLCON | *95CSU1002122A* | 32400 | 17.5 | 8.1 | 32800 | 24600 | 75% | 1.98 | 12 | 11.7 |  |  |  |  | R-410A | 2.7 | Residential & Commercial | USHP | Ducted CEE Tier 1
212623054 | Central HP <5.4 tons | COLEMAN | HRCU-A-CB (Split System: Heat Pump with Remote Outdoor Unit-Air-Source) | HMH72B341 | ASPEN |  | D(A,C,E)36C34+TDR | TM9E080B12MP12 | 32600 | 17.5 | 8.5 | 33800 | 27400 | 81.07% | 2.65 | 0 | 10 |  |  |  |  | R-410A | 2.7167 | Residential & Commercial | USHP | Ducted CEE Tier 1
212623086 | Central HP <5.4 tons | COLEMAN | HRCU-A-CB (Split System: Heat Pump with Remote Outdoor Unit-Air-Source) | HMH72B341 | ASPEN |  | C(A,C,D,E)36B34+TDR | TL9E100C20UH11 | 33400 | 17 | 8.2 | 33800 | 28800 | 85.21% | 2.73 | 0 | 10 |  |  |  |  | R-410A | 2.7833 | Residential & Commercial | USHP | Ducted CEE Tier 1
212623088 | Central HP <5.4 tons | COLEMAN | HRCU-A-CB (Split System: Heat Pump with Remote Outdoor Unit-Air-Source) | HMH72B341 | ASPEN |  | D(A,C,E)36B34+TDR | TL9E100C20UH11 | 33400 | 17 | 8.2 | 33800 | 28800 | 85.21% | 2.73 | 0 | 10 |  |  |  |  | R-410A | 2.7833 | Residential & Commercial | USHP | Ducted CEE Tier 1
212623105 | Central HP <5.4 tons | COLEMAN | HRCU-A-CB (Split System: Heat Pump with Remote Outdoor Unit-Air-Source) | HMH72B341 | ASPEN |  | D(A,C,E)48A34+TDR | TM9Y100C20MP11 | 32200 | 15.5 | 8.1 | 33800 | 27400 | 81.07% | 2.38 | 0 | 9.4 |  |  |  |  | R-410A | 2.6833 | Residential & Commercial | USHP
212623120 | Central HP <5.4 tons | COLEMAN | HRCU-A-CB (Split System: Heat Pump with Remote Outdoor Unit-Air-Source) | HMH72B341 | ASPEN |  | D(A,C,E)36B44+TDR | TM8E060A12MP11 | 33000 | 18 | 8.1 | 33800 | 27400 | 81.07% | 2.44 | 0 | 10 |  |  |  |  | R-410A | 2.75 | Residential & Commercial | USHP | Ducted CEE Tier 1
212623121 | Central HP <5.4 tons | COLEMAN | HRCU-A-CB (Split System: Heat Pump with Remote Outdoor Unit-Air-Source) | HMH72B341 | ASPEN |  | D(A,C,E)36C34+TDR | TM8E060A12MP11 | 32600 | 18 | 8.1 | 33800 | 27400 | 81.07% | 2.44 | 0 | 10 |  |  |  |  | R-410A | 2.7167 | Residential & Commercial | USHP | Ducted CEE Tier 1
212623138 | Central HP <5.4 tons | COLEMAN | HRCU-A-CB (Split System: Heat Pump with Remote Outdoor Unit-Air-Source) | HMH72B341 | ASPEN |  | C(A,C,D,E)36C24+TDR | TM8E100B12MP11 | 30000 | 17.4 | 8.5 | 33800 | 27400 | 81.07% | 2.64 | 0 | 9.5 |  |  |  |  | R-410A | 2.5 | Residential & Commercial | USHP
212623140 | Central HP <5.4 tons | COLEMAN | HRCU-A-CB (Split System: Heat Pump with Remote Outdoor Unit-Air-Source) | HMH72B341 | ASPEN |  | C(A,C,D,E)36D24+TDR | TM8E100B12MP11 | 30400 | 17.5 | 8.5 | 33800 | 27400 | 81.07% | 2.64 | 0 | 9 |  |  |  |  | R-410A | 2.5333 | Residential & Commercial | USHP
204456838 | Central HP <5.4 tons | DAY & NIGHT | HRCU-A-CB (Split System: Heat Pump with Remote Outdoor Unit-Air-Source) | CVH825GKA2* |  |  | EA*4X37L17A*+WALLCON | *96CTN0601714A* | 24000 | 16 | 8.1 | 21400 | 16800 | 78.5% | 1.98 | 11 | 11 |  |  |  |  | R-410A | 2 | Residential & Commercial | USHP | Ducted CEE Tier 1
205750707 | Central HP <5.4 tons | DAY & NIGHT | HRCU-A-CB (Split System: Heat Pump with Remote Outdoor Unit-Air-Source) | CVH825GKA2* |  |  | EA*4X37L21A*+WALLCON | *97CMN1002122A* | 24400 | 16.5 | 8.5 | 21200 | 16600 | 78.3% | 2.04 | 11 | 11 |  |  |  |  | R-410A | 2.0333 | Residential & Commercial | USHP | Ducted CEE Tier 1
212621530 | Central HP <5.4 tons | COLEMAN | HRCU-A-CB (Split System: Heat Pump with Remote Outdoor Unit-Air-Source) | HMH72B341 | ASPEN |  | D(A,C,E)36A34+TDR | CPLC120C20MP13 | 31000 | 16.3 | 8.1 | 32200 | 27600 | 85.71% | 2.44 | 0 | 8.8 |  |  |  |  | R-410A | 2.5833 | Residential & Commercial | USHP
212621546 | Central HP <5.4 tons | COLEMAN | HRCU-A-CB (Split System: Heat Pump with Remote Outdoor Unit-Air-Source) | HMH72B341 | ASPEN |  | D(A,C,E)36A34+TDR | TM8V120C20MP12 | 31000 | 16.3 | 8.5 | 32200 | 27600 | 85.71% | 2.7 | 0 | 8.8 |  |  |  |  | R-410A | 2.5833 | Residential & Commercial | USHP
214272334 | Central HP <5.4 tons | CARRIER | HRCU-A-CB (Split System: Heat Pump with Remote Outdoor Unit-Air-Source) | 25VNA837A*030* | ADP |  | V,C36H175P159 | 59TN6C080C17**14 | 32000 | 17 | 8.1 | 31200 | 24800 | 79.49% | 1.96 | 0 | 11 |  |  |  |  | R-410A | 2.6667 | Residential & Commercial | USHP | Ducted CEE Tier 1
214271579 | Central HP <5.4 tons | CARRIER | HRCU-A-CB (Split System: Heat Pump with Remote Outdoor Unit-Air-Source) | 25VNA424A*031* | ADP |  | C36A***L129 | 58TN*B045C17**12 | 23000 | 20 | 10 | 25200 | 19600 | 77.78% | 2.4 | 0 | 12.5 |  |  |  |  | R-410A | 1.9167 | Residential & Commercial | USHP | Ducted CEE Tier 1
214271598 | Central HP <5.4 tons | CARRIER | HRCU-A-CB (Split System: Heat Pump with Remote Outdoor Unit-Air-Source) | 25VNA424A*031* | ADP |  | V,C36H175P139 | 58TN*B045C17**12 | 23400 | 20 | 10.5 | 25000 | 19500 | 78% | 2.42 | 0 | 12.5 |  |  |  |  | R-410A | 1.95 | Residential & Commercial | USHP | Ducted CEE Tier 1
214807382 | Central HP <5.4 tons | YORK | HRCU-A-CB (Split System: Heat Pump with Remote Outdoor Unit-Air-Source) | HH824E2S11 |  |  | CTU30B5XCS1+JME08B2SN1+TXV | 0 | 23000 | 19 | 9.5 | 23000 | 18500 | 80.43% | 2 | 0 | 12 |  |  |  |  | R-454B | 1.9167 | Residential & Commercial | USHP | Ducted CEE Tier 1
214777203 | Central HP <5.4 tons | YORK | HRCU-A-CB (Split System: Heat Pump with Remote Outdoor Unit-Air-Source) | HH860E2S11 | ADP |  | CV602C*A+TXV | TM9E100C16MP12 | 44500 | 18 | 8.5 | 44000 | 34000 | 77.27% | 2 | 0 | 11 |  |  |  |  | R-454B | 3.7083 | Residential & Commercial | USHP | Ducted CEE Tier 1
214776926 | Central HP <5.4 tons | YORK | HRCU-A-CB (Split System: Heat Pump with Remote Outdoor Unit-Air-Source) | HH824E2S11 | ADP |  | CV363A*C+TXV+AEF36AXP* | 0 | 24000 | 19 | 9.5 | 22400 | 16600 | 74.11% | 2.1 | 0 | 12 |  |  |  |  | R-454B | 2 | Residential & Commercial | USHP | Ducted CEE Tier 1
212621553 | Central HP <5.4 tons | COLEMAN | HRCU-A-CB (Split System: Heat Pump with Remote Outdoor Unit-Air-Source) | HMH72B341 | ASPEN |  | C(A,C,D,E)48A34+TDR | TMLV120C20MP12 | 31600 | 16.5 | 8.1 | 32200 | 27600 | 85.71% | 2.44 | 0 | 8.9 |  |  |  |  | R-410A | 2.6333 | Residential & Commercial | USHP
212621589 | Central HP <5.4 tons | COLEMAN | HRCU-A-CB (Split System: Heat Pump with Remote Outdoor Unit-Air-Source) | HMH72B341 | ASPEN |  | D(A,C,E)36A34+TDR | TM9V120D20MP12 | 31200 | 16.8 | 8.5 | 32200 | 28000 | 86.96% | 2.79 | 0 | 9.3 |  |  |  |  | R-410A | 2.6 | Residential & Commercial | USHP
212621598 | Central HP <5.4 tons | COLEMAN | HRCU-A-CB (Split System: Heat Pump with Remote Outdoor Unit-Air-Source) | HMH72B341 | ASPEN |  | C(A,C,D,E)42B34+TDR | TM9V120D20MP12 | 31800 | 17 | 8.5 | 32200 | 28200 | 87.58% | 2.8 | 0 | 9.4 |  |  |  |  | R-410A | 2.65 | Residential & Commercial | USHP
212621614 | Central HP <5.4 tons | COLEMAN | HRCU-A-CB (Split System: Heat Pump with Remote Outdoor Unit-Air-Source) | HMH72B341 | ASPEN |  | C(A,C,D,E)36B24+TDR | TM8V100C20MP12 | 28600 | 15.6 | 8.1 | 32400 | 27400 | 84.57% | 2.45 | 0 | 8.4 |  |  |  |  | R-410A | 2.3833 | Residential & Commercial | USHP
212621637 | Central HP <5.4 tons | COLEMAN | HRCU-A-CB (Split System: Heat Pump with Remote Outdoor Unit-Air-Source) | HMH72B341 | ASPEN |  | D(A,C,E)36D24+TDR | TPLC120C20MP13 | 29600 | 15.9 | 8.1 | 32400 | 27400 | 84.57% | 2.45 | 0 | 8 |  |  |  |  | R-410A | 2.4667 | Residential & Commercial | USHP
212621698 | Central HP <5.4 tons | COLEMAN | HRCU-A-CB (Split System: Heat Pump with Remote Outdoor Unit-Air-Source) | HMH72B341 | ASPEN |  | D(A,C,E)42A44+TDR | TM8V100C20MP12 | 31800 | 16.5 | 8.1 | 32400 | 27800 | 85.8% | 2.44 | 0 | 8.9 |  |  |  |  | R-410A | 2.65 | Residential & Commercial | USHP
212621714 | Central HP <5.4 tons | COLEMAN | HRCU-A-CB (Split System: Heat Pump with Remote Outdoor Unit-Air-Source) | HMH72B341 | ASPEN |  | C(A,C,D,E)48C24+TDR | TM8V120C20MP12 | 30000 | 16 | 8.5 | 32400 | 27800 | 85.8% | 2.7 | 0 | 8.6 |  |  |  |  | R-410A | 2.5 | Residential & Commercial | USHP
212621721 | Central HP <5.4 tons | COLEMAN | HRCU-A-CB (Split System: Heat Pump with Remote Outdoor Unit-Air-Source) | HMH72B341 | ASPEN |  | D(A,C,E)42A44+TDR | TM8V120C20MP12 | 31800 | 16.5 | 8.5 | 32400 | 27800 | 85.8% | 2.7 | 0 | 8.9 |  |  |  |  | R-410A | 2.65 | Residential & Commercial | USHP
212623153 | Central HP <5.4 tons | COLEMAN | HRCU-A-CB (Split System: Heat Pump with Remote Outdoor Unit-Air-Source) | HMH72B341 | ASPEN |  | D(A,C,E)42A44+TDR | TM8E100B12MP11 | 32600 | 18 | 8.5 | 33800 | 27400 | 81.07% | 2.64 | 0 | 10 |  |  |  |  | R-410A | 2.7167 | Residential & Commercial | USHP | Ducted CEE Tier 1
212623186 | Central HP <5.4 tons | COLEMAN | HRCU-A-CB (Split System: Heat Pump with Remote Outdoor Unit-Air-Source) | HMH72B341 | ASPEN |  | D(A,C,E)42D24+TDR | TMLE060A12MP11 | 30800 | 17.7 | 8.1 | 33800 | 27400 | 81.07% | 2.44 | 0 | 9 |  |  |  |  | R-410A | 2.5667 | Residential & Commercial | USHP
212623188 | Central HP <5.4 tons | COLEMAN | HRCU-A-CB (Split System: Heat Pump with Remote Outdoor Unit-Air-Source) | HMH72B341 | ASPEN |  | D(A,C,E)48B34+TDR | TMLE060A12MP11 | 32800 | 18 | 8.1 | 33800 | 27400 | 81.07% | 2.44 | 0 | 10 |  |  |  |  | R-410A | 2.7333 | Residential & Commercial | USHP | Ducted CEE Tier 1
212623222 | Central HP <5.4 tons | COLEMAN | HRCU-A-CB (Split System: Heat Pump with Remote Outdoor Unit-Air-Source) | HMH72B341 | ASPEN |  | D(A,C,E)42D24+TDR | TM8E120C16MP11 | 32400 | 18 | 8.4 | 33800 | 28800 | 85.21% | 2.75 | 0 | 10 |  |  |  |  | R-410A | 2.7 | Residential & Commercial | USHP | Ducted CEE Tier 1
212623270 | Central HP <5.4 tons | COLEMAN | HRCU-A-CB (Split System: Heat Pump with Remote Outdoor Unit-Air-Source) | HMH72B341 | ASPEN |  | D(A,C,E)42A44+TDR | TL9E100C20UH11 | 33400 | 17 | 8.3 | 33800 | 29200 | 86.39% | 2.78 | 0 | 10 |  |  |  |  | R-410A | 2.7833 | Residential & Commercial | USHP | Ducted CEE Tier 1
212623305 | Central HP <5.4 tons | COLEMAN | HRCU-A-CB (Split System: Heat Pump with Remote Outdoor Unit-Air-Source) | HMH72B341 | ASPEN |  | C(A,C,D,E)48D24+TDR | CP9C080C16MP13 | 31200 | 17.3 | 8.1 | 33800 | 27400 | 81.07% | 2.45 | 0 | 9.7 |  |  |  |  | R-410A | 2.6 | Residential & Commercial | USHP
212623322 | Central HP <5.4 tons | COLEMAN | HRCU-A-CB (Split System: Heat Pump with Remote Outdoor Unit-Air-Source) | HMH72B341 | ASPEN |  | D(A,C,E)48B34+TDR | CP9C080C16MP13 | 32800 | 17.5 | 8.1 | 33800 | 27400 | 81.07% | 2.45 | 0 | 10 |  |  |  |  | R-410A | 2.7333 | Residential & Commercial | USHP | Ducted CEE Tier 1
212623390 | Central HP <5.4 tons | COLEMAN | HRCU-A-CB (Split System: Heat Pump with Remote Outdoor Unit-Air-Source) | HMH72B341 | ASPEN |  | D(A,C,E)42D24+TDR | TP9C080C16MP13 | 30800 | 17.2 | 8.1 | 33800 | 27400 | 81.07% | 2.45 | 0 | 9 |  |  |  |  | R-410A | 2.5667 | Residential & Commercial | USHP
214608815 | Central HP <5.4 tons | COLEMAN | HRCU-A-CB (Split System: Heat Pump with Remote Outdoor Unit-Air-Source) | HMH72B341 | ASPEN |  | CM36B34+JMET12BS2N1+TDR | 0 | 32000 | 18.5 | 8.5 | 33800 | 23800 | 70.41% | 2.12 | 0 | 10.4 |  |  |  |  | R-410A | 2.6667 | Residential & Commercial | USHP | Ducted CEE Tier 1
215667447 | Central HP <5.4 tons | TEMPSTAR | HRCU-A-CB (Split System: Heat Pump with Remote Outdoor Unit-Air-Source) | T5H0V24*K*AAA* |  |  | EA*5X30M17A*+WALLCON | *80CTL0701716B* | 23000 | 17 | 9 | 23800 | 16700 | 70.17% | 1.96 | 0 | 10 |  |  |  |  | R-454B | 1.9167 | Residential & Commercial | USHP | Ducted CEE Tier 1
215667464 | Central HP <5.4 tons | TEMPSTAR | HRCU-A-CB (Split System: Heat Pump with Remote Outdoor Unit-Air-Source) | T5H0V24*K*AAA* |  |  | EA*5X30M17A*+WALLCON | *80CTL0901716B* | 23000 | 17 | 9 | 23800 | 16700 | 70.17% | 1.98 | 0 | 10 |  |  |  |  | R-454B | 1.9167 | Residential & Commercial | USHP | Ducted CEE Tier 1
212632232 | Central HP <5.4 tons | LENNOX | HRCU-A-CB (Split System: Heat Pump with Remote Outdoor Unit-Air-Source) | EL22XPV-024-230A** | ADP |  | LD19/25Z9 | SL280DF060NV36B* | 23800 | 20 | 8.5 | 22000 | 15400 | 70% | 1.92 | 0 | 13.5 |  |  |  |  | R-410A | 1.9833 | Residential & Commercial | USHP | Ducted CEE Tier 1
212632234 | Central HP <5.4 tons | LENNOX | HRCU-A-CB (Split System: Heat Pump with Remote Outdoor Unit-Air-Source) | EL22XPV-024-230A** | ADP |  | LD19/25Y9 | SL280DF060NV36B* | 23800 | 20 | 8.5 | 22000 | 15400 | 70% | 1.92 | 0 | 13.5 |  |  |  |  | R-410A | 1.9833 | Residential & Commercial | USHP | Ducted CEE Tier 1
212621732 | Central HP <5.4 tons | COLEMAN | HRCU-A-CB (Split System: Heat Pump with Remote Outdoor Unit-Air-Source) | HMH72B341 | ASPEN |  | C(A,C,D,E)36B34+TDR | TMLV120C20MP12 | 31400 | 16.5 | 8.1 | 32400 | 27800 | 85.8% | 2.44 | 0 | 8.9 |  |  |  |  | R-410A | 2.6167 | Residential & Commercial | USHP
212621748 | Central HP <5.4 tons | COLEMAN | HRCU-A-CB (Split System: Heat Pump with Remote Outdoor Unit-Air-Source) | HMH72B341 | ASPEN |  | D(A,C,E)42D34+TDR | TMLV120C20MP12 | 32600 | 16.5 | 8.1 | 32400 | 27800 | 85.8% | 2.44 | 0 | 9 |  |  |  |  | R-410A | 2.7167 | Residential & Commercial | USHP
212621753 | Central HP <5.4 tons | COLEMAN | HRCU-A-CB (Split System: Heat Pump with Remote Outdoor Unit-Air-Source) | HMH72B341 | ASPEN |  | D(A,C,E)48D34+TDR | TMLV120C20MP12 | 32800 | 16.5 | 8.1 | 32400 | 27800 | 85.8% | 2.44 | 0 | 9 |  |  |  |  | R-410A | 2.7333 | Residential & Commercial | USHP
212621762 | Central HP <5.4 tons | COLEMAN | HRCU-A-CB (Split System: Heat Pump with Remote Outdoor Unit-Air-Source) | HMH72B341 | ASPEN |  | D(A,C,E)36A44+TDR | TPLC100C20MP13 | 31400 | 16.5 | 8.1 | 32400 | 27800 | 85.8% | 2.44 | 0 | 8.9 |  |  |  |  | R-410A | 2.6167 | Residential & Commercial | USHP
212621780 | Central HP <5.4 tons | COLEMAN | HRCU-A-CB (Split System: Heat Pump with Remote Outdoor Unit-Air-Source) | HMH72B341 | ASPEN |  | C(A,C,D,E)36D24+TDR | TPLC120C20MP13 | 29600 | 15.9 | 8.1 | 32400 | 27800 | 85.8% | 2.44 | 0 | 8 |  |  |  |  | R-410A | 2.4667 | Residential & Commercial | USHP
212621798 | Central HP <5.4 tons | COLEMAN | HRCU-A-CB (Split System: Heat Pump with Remote Outdoor Unit-Air-Source) | HMH72B341 | ASPEN |  | D(A,C,E)48D24+TDR | TPLC120C20MP13 | 30400 | 16.1 | 8.1 | 32400 | 27800 | 85.8% | 2.44 | 0 | 8 |  |  |  |  | R-410A | 2.5333 | Residential & Commercial | USHP
212621823 | Central HP <5.4 tons | COLEMAN | HRCU-A-CB (Split System: Heat Pump with Remote Outdoor Unit-Air-Source) | HMH72B341 | ASPEN |  | D(A,C,E)42C34+TDR | TM9Y120D20MP11 | 32400 | 16.5 | 8.5 | 32400 | 28200 | 87.04% | 2.77 | 0 | 9.5 |  |  |  |  | R-410A | 2.7 | Residential & Commercial | USHP
212621839 | Central HP <5.4 tons | COLEMAN | HRCU-A-CB (Split System: Heat Pump with Remote Outdoor Unit-Air-Source) | HMH72B341 | ASPEN |  | D(A,C,E)42C24+TDR | TM9V120D20MP12 | 29800 | 16.4 | 8.5 | 32400 | 27800 | 85.8% | 2.79 | 0 | 9 |  |  |  |  | R-410A | 2.4833 | Residential & Commercial | USHP
212362600 | Central HP <5.4 tons | GOETTL | HRCU-A-CB (Split System: Heat Pump with Remote Outdoor Unit-Air-Source) | ASZV903610A* |  |  | CHPF3743C6B*+TXV | A*VC800804C*A* | 33400 | 18 | 8.2 | 34000 | 24400 | 71.76% | 1.8 | 0 | 11 |  |  |  |  | R-410A | 2.7833 | Residential & Commercial | USHP | Ducted CEE Tier 1
212362565 | Central HP <5.4 tons | GOETTL | HRCU-A-CB (Split System: Heat Pump with Remote Outdoor Unit-Air-Source) | ASZV903610A* |  |  | CA*F3743*6D*+TXV | A*VS960603BUA* | 33600 | 18.5 | 8.2 | 34000 | 24400 | 71.76% | 1.8 | 0 | 11.5 |  |  |  |  | R-410A | 2.8 | Residential & Commercial | USHP | Ducted CEE Tier 1
215938113 | Central HP <5.4 tons | TEMPSTAR | HRCU-A-CB (Split System: Heat Pump with Remote Outdoor Unit-Air-Source) | T5H3V48*K*AAA* |  |  | EVD5X49M24A*+WALLCON | *96CTN1002122B* | 45500 | 20.5 | 8.1 | 52500 | 38000 | 72.38% | 1.9 | 0 | 11.5 |  |  |  |  | R-454B | 3.7917 | Residential & Commercial | USHP | Ducted CEE Tier 1
214777220 | Central HP <5.4 tons | YORK | HRCU-A-CB (Split System: Heat Pump with Remote Outdoor Unit-Air-Source) | HH860E2S11 | ADP |  | CV602C*A+TXV | Y81E100C20SMPS1 | 53000 | 19 | 8.5 | 51500 | 38000 | 73.79% | 2 | 0 | 11.7 |  |  |  |  | R-454B | 4.4167 | Residential & Commercial | USHP | Ducted CEE Tier 1
214389876 | Central HP <5.4 tons | CARRIER | HRCU-A-CB (Split System: Heat Pump with Remote Outdoor Unit-Air-Source) | 25VNA424A*031* | ADP |  | H,PG9J936 | 58TN*B070C17**16 | 23400 | 20 | 10.5 | 25000 | 19400 | 77.6% | 2.46 | 0 | 13 |  |  |  |  | R-410A | 1.95 | Residential & Commercial | USHP | Ducted CEE Tier 1
212621882 | Central HP <5.4 tons | COLEMAN | HRCU-A-CB (Split System: Heat Pump with Remote Outdoor Unit-Air-Source) | HMH72B341 | ASPEN |  | D(A,C,E)42A44+TDR | TM9V120D20MP12 | 32000 | 17 | 8.5 | 32400 | 28200 | 87.04% | 2.79 | 0 | 9.4 |  |  |  |  | R-410A | 2.6667 | Residential & Commercial | USHP
212621939 | Central HP <5.4 tons | COLEMAN | HRCU-A-CB (Split System: Heat Pump with Remote Outdoor Unit-Air-Source) | HMH72B341 | ASPEN |  | C(A,C,D,E)36C34+TDR | TM9V040A10MP12 | 32000 | 17 | 8.1 | 33200 | 27400 | 82.53% | 2.41 | 0 | 9.4 |  |  |  |  | R-410A | 2.6667 | Residential & Commercial | USHP
212622080 | Central HP <5.4 tons | COLEMAN | HRCU-A-CB (Split System: Heat Pump with Remote Outdoor Unit-Air-Source) | HMH72B341 | ASPEN |  | D(A,C,E)36D34+TDR | TM8Y060A12MP11 | 32800 | 18 | 8.1 | 33400 | 27400 | 82.04% | 2.42 | 0 | 10 |  |  |  |  | R-410A | 2.7333 | Residential & Commercial | USHP | Ducted CEE Tier 1
212622082 | Central HP <5.4 tons | COLEMAN | HRCU-A-CB (Split System: Heat Pump with Remote Outdoor Unit-Air-Source) | HMH72B341 | ASPEN |  | D(A,C,E)42B34+TDR | TM8Y060A12MP11 | 32400 | 18 | 8.1 | 33400 | 27400 | 82.04% | 2.42 | 0 | 10 |  |  |  |  | R-410A | 2.7 | Residential & Commercial | USHP | Ducted CEE Tier 1
212622091 | Central HP <5.4 tons | COLEMAN | HRCU-A-CB (Split System: Heat Pump with Remote Outdoor Unit-Air-Source) | HMH72B341 | ASPEN |  | D(A,C,E)48D34+TDR | TM8Y060A12MP11 | 33400 | 18 | 8.1 | 33400 | 27400 | 82.04% | 2.42 | 0 | 10 |  |  |  |  | R-410A | 2.7833 | Residential & Commercial | USHP | Ducted CEE Tier 1
212622123 | Central HP <5.4 tons | COLEMAN | HRCU-A-CB (Split System: Heat Pump with Remote Outdoor Unit-Air-Source) | HMH72B341 | ASPEN |  | D(A,C,E)36D34+TDR | TM8Y080B12MP11 | 33000 | 18 | 8.5 | 33400 | 27400 | 82.04% | 2.65 | 0 | 10 |  |  |  |  | R-410A | 2.75 | Residential & Commercial | USHP | Ducted CEE Tier 1
212622250 | Central HP <5.4 tons | COLEMAN | HRCU-A-CB (Split System: Heat Pump with Remote Outdoor Unit-Air-Source) | HMH72B341 | ASPEN |  | C(A,C,D,E)48A34+TDR | TM9V080B12MP12 | 32800 | 17 | 8.1 | 33600 | 29400 | 87.5% | 2.64 | 0 | 9.5 |  |  |  |  | R-410A | 2.7333 | Residential & Commercial | USHP
212622289 | Central HP <5.4 tons | COLEMAN | HRCU-A-CB (Split System: Heat Pump with Remote Outdoor Unit-Air-Source) | HMH72B341 | ASPEN |  | D(A,C,E)48B24+TDR | TM8E100C16MP11 | 31800 | 18 | 8.1 | 33600 | 28200 | 83.93% | 2.64 | 0 | 10 |  |  |  |  | R-410A | 2.65 | Residential & Commercial | USHP | Ducted CEE Tier 1
214271629 | Central HP <5.4 tons | CARRIER | HRCU-A-CB (Split System: Heat Pump with Remote Outdoor Unit-Air-Source) | 25VNA436A*031* | ADP |  | V,C36H175P149 | 58TN*B045C17**12 | 32200 | 19 | 9 | 36400 | 28400 | 78.02% | 1.96 | 0 | 11.5 |  |  |  |  | R-410A | 2.6833 | Residential & Commercial | USHP | Ducted CEE Tier 1
212622373 | Central HP <5.4 tons | COLEMAN | HRCU-A-CB (Split System: Heat Pump with Remote Outdoor Unit-Air-Source) | HMH72B341 | ASPEN |  | C(A,C,D,E)42A34+TDR | TM8E100B12MP11 | 32000 | 17.9 | 8.3 | 33600 | 27600 | 82.14% | 2.61 | 0 | 9.9 |  |  |  |  | R-410A | 2.6667 | Residential & Commercial | USHP
212622375 | Central HP <5.4 tons | COLEMAN | HRCU-A-CB (Split System: Heat Pump with Remote Outdoor Unit-Air-Source) | HMH72B341 | ASPEN |  | D(A,C,E)48B24+TDR | TM9E080B12MP12 | 30400 | 17 | 8.4 | 33600 | 27600 | 82.14% | 2.61 | 0 | 9 |  |  |  |  | R-410A | 2.5333 | Residential & Commercial | USHP
212622648 | Central HP <5.4 tons | COLEMAN | HRCU-A-CB (Split System: Heat Pump with Remote Outdoor Unit-Air-Source) | HMH72B341 | ASPEN |  | C(A,C,D,E)36A44+TDR | TM9Y100C16MP11 | 32800 | 18 | 8.2 | 33800 | 28200 | 83.43% | 2.66 | 0 | 10 |  |  |  |  | R-410A | 2.7333 | Residential & Commercial | USHP | Ducted CEE Tier 1
212622748 | Central HP <5.4 tons | COLEMAN | HRCU-A-CB (Split System: Heat Pump with Remote Outdoor Unit-Air-Source) | HMH72B341 | ASPEN |  | D(A,C,E)42A44+TDR | TM9V080B12MP12 | 32800 | 17 | 8.3 | 33800 | 29600 | 87.57% | 2.7 | 0 | 9.5 |  |  |  |  | R-410A | 2.7333 | Residential & Commercial | USHP
212622757 | Central HP <5.4 tons | COLEMAN | HRCU-A-CB (Split System: Heat Pump with Remote Outdoor Unit-Air-Source) | HMH72B341 | ASPEN |  | C(A,C,D,E)36C24+TDR | TM9E060A10MP12 | 29600 | 16.9 | 8.1 | 33800 | 27400 | 81.07% | 2.4 | 0 | 9 |  |  |  |  | R-410A | 2.4667 | Residential & Commercial | USHP
212622759 | Central HP <5.4 tons | COLEMAN | HRCU-A-CB (Split System: Heat Pump with Remote Outdoor Unit-Air-Source) | HMH72B341 | ASPEN |  | C(A,C,D,E)36D24+TDR | TM9E060A10MP12 | 30200 | 17.1 | 8.1 | 33800 | 27400 | 81.07% | 2.4 | 0 | 9.1 |  |  |  |  | R-410A | 2.5167 | Residential & Commercial | USHP
212622775 | Central HP <5.4 tons | COLEMAN | HRCU-A-CB (Split System: Heat Pump with Remote Outdoor Unit-Air-Source) | HMH72B341 | ASPEN |  | D(A,C,E)42C34+TDR | TM9E060A10MP12 | 32600 | 17.5 | 8.1 | 33800 | 27400 | 81.07% | 2.4 | 0 | 9.5 |  |  |  |  | R-410A | 2.7167 | Residential & Commercial | USHP
212622782 | Central HP <5.4 tons | COLEMAN | HRCU-A-CB (Split System: Heat Pump with Remote Outdoor Unit-Air-Source) | HMH72B341 | ASPEN |  | D(A,C,E)48D34+TDR | TM9E060A10MP12 | 33200 | 17.5 | 8.1 | 33800 | 27400 | 81.07% | 2.4 | 0 | 9.5 |  |  |  |  | R-410A | 2.7667 | Residential & Commercial | USHP
216677020 | Central HP <5.4 tons | DAY & NIGHT | HRCU-A-CB (Split System: Heat Pump with Remote Outdoor Unit-Air-Source) | D5CURAH24AAK |  |  | ESH5X36M12A* | *92MSN1002120A* | 24200 | 15.2 | 8.5 | 23600 | 19300 | 81.78% | 1.94 | 0 | 10 |  |  |  |  | R-454B | 2.0167 | Residential & Commercial | USHP | Ducted CEE Tier 1
216677597 | Central HP <5.4 tons | DAY & NIGHT | HRCU-A-CB (Split System: Heat Pump with Remote Outdoor Unit-Air-Source) | D5CURAH24AAK |  |  | EA*5X37M17A* | *96VSN0801716B* | 24400 | 15.5 | 8.5 | 23600 | 19300 | 81.78% | 1.94 | 0 | 10 |  |  |  |  | R-454B | 2.0333 | Residential & Commercial | USHP | Ducted CEE Tier 1
212362810 | Central HP <5.4 tons | GOETTL | HRCU-A-CB (Split System: Heat Pump with Remote Outdoor Unit-Air-Source) | GSZV903610A* |  |  | CHPF3743C6B*+TXV | G*VC800804C*A* | 33400 | 18 | 8.2 | 34000 | 24400 | 71.76% | 1.8 | 0 | 11 |  |  |  |  | R-410A | 2.7833 | Residential & Commercial | USHP | Ducted CEE Tier 1
212622918 | Central HP <5.4 tons | COLEMAN | HRCU-A-CB (Split System: Heat Pump with Remote Outdoor Unit-Air-Source) | HMH72B341 | ASPEN |  | D(A,C,E)36C34+TDR | TM8E100C16MP11 | 33000 | 18 | 8.3 | 33800 | 28600 | 84.62% | 2.7 | 0 | 10 |  |  |  |  | R-410A | 2.75 | Residential & Commercial | USHP | Ducted CEE Tier 1
212623027 | Central HP <5.4 tons | COLEMAN | HRCU-A-CB (Split System: Heat Pump with Remote Outdoor Unit-Air-Source) | HMH72B341 | ASPEN |  | C(A,C,D,E)36C24+TDR | TM9E080B12MP12 | 30000 | 16.9 | 8.5 | 33800 | 27400 | 81.07% | 2.65 | 0 | 9.5 |  |  |  |  | R-410A | 2.5 | Residential & Commercial | USHP
212623041 | Central HP <5.4 tons | COLEMAN | HRCU-A-CB (Split System: Heat Pump with Remote Outdoor Unit-Air-Source) | HMH72B341 | ASPEN |  | C(A,C,D,E)48B24+TDR | TM9E080B12MP12 | 30400 | 17 | 8.5 | 33800 | 27400 | 81.07% | 2.65 | 0 | 9 |  |  |  |  | R-410A | 2.5333 | Residential & Commercial | USHP
212623091 | Central HP <5.4 tons | COLEMAN | HRCU-A-CB (Split System: Heat Pump with Remote Outdoor Unit-Air-Source) | HMH72B341 | ASPEN |  | D(A,C,E)36C34+TDR | TM8E120C16MP11 | 33200 | 18 | 8.3 | 33800 | 28800 | 85.21% | 2.73 | 0 | 10 |  |  |  |  | R-410A | 2.7667 | Residential & Commercial | USHP | Ducted CEE Tier 1
212623102 | Central HP <5.4 tons | COLEMAN | HRCU-A-CB (Split System: Heat Pump with Remote Outdoor Unit-Air-Source) | HMH72B341 | ASPEN |  | C(A,C,D,E)42B34+TDR | TM9Y100C20MP11 | 32200 | 15.5 | 8.1 | 33800 | 27400 | 81.07% | 2.38 | 0 | 9.4 |  |  |  |  | R-410A | 2.6833 | Residential & Commercial | USHP
212623116 | Central HP <5.4 tons | COLEMAN | HRCU-A-CB (Split System: Heat Pump with Remote Outdoor Unit-Air-Source) | HMH72B341 | ASPEN |  | C(A,C,D,E)48C24+TDR | TM8E060A12MP11 | 30800 | 17.7 | 8.1 | 33800 | 27400 | 81.07% | 2.44 | 0 | 9 |  |  |  |  | R-410A | 2.5667 | Residential & Commercial | USHP
212623125 | Central HP <5.4 tons | COLEMAN | HRCU-A-CB (Split System: Heat Pump with Remote Outdoor Unit-Air-Source) | HMH72B341 | ASPEN |  | D(A,C,E)42B34+TDR | TM8E060A12MP11 | 32600 | 18 | 8.1 | 33800 | 27400 | 81.07% | 2.44 | 0 | 10 |  |  |  |  | R-410A | 2.7167 | Residential & Commercial | USHP | Ducted CEE Tier 1
212623132 | Central HP <5.4 tons | COLEMAN | HRCU-A-CB (Split System: Heat Pump with Remote Outdoor Unit-Air-Source) | HMH72B341 | ASPEN |  | D(A,C,E)48C34+TDR | TM8E060A12MP11 | 33200 | 18 | 8.1 | 33800 | 27400 | 81.07% | 2.44 | 0 | 10 |  |  |  |  | R-410A | 2.7667 | Residential & Commercial | USHP | Ducted CEE Tier 1
206773674 | Central HP <5.4 tons | DAY & NIGHT | HRCU-A-CB (Split System: Heat Pump with Remote Outdoor Unit-Air-Source) | CVH837GKA2* |  |  | EHD4X48AAL+WALLCON | *95CSU0802120A* | 32600 | 17 | 8.1 | 33000 | 24800 | 75.15% | 1.98 | 11.5 | 11 |  |  |  |  | R-410A | 2.7167 | Residential & Commercial | USHP | Ducted CEE Tier 1
212623134 | Central HP <5.4 tons | COLEMAN | HRCU-A-CB (Split System: Heat Pump with Remote Outdoor Unit-Air-Source) | HMH72B341 | ASPEN |  | D(A,C,E)48D34+TDR | TM8E060A12MP11 | 33600 | 18 | 8.1 | 33800 | 27400 | 81.07% | 2.44 | 0 | 10 |  |  |  |  | R-410A | 2.8 | Residential & Commercial | USHP | Ducted CEE Tier 1
212623150 | Central HP <5.4 tons | COLEMAN | HRCU-A-CB (Split System: Heat Pump with Remote Outdoor Unit-Air-Source) | HMH72B341 | ASPEN |  | D(A,C,E)36C34+TDR | TM8E100B12MP11 | 32600 | 18 | 8.5 | 33800 | 27400 | 81.07% | 2.64 | 0 | 10 |  |  |  |  | R-410A | 2.7167 | Residential & Commercial | USHP | Ducted CEE Tier 1
212623166 | Central HP <5.4 tons | COLEMAN | HRCU-A-CB (Split System: Heat Pump with Remote Outdoor Unit-Air-Source) | HMH72B341 | ASPEN |  | C(A,C,D,E)36B34+TDR | TMLE060A12MP11 | 32200 | 18 | 8.1 | 33800 | 27400 | 81.07% | 2.44 | 0 | 9.9 |  |  |  |  | R-410A | 2.6833 | Residential & Commercial | USHP
212623168 | Central HP <5.4 tons | COLEMAN | HRCU-A-CB (Split System: Heat Pump with Remote Outdoor Unit-Air-Source) | HMH72B341 | ASPEN |  | C(A,C,D,E)36C34+TDR | TMLE060A12MP11 | 32600 | 18 | 8.1 | 33800 | 27400 | 81.07% | 2.44 | 0 | 10 |  |  |  |  | R-410A | 2.7167 | Residential & Commercial | USHP | Ducted CEE Tier 1
212623191 | Central HP <5.4 tons | COLEMAN | HRCU-A-CB (Split System: Heat Pump with Remote Outdoor Unit-Air-Source) | HMH72B341 | ASPEN |  | D(A,C,E)48D24+TDR | TMLE060A12MP11 | 31200 | 17.8 | 8.1 | 33800 | 27400 | 81.07% | 2.44 | 0 | 9.7 |  |  |  |  | R-410A | 2.6 | Residential & Commercial | USHP
212623200 | Central HP <5.4 tons | COLEMAN | HRCU-A-CB (Split System: Heat Pump with Remote Outdoor Unit-Air-Source) | HMH72B341 | ASPEN |  | C(A,C,D,E)42C24+TDR | TMLE100B12MP11 | 30400 | 17.5 | 8.1 | 33800 | 27400 | 81.07% | 2.44 | 0 | 9 |  |  |  |  | R-410A | 2.5333 | Residential & Commercial | USHP
212623227 | Central HP <5.4 tons | COLEMAN | HRCU-A-CB (Split System: Heat Pump with Remote Outdoor Unit-Air-Source) | HMH72B341 | ASPEN |  | C(A,C,D,E)36B34+TDR | TM8Y100C20MP11 | 33600 | 18 | 8.2 | 33800 | 30000 | 88.76% | 2.76 | 0 | 9.5 |  |  |  |  | R-410A | 2.8 | Residential & Commercial | USHP
212623284 | Central HP <5.4 tons | COLEMAN | HRCU-A-CB (Split System: Heat Pump with Remote Outdoor Unit-Air-Source) | HMH72B341 | ASPEN |  | C(A,C,D,E)42A34+TDR | TM9V100C16MP12 | 31800 | 17.5 | 8.3 | 33800 | 27400 | 81.07% | 2.63 | 0 | 9.9 |  |  |  |  | R-410A | 2.65 | Residential & Commercial | USHP
212499698 | Central HP <5.4 tons | LENNOX | HRCU-A-CB (Split System: Heat Pump with Remote Outdoor Unit-Air-Source) | EL22XPV-024-230A** | ADP |  | LH18/36D9 | EL280UH045E36A* | 23600 | 21 | 8.45 | 21400 | 15000 | 70.09% | 1.9 | 0 | 13.5 |  |  |  |  | R-410A | 1.9667 | Residential & Commercial | USHP | Ducted CEE Tier 1
212623391 | Central HP <5.4 tons | COLEMAN | HRCU-A-CB (Split System: Heat Pump with Remote Outdoor Unit-Air-Source) | HMH72B341 | ASPEN |  | D(A,C,E)42D34+TDR | TP9C080C16MP13 | 33200 | 17.5 | 8.1 | 33800 | 27400 | 81.07% | 2.45 | 0 | 10 |  |  |  |  | R-410A | 2.7667 | Residential & Commercial | USHP | Ducted CEE Tier 1
212623400 | Central HP <5.4 tons | COLEMAN | HRCU-A-CB (Split System: Heat Pump with Remote Outdoor Unit-Air-Source) | HMH72B341 | ASPEN |  | D(A,C,E)36D24+TDR | TL9E100C20UH11 | 32000 | 17 | 8.3 | 33800 | 28800 | 85.21% | 2.77 | 0 | 10 |  |  |  |  | R-410A | 2.6667 | Residential & Commercial | USHP | Ducted CEE Tier 1
212623409 | Central HP <5.4 tons | COLEMAN | HRCU-A-CB (Split System: Heat Pump with Remote Outdoor Unit-Air-Source) | HMH72B341 | ASPEN |  | D(A,C,E)42B34+TDR | TM8Y120C20MP11 | 33600 | 18 | 8.3 | 33800 | 30200 | 89.35% | 2.82 | 0 | 9.5 |  |  |  |  | R-410A | 2.8 | Residential & Commercial | USHP
212623418 | Central HP <5.4 tons | COLEMAN | HRCU-A-CB (Split System: Heat Pump with Remote Outdoor Unit-Air-Source) | HMH72B341 | ASPEN |  | D(A,C,E)48B24+TDR | TM8V100C16MP12 | 30200 | 17 | 8.4 | 33800 | 27200 | 80.47% | 2.65 | 0 | 9 |  |  |  |  | R-410A | 2.5167 | Residential & Commercial | USHP
212623441 | Central HP <5.4 tons | COLEMAN | HRCU-A-CB (Split System: Heat Pump with Remote Outdoor Unit-Air-Source) | HMH72B341 | ASPEN |  | C(A,C,D,E)48A34+TDR | TM9Y080C16MP11 | 32200 | 18.5 | 8.5 | 33800 | 28200 | 83.43% | 2.67 | 0 | 9.4 |  |  |  |  | R-410A | 2.6833 | Residential & Commercial | USHP
212623459 | Central HP <5.4 tons | COLEMAN | HRCU-A-CB (Split System: Heat Pump with Remote Outdoor Unit-Air-Source) | HMH72B341 | ASPEN |  | D(A,C,E)48B24+TDR | TM8Y080C16MP11 | 30200 | 17.9 | 8.4 | 33800 | 27200 | 80.47% | 2.64 | 0 | 9 |  |  |  |  | R-410A | 2.5167 | Residential & Commercial | USHP
212623466 | Central HP <5.4 tons | COLEMAN | HRCU-A-CB (Split System: Heat Pump with Remote Outdoor Unit-Air-Source) | HMH72B341 | ASPEN |  | C(A,C,D,E)42A24+TDR | CPLC080C16MP13 | 29200 | 16.7 | 8.1 | 33800 | 27200 | 80.47% | 2.48 | 0 | 9.4 |  |  |  |  | R-410A | 2.4333 | Residential & Commercial | USHP
212623536 | Central HP <5.4 tons | COLEMAN | HRCU-A-CB (Split System: Heat Pump with Remote Outdoor Unit-Air-Source) | HMH72B341 | ASPEN |  | C(A,C,D,E)48A34+TDR | TM9V100C20MP12 | 32200 | 17.5 | 8.5 | 33800 | 28200 | 83.43% | 2.7 | 0 | 9.4 |  |  |  |  | R-410A | 2.6833 | Residential & Commercial | USHP
216733444 | Central HP <5.4 tons | TEMPSTAR | HRCU-A-CB (Split System: Heat Pump with Remote Outdoor Unit-Air-Source) | D5CUHAH24AAK |  |  | EA*5X25M17A* | *96MSN0601412A* | 23000 | 15.5 | 8.5 | 20800 | 18500 | 88.94% | 1.98 | 0 | 11 |  |  |  |  | R-454B | 1.9167 | Residential & Commercial | USHP | Ducted CEE Tier 1
216733477 | Central HP <5.4 tons | TEMPSTAR | HRCU-A-CB (Split System: Heat Pump with Remote Outdoor Unit-Air-Source) | D5CUHAH24AAK |  |  | EA*5X25M17A* | *96VSN0401410B* | 22800 | 15.5 | 8.5 | 20800 | 18500 | 88.94% | 1.96 | 0 | 11 |  |  |  |  | R-454B | 1.9 | Residential & Commercial | USHP | Ducted CEE Tier 1
212984104 | Central HP <5.4 tons | HEIL | HRCU-A-CB (Split System: Heat Pump with Remote Outdoor Unit-Air-Source) | DLCURAH24ABK |  |  | EA*4X37L21A* | *92MSN0601714A* | 24200 | 17.5 | 8.5 | 25200 | 21600 | 85.71% | 1.82 | 0 | 10 |  |  |  |  | R-410A | 2.0167 | Residential & Commercial | USHP | Ducted CEE Tier 1
212362566 | Central HP <5.4 tons | GOETTL | HRCU-A-CB (Split System: Heat Pump with Remote Outdoor Unit-Air-Source) | ASZV903610A* |  |  | CA*F3743*6D*+TXV | A*VC960603BNB* | 33600 | 18.5 | 8.2 | 34000 | 24400 | 71.76% | 1.8 | 0 | 11.5 |  |  |  |  | R-410A | 2.8 | Residential & Commercial | USHP | Ducted CEE Tier 1
212627930 | Central HP <5.4 tons | COLEMAN | HRCU-A-CB (Split System: Heat Pump with Remote Outdoor Unit-Air-Source) | HMH72B341 | ASPEN |  | D(A,C,E)48D36+TDR | CP9C100C16MP13 | 33400 | 17.5 | 8.1 | 34000 | 27400 | 80.59% | 2.47 | 0 | 10 |  |  |  |  | R-410A | 2.7833 | Residential & Commercial | USHP | Ducted CEE Tier 1
212500035 | Central HP <5.4 tons | LENNOX | HRCU-A-CB (Split System: Heat Pump with Remote Outdoor Unit-Air-Source) | EL22XPV-024-230A** | ADP |  | LH29/36X9 | ML296UH045XV36B* | 23600 | 20 | 8.5 | 21600 | 15200 | 70.37% | 1.88 | 0 | 13 |  |  |  |  | R-410A | 1.9667 | Residential & Commercial | USHP | Ducted CEE Tier 1
212623406 | Central HP <5.4 tons | COLEMAN | HRCU-A-CB (Split System: Heat Pump with Remote Outdoor Unit-Air-Source) | HMH72B341 | ASPEN |  | C(A,C,D,E)36C34+TDR | TM8Y120C20MP11 | 33600 | 18 | 8.3 | 33800 | 30200 | 89.35% | 2.82 | 0 | 9.5 |  |  |  |  | R-410A | 2.8 | Residential & Commercial | USHP
214271674 | Central HP <5.4 tons | CARRIER | HRCU-A-CB (Split System: Heat Pump with Remote Outdoor Unit-Air-Source) | 25VNA436A*031* | ADP |  | C36A***L159 | 58TN*B070C17**16 | 32800 | 19 | 9 | 35000 | 27400 | 78.29% | 2.02 | 0 | 12 |  |  |  |  | R-410A | 2.7333 | Residential & Commercial | USHP | Ducted CEE Tier 1
214271689 | Central HP <5.4 tons | CARRIER | HRCU-A-CB (Split System: Heat Pump with Remote Outdoor Unit-Air-Source) | 25VNA436A*031* | ADP |  | PL36H175P159 | 58TN*B090C17**16 | 33200 | 20 | 9 | 35000 | 27200 | 77.71% | 2.04 | 0 | 12.5 |  |  |  |  | R-410A | 2.7667 | Residential & Commercial | USHP | Ducted CEE Tier 1
214271704 | Central HP <5.4 tons | CARRIER | HRCU-A-CB (Split System: Heat Pump with Remote Outdoor Unit-Air-Source) | 25VNA436A*031* | ADP |  | PL36H210P299 | 58TN*B090C21**20 | 33800 | 20 | 9 | 34800 | 27000 | 77.59% | 2.06 | 0 | 12.5 |  |  |  |  | R-410A | 2.8167 | Residential & Commercial | USHP | Ducted CEE Tier 1
212623600 | Central HP <5.4 tons | COLEMAN | HRCU-A-CB (Split System: Heat Pump with Remote Outdoor Unit-Air-Source) | HMH72B341 | ASPEN |  | C(A,C,D,E)42C24+TDR | TM9Y060B12MP11 | 31400 | 17.5 | 8.1 | 34000 | 29400 | 86.47% | 2.43 | 0 | 9.5 |  |  |  |  | R-410A | 2.6167 | Residential & Commercial | USHP
212623634 | Central HP <5.4 tons | COLEMAN | HRCU-A-CB (Split System: Heat Pump with Remote Outdoor Unit-Air-Source) | HMH72B341 | ASPEN |  | C(A,C,D,E)36D24+TDR | CPLC080B12MP13 | 31200 | 17 | 8.1 | 33600 | 29400 | 87.5% | 2.42 | 0 | 9.5 |  |  |  |  | R-410A | 2.6 | Residential & Commercial | USHP
212623650 | Central HP <5.4 tons | COLEMAN | HRCU-A-CB (Split System: Heat Pump with Remote Outdoor Unit-Air-Source) | HMH72B341 | ASPEN |  | C(A,C,D,E)36D24+TDR | TPLC080B12MP13 | 31200 | 17 | 8.1 | 33600 | 29400 | 87.5% | 2.42 | 0 | 9.5 |  |  |  |  | R-410A | 2.6 | Residential & Commercial | USHP
212623652 | Central HP <5.4 tons | COLEMAN | HRCU-A-CB (Split System: Heat Pump with Remote Outdoor Unit-Air-Source) | HMH72B341 | ASPEN |  | C(A,C,D,E)42D24+TDR | TPLC080B12MP13 | 31600 | 17 | 8.1 | 33600 | 29400 | 87.5% | 2.42 | 0 | 9 |  |  |  |  | R-410A | 2.6333 | Residential & Commercial | USHP
212623670 | Central HP <5.4 tons | COLEMAN | HRCU-A-CB (Split System: Heat Pump with Remote Outdoor Unit-Air-Source) | HMH72B341 | ASPEN |  | C(A,C,D,E)42D24+TDR | TL9E060B12UH11 | 30600 | 17.7 | 8.1 | 34000 | 27800 | 81.76% | 2.4 | 0 | 9 |  |  |  |  | R-410A | 2.55 | Residential & Commercial | USHP
212623718 | Central HP <5.4 tons | COLEMAN | HRCU-A-CB (Split System: Heat Pump with Remote Outdoor Unit-Air-Source) | HMH72B341 | ASPEN |  | C(A,C,D,E)42D24+TDR | TM9E060B12MP12 | 30800 | 17.2 | 8.1 | 34000 | 28000 | 82.35% | 2.39 | 0 | 9 |  |  |  |  | R-410A | 2.5667 | Residential & Commercial | USHP
212623768 | Central HP <5.4 tons | COLEMAN | HRCU-A-CB (Split System: Heat Pump with Remote Outdoor Unit-Air-Source) | HMH72B341 | ASPEN |  | D(A,C,E)48D24+TDR | TM9E060B12MP12 | 31200 | 17.3 | 8.1 | 34000 | 28000 | 82.35% | 2.39 | 0 | 9.2 |  |  |  |  | R-410A | 2.6 | Residential & Commercial | USHP
212623811 | Central HP <5.4 tons | COLEMAN | HRCU-A-CB (Split System: Heat Pump with Remote Outdoor Unit-Air-Source) | HMH72B341 | ASPEN |  | D(A,C,E)42C34+TDR | TM9V080B12MP12 | 32800 | 17 | 8.4 | 34000 | 29400 | 86.47% | 2.71 | 0 | 9.5 |  |  |  |  | R-410A | 2.7333 | Residential & Commercial | USHP
206765758 | Central HP <5.4 tons | DAY & NIGHT | HRCU-A-CB (Split System: Heat Pump with Remote Outdoor Unit-Air-Source) | CVH825GKA3* |  |  | EA*4X36L21A*+WALLCON | *96CTN0601714A* | 23400 | 16.5 | 8.1 | 21600 | 16700 | 77.31% | 1.92 | 11 | 10.5 |  |  |  |  | R-410A | 1.95 | Residential & Commercial | USHP | Ducted CEE Tier 1
206767092 | Central HP <5.4 tons | DAY & NIGHT | HRCU-A-CB (Split System: Heat Pump with Remote Outdoor Unit-Air-Source) | CVH825GKA3* |  |  | EA*4X25L17A*+WALLCON | *80CSU0401712A* | 24400 | 17 | 8.1 | 21200 | 16600 | 78.3% | 2.02 | 11.5 | 11 |  |  |  |  | R-410A | 2.0333 | Residential & Commercial | USHP | Ducted CEE Tier 1
206773671 | Central HP <5.4 tons | AIRQUEST | HRCU-A-CB (Split System: Heat Pump with Remote Outdoor Unit-Air-Source) | HVH837GKA2* |  |  | EHD4X48AAL+WALLCON | *95CSU0802120A* | 32600 | 17 | 8.1 | 33000 | 24800 | 75.15% | 1.98 | 11.5 | 11 |  |  |  |  | R-410A | 2.7167 | Residential & Commercial | USHP | Ducted CEE Tier 1
216453090 | Central HP <5.4 tons | AMERICAN STANDARD | HRCU-A-CB (Split System: Heat Pump with Remote Outdoor Unit-Air-Source) | 5A6V0X36A1 |  |  | 5PX*B004AS3 | S8V2B080M4PDB | 34200 | 19 | 9.7 | 31800 | 25000 | 78.62% | 2.1 | 0 | 12 |  |  |  |  | R-454B | 2.85 | Residential & Commercial | USHP | Ducted CEE Tier 1
212623340 | Central HP <5.4 tons | COLEMAN | HRCU-A-CB (Split System: Heat Pump with Remote Outdoor Unit-Air-Source) | HMH72B341 | ASPEN |  | C(A,C,D,E)42B24+TDR | TM9V080C16MP12 | 29800 | 16.9 | 8.5 | 33800 | 27400 | 81.07% | 2.66 | 0 | 9.5 |  |  |  |  | R-410A | 2.4833 | Residential & Commercial | USHP
212623355 | Central HP <5.4 tons | COLEMAN | HRCU-A-CB (Split System: Heat Pump with Remote Outdoor Unit-Air-Source) | HMH72B341 | ASPEN |  | D(A,C,E)42A44+TDR | TM9V080C16MP12 | 32600 | 17.5 | 8.5 | 33800 | 27400 | 81.07% | 2.66 | 0 | 10 |  |  |  |  | R-410A | 2.7167 | Residential & Commercial | USHP | Ducted CEE Tier 1
212623371 | Central HP <5.4 tons | COLEMAN | HRCU-A-CB (Split System: Heat Pump with Remote Outdoor Unit-Air-Source) | HMH72B341 | ASPEN |  | C(A,C,D,E)36D24+TDR | TP9C080C16MP13 | 30400 | 17 | 8.1 | 33800 | 27400 | 81.07% | 2.45 | 0 | 9 |  |  |  |  | R-410A | 2.5333 | Residential & Commercial | USHP
212623374 | Central HP <5.4 tons | COLEMAN | HRCU-A-CB (Split System: Heat Pump with Remote Outdoor Unit-Air-Source) | HMH72B341 | ASPEN |  | C(A,C,D,E)42D24+TDR | TP9C080C16MP13 | 30800 | 17.2 | 8.1 | 33800 | 27400 | 81.07% | 2.45 | 0 | 9 |  |  |  |  | R-410A | 2.5667 | Residential & Commercial | USHP
212623474 | Central HP <5.4 tons | COLEMAN | HRCU-A-CB (Split System: Heat Pump with Remote Outdoor Unit-Air-Source) | HMH72B341 | ASPEN |  | C(A,C,D,E)42A24+TDR | TPLC100C16MP13 | 29200 | 16.7 | 8.1 | 33800 | 27200 | 80.47% | 2.48 | 0 | 9.4 |  |  |  |  | R-410A | 2.4333 | Residential & Commercial | USHP
212623539 | Central HP <5.4 tons | COLEMAN | HRCU-A-CB (Split System: Heat Pump with Remote Outdoor Unit-Air-Source) | HMH72B341 | ASPEN |  | C(A,C,D,E)42B24+TDR | TP9C100C20MP13 | 29600 | 16.9 | 8.1 | 33800 | 28200 | 83.43% | 2.46 | 0 | 9 |  |  |  |  | R-410A | 2.4667 | Residential & Commercial | USHP
212623655 | Central HP <5.4 tons | COLEMAN | HRCU-A-CB (Split System: Heat Pump with Remote Outdoor Unit-Air-Source) | HMH72B341 | ASPEN |  | D(A,C,E)42D34+TDR | TPLC080B12MP13 | 32400 | 17 | 8.1 | 33600 | 29400 | 87.5% | 2.42 | 0 | 9.5 |  |  |  |  | R-410A | 2.7 | Residential & Commercial | USHP
212623707 | Central HP <5.4 tons | COLEMAN | HRCU-A-CB (Split System: Heat Pump with Remote Outdoor Unit-Air-Source) | HMH72B341 | ASPEN |  | C(A,C,D,E)36B34+TDR | TM9E060B12MP12 | 32200 | 17.5 | 8.1 | 34000 | 28000 | 82.35% | 2.39 | 0 | 9.4 |  |  |  |  | R-410A | 2.6833 | Residential & Commercial | USHP
214271734 | Central HP <5.4 tons | CARRIER | HRCU-A-CB (Split System: Heat Pump with Remote Outdoor Unit-Air-Source) | 25VNA448A*031* | ADP |  | V,C48H175P789 | 58TN*B070C17**16 | 43000 | 20 | 9.5 | 44500 | 36400 | 81.8% | 2.32 | 0 | 10.5 |  |  |  |  | R-410A | 3.5833 | Residential & Commercial | USHP | Ducted CEE Tier 1
213296753 | Central HP <5.4 tons | YORK | HRCU-A-CB (Split System: Heat Pump with Remote Outdoor Unit-Air-Source) | HMH72B341 |  |  | XAHC36DXXN1+TXV | Y81E100C16LMPS1 | 34000 | 17.5 | 8.1 | 33400 | 24000 | 71.86% | 2.08 | 0 | 9.5 |  |  |  |  | R-410A | 2.8333 | Residential & Commercial | USHP
216374514 | Central HP <5.4 tons | YORK | HRCU-A-CB (Split System: Heat Pump with Remote Outdoor Unit-Air-Source) | HH836E2S11 |  |  | CTM48C5CFS1 | Y92E080C16SMPS1 | 33800 | 19 | 9.5 | 32400 | 24200 | 74.69% | 2 | 0 | 11 |  |  |  |  | R-454B | 2.8167 | Residential & Commercial | USHP | Ducted CEE Tier 1
212623758 | Central HP <5.4 tons | COLEMAN | HRCU-A-CB (Split System: Heat Pump with Remote Outdoor Unit-Air-Source) | HMH72B341 | ASPEN |  | D(A,C,E)42D34+TDR | TM9E060B12MP12 | 33200 | 17.5 | 8.1 | 34000 | 28000 | 82.35% | 2.39 | 0 | 9 |  |  |  |  | R-410A | 2.7667 | Residential & Commercial | USHP
212623824 | Central HP <5.4 tons | COLEMAN | HRCU-A-CB (Split System: Heat Pump with Remote Outdoor Unit-Air-Source) | HMH72B341 | ASPEN |  | C(A,C,D,E)48C24+TDR | CP9C060B12MP13 | 30800 | 17.2 | 8.1 | 34000 | 27800 | 81.76% | 2.42 | 0 | 9 |  |  |  |  | R-410A | 2.5667 | Residential & Commercial | USHP
212623907 | Central HP <5.4 tons | COLEMAN | HRCU-A-CB (Split System: Heat Pump with Remote Outdoor Unit-Air-Source) | HMH72B341 | ASPEN |  | D(A,C,E)48A34+TDR | TM8E080B12MP11 | 32200 | 18 | 8.4 | 34000 | 28000 | 82.35% | 2.6 | 0 | 9.4 |  |  |  |  | R-410A | 2.6833 | Residential & Commercial | USHP
212623922 | Central HP <5.4 tons | COLEMAN | HRCU-A-CB (Split System: Heat Pump with Remote Outdoor Unit-Air-Source) | HMH72B341 | ASPEN |  | D(A,C,E)36D34+TDR | TM9Y100C16MP11 | 32800 | 18 | 8.4 | 34000 | 28400 | 83.53% | 2.72 | 0 | 10 |  |  |  |  | R-410A | 2.7333 | Residential & Commercial | USHP | Ducted CEE Tier 1
212623975 | Central HP <5.4 tons | COLEMAN | HRCU-A-CB (Split System: Heat Pump with Remote Outdoor Unit-Air-Source) | HMH72B341 | ASPEN |  | D(A,C,E)48D24+TDR | TM8E080B12MP11 | 31000 | 17.8 | 8.5 | 34000 | 28000 | 82.35% | 2.63 | 0 | 9.2 |  |  |  |  | R-410A | 2.5833 | Residential & Commercial | USHP
211628143 | Central HP <5.4 tons | YORK | HRCU-A-CB (Split System: Heat Pump with Remote Outdoor Unit-Air-Source) | HMH72B341 | ASPEN |  | CM36B36+TDR | TMLE060A12MP11 | 32200 | 18 | 8.1 | 25400 | 31600 | 124.4% | 2.84 | 0 | 9.9 |  |  |  |  | R-410A | 2.6833 | Residential & Commercial | USHP
211628312 | Central HP <5.4 tons | YORK | HRCU-A-CB (Split System: Heat Pump with Remote Outdoor Unit-Air-Source) | HMH72B341 | ASPEN |  | CM36B36+TDR | TP9C100C20MP13 | 32000 | 17.5 | 8.1 | 26000 | 32400 | 124.6% | 2.88 | 0 | 9.4 |  |  |  |  | R-410A | 2.6667 | Residential & Commercial | USHP
211628330 | Central HP <5.4 tons | YORK | HRCU-A-CB (Split System: Heat Pump with Remote Outdoor Unit-Air-Source) | HMH72B341 | ASPEN |  | D(A,C,E)48A36+TDR | TP9C120D20MP13 | 31800 | 17 | 8.1 | 32400 | 28200 | 87.04% | 2.57 | 0 | 9.4 |  |  |  |  | R-410A | 2.65 | Residential & Commercial | USHP
215674373 | Central HP <5.4 tons | TEMPSTAR | HRCU-A-CB (Split System: Heat Pump with Remote Outdoor Unit-Air-Source) | T5H0V48*K*AAA* |  |  | EA*5X61M21A*+WALLCON | *80CTL0902120B* | 46000 | 18.5 | 9 | 47500 | 33600 | 70.74% | 2.06 | 0 | 10 |  |  |  |  | R-454B | 3.8333 | Residential & Commercial | USHP | Ducted CEE Tier 1
213311999 | Central HP <5.4 tons | BRYANT HEATING AND COOLING SYSTEMS | HRCU-A-CB (Split System: Heat Pump with Remote Outdoor Unit-Air-Source) | 38MURAQ24AB3* | ADP |  | C36A***L129+CBPE3A* | 0 | 23600 | 17 | 9 | 25600 | 25200 | 98.44% | 2.14 | 0 | 10 |  |  |  |  | R-410A | 1.9667 | Residential & Commercial | USHP | Ducted CEE Tier 1
213312000 | Central HP <5.4 tons | BRYANT HEATING AND COOLING SYSTEMS | HRCU-A-CB (Split System: Heat Pump with Remote Outdoor Unit-Air-Source) | 38MURAQ24AB3* | ADP |  | C36A***L139+CBPE4B* | 0 | 23800 | 18 | 8.75 | 25000 | 22600 | 90.4% | 1.88 | 0 | 10 |  |  |  |  | R-410A | 1.9833 | Residential & Commercial | USHP | Ducted CEE Tier 1
215565276 | Central HP <5.4 tons | COLEMAN | HRCU-A-CB (Split System: Heat Pump with Remote Outdoor Unit-Air-Source) | HH836E2S11 | ASPEN |  | D(A,C,E)36A4J+TDR | Z8ET080B12LMPS1 | 30400 | 19 | 8.5 | 30000 | 24800 | 82.67% | 2 | 0 | 11.2 |  |  |  |  | R-454B | 2.5333 | Residential & Commercial | USHP | Ducted CEE Tier 1
206772230 | Central HP <5.4 tons | DAY & NIGHT | HRCU-A-CB (Split System: Heat Pump with Remote Outdoor Unit-Air-Source) | CVH837GKA2* |  |  | EN(A,D,W)4X48L21**+WALLCON | *80CTL0701716A* | 32400 | 17.5 | 8.1 | 33000 | 25000 | 75.76% | 1.94 | 12 | 11.5 |  |  |  |  | R-410A | 2.7 | Residential & Commercial | USHP | Ducted CEE Tier 1
214776410 | Central HP <5.4 tons | YORK | HRCU-A-CB (Split System: Heat Pump with Remote Outdoor Unit-Air-Source) | HH860E2S11 | ADP |  | CH480C*C+TXV | TL8E080C16UH11 | 43500 | 17 | 8.3 | 43500 | 33800 | 77.7% | 1.96 | 0 | 10.5 |  |  |  |  | R-454B | 3.625 | Residential & Commercial | USHP | Ducted CEE Tier 1
214776417 | Central HP <5.4 tons | YORK | HRCU-A-CB (Split System: Heat Pump with Remote Outdoor Unit-Air-Source) | HH860E2S11 | ADP |  | CV601**C+TXV | TL8E080C16UH11 | 44500 | 17 | 8.5 | 43500 | 33800 | 77.7% | 2 | 0 | 11 |  |  |  |  | R-454B | 3.7083 | Residential & Commercial | USHP | Ducted CEE Tier 1
214776428 | Central HP <5.4 tons | YORK | HRCU-A-CB (Split System: Heat Pump with Remote Outdoor Unit-Air-Source) | HH860E2S11 | ADP |  | CH604**C+TXV | TL8E100C20UH11 | 52000 | 19 | 8.5 | 51500 | 38000 | 73.79% | 2 | 0 | 11 |  |  |  |  | R-454B | 4.3333 | Residential & Commercial | USHP | Ducted CEE Tier 1
214776460 | Central HP <5.4 tons | YORK | HRCU-A-CB (Split System: Heat Pump with Remote Outdoor Unit-Air-Source) | HH860E2S11 | ADP |  | CH600D*C+TXV | TL9E100C20UH11 | 50500 | 18 | 8.3 | 51500 | 38000 | 73.79% | 1.96 | 0 | 10.5 |  |  |  |  | R-454B | 4.2083 | Residential & Commercial | USHP | Ducted CEE Tier 1
214776467 | Central HP <5.4 tons | YORK | HRCU-A-CB (Split System: Heat Pump with Remote Outdoor Unit-Air-Source) | HH860E2S11 | ADP |  | CV603**A+TXV | TL9E100C20UH11 | 52000 | 19 | 8.5 | 51500 | 38000 | 73.79% | 2 | 0 | 11 |  |  |  |  | R-454B | 4.3333 | Residential & Commercial | USHP | Ducted CEE Tier 1
214776485 | Central HP <5.4 tons | YORK | HRCU-A-CB (Split System: Heat Pump with Remote Outdoor Unit-Air-Source) | HH860E2S11 | ADP |  | CV607**C+TXV | TM9E080C16MP12 | 44500 | 18 | 8.5 | 43500 | 34000 | 78.16% | 2 | 0 | 11 |  |  |  |  | R-454B | 3.7083 | Residential & Commercial | USHP | Ducted CEE Tier 1
214776517 | Central HP <5.4 tons | YORK | HRCU-A-CB (Split System: Heat Pump with Remote Outdoor Unit-Air-Source) | HH860E2S11 | ADP |  | CH602**A+TXV | TM9E100C16MP12 | 44500 | 18 | 8.5 | 44000 | 34000 | 77.27% | 2 | 0 | 11 |  |  |  |  | R-454B | 3.7083 | Residential & Commercial | USHP | Ducted CEE Tier 1
214776519 | Central HP <5.4 tons | YORK | HRCU-A-CB (Split System: Heat Pump with Remote Outdoor Unit-Air-Source) | HH860E2S11 | ADP |  | CV609**A+TXV | TM9E100C16MP12 | 44500 | 18 | 8.5 | 44000 | 34000 | 77.27% | 2 | 0 | 11 |  |  |  |  | R-454B | 3.7083 | Residential & Commercial | USHP | Ducted CEE Tier 1
214776537 | Central HP <5.4 tons | YORK | HRCU-A-CB (Split System: Heat Pump with Remote Outdoor Unit-Air-Source) | HH860E2S11 | ADP |  | CV600**C+TXV | TM9E120D20MP12 | 51500 | 18 | 8.3 | 52500 | 39000 | 74.29% | 1.96 | 0 | 10.5 |  |  |  |  | R-454B | 4.2917 | Residential & Commercial | USHP | Ducted CEE Tier 1
214776542 | Central HP <5.4 tons | YORK | HRCU-A-CB (Split System: Heat Pump with Remote Outdoor Unit-Air-Source) | HH860E2S11 | ADP |  | CV606**C+TXV | TM9E120D20MP12 | 53000 | 19 | 8.5 | 52500 | 39000 | 74.29% | 2 | 0 | 11 |  |  |  |  | R-454B | 4.4167 | Residential & Commercial | USHP | Ducted CEE Tier 1
204300375 | Central HP <5.4 tons | DAY & NIGHT | HRCU-A-CB (Split System: Heat Pump with Remote Outdoor Unit-Air-Source) | CVH837GKA** |  |  | EHD4X42AAL+WALLCON | *96CTN1002122A* | 32600 | 16.5 | 8.1 | 33000 | 24800 | 75.15% | 1.96 | 12 | 11 |  |  |  |  | R-410A | 2.7167 | Residential & Commercial | USHP | Ducted CEE Tier 1
212621626 | Central HP <5.4 tons | COLEMAN | HRCU-A-CB (Split System: Heat Pump with Remote Outdoor Unit-Air-Source) | HMH72B341 | ASPEN |  | C(A,C,D,E)48B24+TDR | TMLV120C20MP12 | 29600 | 15.9 | 8.1 | 32400 | 27400 | 84.57% | 2.45 | 0 | 8 |  |  |  |  | R-410A | 2.4667 | Residential & Commercial | USHP
212621659 | Central HP <5.4 tons | COLEMAN | HRCU-A-CB (Split System: Heat Pump with Remote Outdoor Unit-Air-Source) | HMH72B341 | ASPEN |  | D(A,C,E)48C34+TDR | CPLC100C20MP13 | 32600 | 16.5 | 8.1 | 32400 | 27800 | 85.8% | 2.44 | 0 | 9 |  |  |  |  | R-410A | 2.7167 | Residential & Commercial | USHP
212621674 | Central HP <5.4 tons | COLEMAN | HRCU-A-CB (Split System: Heat Pump with Remote Outdoor Unit-Air-Source) | HMH72B341 | ASPEN |  | D(A,C,E)36D34+TDR | CPLC120C20MP13 | 32200 | 16.5 | 8.1 | 32400 | 27800 | 85.8% | 2.44 | 0 | 9 |  |  |  |  | R-410A | 2.6833 | Residential & Commercial | USHP
212621694 | Central HP <5.4 tons | COLEMAN | HRCU-A-CB (Split System: Heat Pump with Remote Outdoor Unit-Air-Source) | HMH72B341 | ASPEN |  | D(A,C,E)36B34+TDR | TM8V100C20MP12 | 31400 | 16.5 | 8.1 | 32400 | 27800 | 85.8% | 2.44 | 0 | 8.9 |  |  |  |  | R-410A | 2.6167 | Residential & Commercial | USHP
212621708 | Central HP <5.4 tons | COLEMAN | HRCU-A-CB (Split System: Heat Pump with Remote Outdoor Unit-Air-Source) | HMH72B341 | ASPEN |  | C(A,C,D,E)36A44+TDR | TM8V120C20MP12 | 31400 | 16.5 | 8.5 | 32400 | 27800 | 85.8% | 2.7 | 0 | 8.9 |  |  |  |  | R-410A | 2.6167 | Residential & Commercial | USHP
212621744 | Central HP <5.4 tons | COLEMAN | HRCU-A-CB (Split System: Heat Pump with Remote Outdoor Unit-Air-Source) | HMH72B341 | ASPEN |  | D(A,C,E)42A44+TDR | TMLV120C20MP12 | 31800 | 16.5 | 8.1 | 32400 | 27800 | 85.8% | 2.44 | 0 | 8.9 |  |  |  |  | R-410A | 2.65 | Residential & Commercial | USHP
212621761 | Central HP <5.4 tons | COLEMAN | HRCU-A-CB (Split System: Heat Pump with Remote Outdoor Unit-Air-Source) | HMH72B341 | ASPEN |  | C(A,C,D,E)48D24+TDR | TPLC100C20MP13 | 30400 | 16.1 | 8.1 | 32400 | 27800 | 85.8% | 2.44 | 0 | 8 |  |  |  |  | R-410A | 2.5333 | Residential & Commercial | USHP
214776551 | Central HP <5.4 tons | YORK | HRCU-A-CB (Split System: Heat Pump with Remote Outdoor Unit-Air-Source) | HH860E2S11 | ADP |  | CH604**C+TXV | TM9V080C16MP12 | 43500 | 18 | 8.5 | 42000 | 33000 | 78.57% | 2 | 0 | 11 |  |  |  |  | R-454B | 3.625 | Residential & Commercial | USHP | Ducted CEE Tier 1
214776567 | Central HP <5.4 tons | YORK | HRCU-A-CB (Split System: Heat Pump with Remote Outdoor Unit-Air-Source) | HH860E2S11 | ADP |  | CH600C*C+TXV | TM9V100C16MP12 | 43000 | 17 | 8.45 | 42000 | 32800 | 78.1% | 1.98 | 0 | 11.5 |  |  |  |  | R-454B | 3.5833 | Residential & Commercial | USHP | Ducted CEE Tier 1
214776585 | Central HP <5.4 tons | YORK | HRCU-A-CB (Split System: Heat Pump with Remote Outdoor Unit-Air-Source) | HH860E2S11 | ADP |  | CV600**C+TXV | TM9V100C20MP12 | 50500 | 18 | 8.3 | 51500 | 38000 | 73.79% | 1.96 | 0 | 10.5 |  |  |  |  | R-454B | 4.2083 | Residential & Commercial | USHP | Ducted CEE Tier 1
214776587 | Central HP <5.4 tons | YORK | HRCU-A-CB (Split System: Heat Pump with Remote Outdoor Unit-Air-Source) | HH860E2S11 | ADP |  | CX601C*35+TXV | TM9V100C20MP12 | 52000 | 19 | 8.5 | 51500 | 38000 | 73.79% | 2 | 0 | 11 |  |  |  |  | R-454B | 4.3333 | Residential & Commercial | USHP | Ducted CEE Tier 1
214776610 | Central HP <5.4 tons | YORK | HRCU-A-CB (Split System: Heat Pump with Remote Outdoor Unit-Air-Source) | HH860E2S11 | ADP |  | CH600C*C+TXV | TMLE080C16MP11 | 44000 | 17 | 8.45 | 43500 | 33800 | 77.7% | 1.98 | 0 | 10.5 |  |  |  |  | R-454B | 3.6667 | Residential & Commercial | USHP | Ducted CEE Tier 1
214776617 | Central HP <5.4 tons | YORK | HRCU-A-CB (Split System: Heat Pump with Remote Outdoor Unit-Air-Source) | HH860E2S11 | ADP |  | CH605D*C+TXV | TMLE080C16MP11 | 44500 | 18 | 8.5 | 43500 | 33800 | 77.7% | 2 | 0 | 11 |  |  |  |  | R-454B | 3.7083 | Residential & Commercial | USHP | Ducted CEE Tier 1
215425574 | Central HP <5.4 tons | YORK | HRCU-A-CB (Split System: Heat Pump with Remote Outdoor Unit-Air-Source) | HH860E2S11 | ADP |  | H,YE74*60+TXV | Y91E080C16SMPS1 | 45000 | 18 | 8.5 | 45000 | 33400 | 74.22% | 2 | 0 | 11.7 |  |  |  |  | R-454B | 3.75 | Residential & Commercial | USHP | Ducted CEE Tier 1
215425579 | Central HP <5.4 tons | YORK | HRCU-A-CB (Split System: Heat Pump with Remote Outdoor Unit-Air-Source) | HH860E2S11 | ADP |  | H,YE72*60+TXV | Y91E080C20SMPS1 | 44500 | 18 | 8.5 | 44500 | 33000 | 74.16% | 2 | 0 | 12 |  |  |  |  | R-454B | 3.7083 | Residential & Commercial | USHP | Ducted CEE Tier 1
216439993 | Central HP <5.4 tons | AMERICAN STANDARD | HRCU-A-CB (Split System: Heat Pump with Remote Outdoor Unit-Air-Source) | 5A6V0X24A1 |  |  | 5TXCB003AS3 | S9V2B060U4PSC+LRP | 20400 | 18.8 | 9.4 | 23800 | 17600 | 73.95% | 2.1 | 0 | 11.7 |  |  |  |  | R-454B | 1.7 | Residential & Commercial | USHP | Ducted CEE Tier 1
212621809 | Central HP <5.4 tons | COLEMAN | HRCU-A-CB (Split System: Heat Pump with Remote Outdoor Unit-Air-Source) | HMH72B341 | ASPEN |  | C(A,C,D,E)48A34+TDR | TM9Y120D20MP11 | 31800 | 16.5 | 8.5 | 32400 | 28200 | 87.04% | 2.77 | 0 | 9.4 |  |  |  |  | R-410A | 2.65 | Residential & Commercial | USHP
212621824 | Central HP <5.4 tons | COLEMAN | HRCU-A-CB (Split System: Heat Pump with Remote Outdoor Unit-Air-Source) | HMH72B341 | ASPEN |  | D(A,C,E)42D24+TDR | TM9Y120D20MP11 | 30200 | 16 | 8.5 | 32400 | 28200 | 87.04% | 2.77 | 0 | 9.1 |  |  |  |  | R-410A | 2.5167 | Residential & Commercial | USHP
212621828 | Central HP <5.4 tons | COLEMAN | HRCU-A-CB (Split System: Heat Pump with Remote Outdoor Unit-Air-Source) | HMH72B341 | ASPEN |  | D(A,C,E)48C24+TDR | TM9Y120D20MP11 | 30200 | 16 | 8.5 | 32400 | 28200 | 87.04% | 2.77 | 0 | 9.1 |  |  |  |  | R-410A | 2.5167 | Residential & Commercial | USHP
212621841 | Central HP <5.4 tons | COLEMAN | HRCU-A-CB (Split System: Heat Pump with Remote Outdoor Unit-Air-Source) | HMH72B341 | ASPEN |  | C(A,C,D,E)48B24+TDR | TP9C120D20MP13 | 29800 | 16.4 | 8.1 | 32400 | 27800 | 85.8% | 2.52 | 0 | 9 |  |  |  |  | R-410A | 2.4833 | Residential & Commercial | USHP
212621875 | Central HP <5.4 tons | COLEMAN | HRCU-A-CB (Split System: Heat Pump with Remote Outdoor Unit-Air-Source) | HMH72B341 | ASPEN |  | C(A,C,D,E)48C24+TDR | TM9V120D20MP12 | 30200 | 16.5 | 8.5 | 32400 | 28200 | 87.04% | 2.79 | 0 | 9.1 |  |  |  |  | R-410A | 2.5167 | Residential & Commercial | USHP
212621892 | Central HP <5.4 tons | COLEMAN | HRCU-A-CB (Split System: Heat Pump with Remote Outdoor Unit-Air-Source) | HMH72B341 | ASPEN |  | C(A,C,D,E)36A44+TDR | TP9C120D20MP13 | 31600 | 17 | 8.1 | 32400 | 28200 | 87.04% | 2.51 | 0 | 9.3 |  |  |  |  | R-410A | 2.6333 | Residential & Commercial | USHP
212621910 | Central HP <5.4 tons | COLEMAN | HRCU-A-CB (Split System: Heat Pump with Remote Outdoor Unit-Air-Source) | HMH72B341 | ASPEN |  | D(A,C,E)42D34+TDR | TP9C120D20MP13 | 32800 | 17 | 8.1 | 32400 | 28200 | 87.04% | 2.51 | 0 | 9.5 |  |  |  |  | R-410A | 2.7333 | Residential & Commercial | USHP
212621911 | Central HP <5.4 tons | COLEMAN | HRCU-A-CB (Split System: Heat Pump with Remote Outdoor Unit-Air-Source) | HMH72B341 | ASPEN |  | D(A,C,E)48B34+TDR | TP9C120D20MP13 | 32200 | 17 | 8.1 | 32400 | 28200 | 87.04% | 2.51 | 0 | 9.4 |  |  |  |  | R-410A | 2.6833 | Residential & Commercial | USHP
214776667 | Central HP <5.4 tons | YORK | HRCU-A-CB (Split System: Heat Pump with Remote Outdoor Unit-Air-Source) | HH860E2S11 | ADP |  | CV607**C+TXV | TMLE100C20MP11 | 53500 | 19 | 8.5 | 53000 | 39500 | 74.53% | 2 | 0 | 11 |  |  |  |  | R-454B | 4.4583 | Residential & Commercial | USHP | Ducted CEE Tier 1
214776687 | Central HP <5.4 tons | YORK | HRCU-A-CB (Split System: Heat Pump with Remote Outdoor Unit-Air-Source) | HH860E2S11 | ADP |  | CH600D*C+TXV | TMLE130D20MP11 | 52500 | 18 | 8.3 | 53000 | 39500 | 74.53% | 1.96 | 0 | 10.5 |  |  |  |  | R-454B | 4.375 | Residential & Commercial | USHP | Ducted CEE Tier 1
214776694 | Central HP <5.4 tons | YORK | HRCU-A-CB (Split System: Heat Pump with Remote Outdoor Unit-Air-Source) | HH860E2S11 | ADP |  | CV603**A+TXV | TMLE130D20MP11 | 54000 | 19 | 8.5 | 53000 | 39500 | 74.53% | 2 | 0 | 11 |  |  |  |  | R-454B | 4.5 | Residential & Commercial | USHP | Ducted CEE Tier 1
214776701 | Central HP <5.4 tons | YORK | HRCU-A-CB (Split System: Heat Pump with Remote Outdoor Unit-Air-Source) | HH860E2S11 | ADP |  | CH600C*C+TXV | TMLV100C16MP12 | 43000 | 17 | 8.45 | 42000 | 32800 | 78.1% | 1.98 | 0 | 11.5 |  |  |  |  | R-454B | 3.5833 | Residential & Commercial | USHP | Ducted CEE Tier 1
214776717 | Central HP <5.4 tons | YORK | HRCU-A-CB (Split System: Heat Pump with Remote Outdoor Unit-Air-Source) | HH860E2S11 | ADP |  | CH604**C+TXV | TMLV120C20MP12 | 53000 | 19 | 8.5 | 52000 | 38500 | 74.04% | 2 | 0 | 11 |  |  |  |  | R-454B | 4.4167 | Residential & Commercial | USHP | Ducted CEE Tier 1
214776728 | Central HP <5.4 tons | YORK | HRCU-A-CB (Split System: Heat Pump with Remote Outdoor Unit-Air-Source) | HH860E2S11 | ADP |  | CH480C*C+TXV | Y81E080C16SMPS1 | 43500 | 17 | 8.3 | 42500 | 33000 | 77.65% | 1.96 | 0 | 11.7 |  |  |  |  | R-454B | 3.625 | Residential & Commercial | USHP | Ducted CEE Tier 1
215425597 | Central HP <5.4 tons | YORK | HRCU-A-CB (Split System: Heat Pump with Remote Outdoor Unit-Air-Source) | HH860E2S11 | ADP |  | H,YE84*48+TXV | Y91E100C16SMPS1 | 45500 | 18 | 8.5 | 45000 | 33800 | 75.11% | 2 | 0 | 11.7 |  |  |  |  | R-454B | 3.7917 | Residential & Commercial | USHP | Ducted CEE Tier 1
215425622 | Central HP <5.4 tons | YORK | HRCU-A-CB (Split System: Heat Pump with Remote Outdoor Unit-Air-Source) | HH860E2S11 | ADP |  | H,YE53*48+TXV | YP9C080C16MP13 | 43500 | 18 | 8.5 | 42000 | 33000 | 78.57% | 2 | 0 | 11 |  |  |  |  | R-454B | 3.625 | Residential & Commercial | USHP | Ducted CEE Tier 1
215731328 | Central HP <5.4 tons | YORK | HRCU-A-CB (Split System: Heat Pump with Remote Outdoor Unit-Air-Source) | HH860E2S11 | ADP |  | H,YG3K*48+TXV | TM8V080C16MP12 | 43500 | 17 | 8.5 | 42000 | 32800 | 78.1% | 2 | 0 | 11.7 |  |  |  |  | R-454B | 3.625 | Residential & Commercial | USHP | Ducted CEE Tier 1
215731342 | Central HP <5.4 tons | YORK | HRCU-A-CB (Split System: Heat Pump with Remote Outdoor Unit-Air-Source) | HH860E2S11 | ADP |  | H,YG55*48+TXV | TM8V080C16MP12 | 43500 | 18 | 8.5 | 42000 | 32800 | 78.1% | 2 | 0 | 11.7 |  |  |  |  | R-454B | 3.625 | Residential & Commercial | USHP | Ducted CEE Tier 1
216819548 | Central HP <5.4 tons | FRIEDRICH | HRCU-A-CB (Split System: Heat Pump with Remote Outdoor Unit-Air-Source) | RD18AY48AJVC |  |  | RCFY4824MTANM | FR98MV0855A21UP | 42500 | 17 | 8.1 | 42500 | 33400 | 78.59% | 2 | 0 | 10 |  |  |  |  | R-454B | 3.5417 | Residential & Commercial | USHP | Ducted CEE Tier 1
216734245 | Central HP <5.4 tons | TEMPSTAR | HRCU-A-CB (Split System: Heat Pump with Remote Outdoor Unit-Air-Source) | D5CUHAH24AAK |  |  | EA*5X30M17A* | *96VTN0401410B* | 22000 | 15.5 | 8.1 | 21000 | 18900 | 90% | 1.85 | 0 | 10.5 |  |  |  |  | R-454B | 1.8333 | Residential & Commercial | USHP | Ducted CEE Tier 1
212621944 | Central HP <5.4 tons | COLEMAN | HRCU-A-CB (Split System: Heat Pump with Remote Outdoor Unit-Air-Source) | HMH72B341 | ASPEN |  | C(A,C,D,E)48B24+TDR | TM9V040A10MP12 | 30000 | 16.6 | 8.1 | 33200 | 27400 | 82.53% | 2.41 | 0 | 9.1 |  |  |  |  | R-410A | 2.5 | Residential & Commercial | USHP
212621992 | Central HP <5.4 tons | COLEMAN | HRCU-A-CB (Split System: Heat Pump with Remote Outdoor Unit-Air-Source) | HMH72B341 | ASPEN |  | D(A,C,E)42B34+TDR | TM9E100C20MP12 | 32400 | 15.5 | 8.1 | 33200 | 27000 | 81.33% | 2.43 | 0 | 10 |  |  |  |  | R-410A | 2.7 | Residential & Commercial | USHP | Ducted CEE Tier 1
212621994 | Central HP <5.4 tons | COLEMAN | HRCU-A-CB (Split System: Heat Pump with Remote Outdoor Unit-Air-Source) | HMH72B341 | ASPEN |  | D(A,C,E)42C34+TDR | TM9E100C20MP12 | 32800 | 15.5 | 8.1 | 33200 | 27000 | 81.33% | 2.43 | 0 | 10 |  |  |  |  | R-410A | 2.7333 | Residential & Commercial | USHP | Ducted CEE Tier 1
212622062 | Central HP <5.4 tons | COLEMAN | HRCU-A-CB (Split System: Heat Pump with Remote Outdoor Unit-Air-Source) | HMH72B341 | ASPEN |  | C(A,C,D,E)48A24+TDR | TM9E100C16MP12 | 30000 | 17.4 | 8.3 | 33400 | 27400 | 82.04% | 2.6 | 0 | 9.5 |  |  |  |  | R-410A | 2.5 | Residential & Commercial | USHP
212622075 | Central HP <5.4 tons | COLEMAN | HRCU-A-CB (Split System: Heat Pump with Remote Outdoor Unit-Air-Source) | HMH72B341 | ASPEN |  | D(A,C,E)36A44+TDR | TM8Y060A12MP11 | 32000 | 18 | 8.1 | 33400 | 27400 | 82.04% | 2.42 | 0 | 9.9 |  |  |  |  | R-410A | 2.6667 | Residential & Commercial | USHP
212622077 | Central HP <5.4 tons | COLEMAN | HRCU-A-CB (Split System: Heat Pump with Remote Outdoor Unit-Air-Source) | HMH72B341 | ASPEN |  | D(A,C,E)36B44+TDR | TM8Y060A12MP11 | 32800 | 18 | 8.1 | 33400 | 27400 | 82.04% | 2.42 | 0 | 10 |  |  |  |  | R-410A | 2.7333 | Residential & Commercial | USHP | Ducted CEE Tier 1
212622110 | Central HP <5.4 tons | COLEMAN | HRCU-A-CB (Split System: Heat Pump with Remote Outdoor Unit-Air-Source) | HMH72B341 | ASPEN |  | C(A,C,D,E)36C34+TDR | TM8Y080B12MP11 | 32600 | 18 | 8.5 | 33400 | 27400 | 82.04% | 2.65 | 0 | 10 |  |  |  |  | R-410A | 2.7167 | Residential & Commercial | USHP | Ducted CEE Tier 1
212622125 | Central HP <5.4 tons | COLEMAN | HRCU-A-CB (Split System: Heat Pump with Remote Outdoor Unit-Air-Source) | HMH72B341 | ASPEN |  | D(A,C,E)42B34+TDR | TM8Y080B12MP11 | 32600 | 18 | 8.5 | 33400 | 27400 | 82.04% | 2.65 | 0 | 10 |  |  |  |  | R-410A | 2.7167 | Residential & Commercial | USHP | Ducted CEE Tier 1
212623820 | Central HP <5.4 tons | COLEMAN | HRCU-A-CB (Split System: Heat Pump with Remote Outdoor Unit-Air-Source) | HMH72B341 | ASPEN |  | C(A,C,D,E)42B24+TDR | CP9C060B12MP13 | 29800 | 16.9 | 8.1 | 34000 | 27800 | 81.76% | 2.42 | 0 | 9 |  |  |  |  | R-410A | 2.4833 | Residential & Commercial | USHP
212623845 | Central HP <5.4 tons | COLEMAN | HRCU-A-CB (Split System: Heat Pump with Remote Outdoor Unit-Air-Source) | HMH72B341 | ASPEN |  | C(A,C,D,E)36A44+TDR | TM9V060B12MP12 | 32000 | 17.5 | 8.1 | 34000 | 27800 | 81.76% | 2.42 | 0 | 9.4 |  |  |  |  | R-410A | 2.6667 | Residential & Commercial | USHP
212623859 | Central HP <5.4 tons | COLEMAN | HRCU-A-CB (Split System: Heat Pump with Remote Outdoor Unit-Air-Source) | HMH72B341 | ASPEN |  | D(A,C,E)36A44+TDR | TM9V060B12MP12 | 32000 | 17.5 | 8.1 | 34000 | 27800 | 81.76% | 2.42 | 0 | 9.4 |  |  |  |  | R-410A | 2.6667 | Residential & Commercial | USHP
205751125 | Central HP <5.4 tons | DAY & NIGHT | HRCU-A-CB (Split System: Heat Pump with Remote Outdoor Unit-Air-Source) | CVH837GKA** |  |  | EA*4X43L21A*+WALLCON | *80CTL0701716A* | 32800 | 17.5 | 8.5 | 33000 | 25200 | 76.36% | 1.98 | 11 | 11.7 |  |  |  |  | R-410A | 2.7333 | Residential & Commercial | USHP | Ducted CEE Tier 1
212622227 | Central HP <5.4 tons | COLEMAN | HRCU-A-CB (Split System: Heat Pump with Remote Outdoor Unit-Air-Source) | HMH72B341 | ASPEN |  | D(A,C,E)48B24+TDR | TM9Y100C16MP11 | 31600 | 18 | 8.1 | 33600 | 28200 | 83.93% | 2.63 | 0 | 10 |  |  |  |  | R-410A | 2.6333 | Residential & Commercial | USHP | Ducted CEE Tier 1
212622412 | Central HP <5.4 tons | COLEMAN | HRCU-A-CB (Split System: Heat Pump with Remote Outdoor Unit-Air-Source) | HMH72B341 | ASPEN |  | D(A,C,E)48B24+TDR | TM9V080C16MP12 | 30400 | 17 | 8.4 | 33600 | 27600 | 82.14% | 2.62 | 0 | 9 |  |  |  |  | R-410A | 2.5333 | Residential & Commercial | USHP
212622429 | Central HP <5.4 tons | COLEMAN | HRCU-A-CB (Split System: Heat Pump with Remote Outdoor Unit-Air-Source) | HMH72B341 | ASPEN |  | D(A,C,E)48A34+TDR | TM9E100C16MP12 | 32400 | 18 | 8.4 | 33600 | 27200 | 80.95% | 2.64 | 0 | 9.9 |  |  |  |  | R-410A | 2.7 | Residential & Commercial | USHP
212622444 | Central HP <5.4 tons | COLEMAN | HRCU-A-CB (Split System: Heat Pump with Remote Outdoor Unit-Air-Source) | HMH72B341 | ASPEN |  | C(A,C,D,E)36A44+TDR | TM9E100C16MP12 | 32200 | 18 | 8.5 | 33600 | 27200 | 80.95% | 2.66 | 0 | 9.9 |  |  |  |  | R-410A | 2.6833 | Residential & Commercial | USHP
212622446 | Central HP <5.4 tons | COLEMAN | HRCU-A-CB (Split System: Heat Pump with Remote Outdoor Unit-Air-Source) | HMH72B341 | ASPEN |  | C(A,C,D,E)36B34+TDR | TM9E100C16MP12 | 32200 | 18 | 8.5 | 33600 | 27200 | 80.95% | 2.66 | 0 | 9.9 |  |  |  |  | R-410A | 2.6833 | Residential & Commercial | USHP
212622476 | Central HP <5.4 tons | COLEMAN | HRCU-A-CB (Split System: Heat Pump with Remote Outdoor Unit-Air-Source) | HMH72B341 | ASPEN |  | D(A,C,E)36D24+TDR | TM8Y100C20MP11 | 32200 | 18 | 8.3 | 33600 | 30000 | 89.29% | 2.81 | 0 | 9.5 |  |  |  |  | R-410A | 2.6833 | Residential & Commercial | USHP
212622495 | Central HP <5.4 tons | COLEMAN | HRCU-A-CB (Split System: Heat Pump with Remote Outdoor Unit-Air-Source) | HMH72B341 | ASPEN |  | D(A,C,E)48B24+TDR | TM9V100C20MP12 | 30000 | 17 | 8.5 | 33600 | 28200 | 83.93% | 2.7 | 0 | 9 |  |  |  |  | R-410A | 2.5 | Residential & Commercial | USHP
212622496 | Central HP <5.4 tons | COLEMAN | HRCU-A-CB (Split System: Heat Pump with Remote Outdoor Unit-Air-Source) | HMH72B341 | ASPEN |  | C(A,C,D,E)42A24+TDR | TP9C100C20MP13 | 29200 | 16.7 | 8.1 | 33600 | 28200 | 83.93% | 2.46 | 0 | 8.9 |  |  |  |  | R-410A | 2.4333 | Residential & Commercial | USHP
215731344 | Central HP <5.4 tons | YORK | HRCU-A-CB (Split System: Heat Pump with Remote Outdoor Unit-Air-Source) | HH860E2S11 | ADP |  | H,YG55*60+TXV | TM8V080C16MP12 | 43500 | 18 | 8.5 | 42000 | 32800 | 78.1% | 2 | 0 | 11.7 |  |  |  |  | R-454B | 3.625 | Residential & Commercial | USHP | Ducted CEE Tier 1
215731426 | Central HP <5.4 tons | YORK | HRCU-A-CB (Split System: Heat Pump with Remote Outdoor Unit-Air-Source) | HH860E2S11 | ADP |  | H,YG88*48+TXV-BLEED | TM8V100C16MP12 | 43500 | 18 | 8.5 | 42000 | 32800 | 78.1% | 2 | 0 | 11.7 |  |  |  |  | R-454B | 3.625 | Residential & Commercial | USHP | Ducted CEE Tier 1
215731451 | Central HP <5.4 tons | YORK | HRCU-A-CB (Split System: Heat Pump with Remote Outdoor Unit-Air-Source) | HH860E2S11 | ADP |  | H,YG55*60+TXV | TM8V100C20MP12 | 53000 | 19 | 8.5 | 52000 | 38500 | 74.04% | 2 | 0 | 11 |  |  |  |  | R-454B | 4.4167 | Residential & Commercial | USHP | Ducted CEE Tier 1
215731494 | Central HP <5.4 tons | YORK | HRCU-A-CB (Split System: Heat Pump with Remote Outdoor Unit-Air-Source) | HH860E2S11 | ADP |  | H,YG54*60+TXV | TM9V120D20MP12 | 53000 | 19 | 8.5 | 52000 | 38500 | 74.04% | 2 | 0 | 11 |  |  |  |  | R-454B | 4.4167 | Residential & Commercial | USHP | Ducted CEE Tier 1
215731501 | Central HP <5.4 tons | YORK | HRCU-A-CB (Split System: Heat Pump with Remote Outdoor Unit-Air-Source) | HH860E2S11 | ADP |  | H,YG37*60+TXV-BLEED | TM9Y080C16MP11 | 44000 | 16 | 8.5 | 42500 | 33400 | 78.59% | 2 | 0 | 11 |  |  |  |  | R-454B | 3.6667 | Residential & Commercial | USHP | Ducted CEE Tier 1
215731512 | Central HP <5.4 tons | YORK | HRCU-A-CB (Split System: Heat Pump with Remote Outdoor Unit-Air-Source) | HH860E2S11 | ADP |  | H,YG54*60+TXV-BLEED | TM9Y080C16MP11 | 44000 | 17 | 8.5 | 42500 | 33400 | 78.59% | 2 | 0 | 11 |  |  |  |  | R-454B | 3.6667 | Residential & Commercial | USHP | Ducted CEE Tier 1
213206429 | Central HP <5.4 tons | CARRIER | HRCU-A-CB (Split System: Heat Pump with Remote Outdoor Unit-Air-Source) | 38MURAQ24AB3* | ASPEN |  | D(A,C,E)36B34+TDR | 59SC2D060E14**12 | 23400 | 17 | 8.1 | 25800 | 20000 | 77.52% | 2.86 | 0 | 10 |  |  |  |  | R-410A | 1.95 | Residential & Commercial | USHP | Ducted CEE Tier 1
213206446 | Central HP <5.4 tons | CARRIER | HRCU-A-CB (Split System: Heat Pump with Remote Outdoor Unit-Air-Source) | 38MURAQ24AB3* | ASPEN |  | D(A,C,E)24B44+TDR | 59SC2D080E17**16 | 23400 | 17.4 | 8.1 | 25600 | 20000 | 78.12% | 2.86 | 0 | 10.3 |  |  |  |  | R-410A | 1.95 | Residential & Commercial | USHP | Ducted CEE Tier 1
213206478 | Central HP <5.4 tons | CARRIER | HRCU-A-CB (Split System: Heat Pump with Remote Outdoor Unit-Air-Source) | 38MURAQ24AB3* | ASPEN |  | D(A,C,E)36C34+TDR | 59SC2D100E21**20 | 23800 | 17 | 8.1 | 26000 | 20200 | 77.69% | 2.86 | 0 | 10.3 |  |  |  |  | R-410A | 1.9833 | Residential & Commercial | USHP | Ducted CEE Tier 1
213206580 | Central HP <5.4 tons | CARRIER | HRCU-A-CB (Split System: Heat Pump with Remote Outdoor Unit-Air-Source) | 38MURAQ24AB3* | ASPEN |  | D(A,C,E)36B34+TDR | 59TP6B040V17**12 | 23200 | 16 | 8.1 | 25800 | 20200 | 78.29% | 2.69 | 0 | 10 |  |  |  |  | R-410A | 1.9333 | Residential & Commercial | USHP | Ducted CEE Tier 1
212623848 | Central HP <5.4 tons | COLEMAN | HRCU-A-CB (Split System: Heat Pump with Remote Outdoor Unit-Air-Source) | HMH72B341 | ASPEN |  | C(A,C,D,E)36B24+TDR | TM9V060B12MP12 | 29400 | 16.7 | 8.1 | 34000 | 27800 | 81.76% | 2.42 | 0 | 9 |  |  |  |  | R-410A | 2.45 | Residential & Commercial | USHP
212623880 | Central HP <5.4 tons | COLEMAN | HRCU-A-CB (Split System: Heat Pump with Remote Outdoor Unit-Air-Source) | HMH72B341 | ASPEN |  | C(A,C,D,E)36C34+TDR | TP9C060B12MP13 | 32600 | 17.5 | 8.1 | 34000 | 27800 | 81.76% | 2.42 | 0 | 9.5 |  |  |  |  | R-410A | 2.7167 | Residential & Commercial | USHP
212623882 | Central HP <5.4 tons | COLEMAN | HRCU-A-CB (Split System: Heat Pump with Remote Outdoor Unit-Air-Source) | HMH72B341 | ASPEN |  | C(A,C,D,E)42B24+TDR | TP9C060B12MP13 | 29800 | 16.9 | 8.1 | 34000 | 27800 | 81.76% | 2.42 | 0 | 9 |  |  |  |  | R-410A | 2.4833 | Residential & Commercial | USHP
212622694 | Central HP <5.4 tons | COLEMAN | HRCU-A-CB (Split System: Heat Pump with Remote Outdoor Unit-Air-Source) | HMH72B341 | ASPEN |  | D(A,C,E)36B34+TDR | TM8E080C16MP11 | 33000 | 18 | 8.2 | 33800 | 28200 | 83.43% | 2.68 | 0 | 10 |  |  |  |  | R-410A | 2.75 | Residential & Commercial | USHP | Ducted CEE Tier 1
212622713 | Central HP <5.4 tons | COLEMAN | HRCU-A-CB (Split System: Heat Pump with Remote Outdoor Unit-Air-Source) | HMH72B341 | ASPEN |  | D(A,C,E)42A44+TDR | TM9Y100C16MP11 | 32800 | 18 | 8.3 | 33800 | 28600 | 84.62% | 2.69 | 0 | 10 |  |  |  |  | R-410A | 2.7333 | Residential & Commercial | USHP | Ducted CEE Tier 1
212622763 | Central HP <5.4 tons | COLEMAN | HRCU-A-CB (Split System: Heat Pump with Remote Outdoor Unit-Air-Source) | HMH72B341 | ASPEN |  | C(A,C,D,E)48B24+TDR | TM9E060A10MP12 | 30200 | 17.1 | 8.1 | 33800 | 27400 | 81.07% | 2.4 | 0 | 9.1 |  |  |  |  | R-410A | 2.5167 | Residential & Commercial | USHP
212622764 | Central HP <5.4 tons | COLEMAN | HRCU-A-CB (Split System: Heat Pump with Remote Outdoor Unit-Air-Source) | HMH72B341 | ASPEN |  | C(A,C,D,E)48C24+TDR | TM9E060A10MP12 | 30600 | 17.2 | 8.1 | 33800 | 27400 | 81.07% | 2.4 | 0 | 9 |  |  |  |  | R-410A | 2.55 | Residential & Commercial | USHP
212622846 | Central HP <5.4 tons | COLEMAN | HRCU-A-CB (Split System: Heat Pump with Remote Outdoor Unit-Air-Source) | HMH72B341 | ASPEN |  | C(A,C,D,E)36B34+TDR | TM8E120C16MP11 | 33200 | 18 | 8.2 | 33800 | 28600 | 84.62% | 2.7 | 0 | 10 |  |  |  |  | R-410A | 2.7667 | Residential & Commercial | USHP | Ducted CEE Tier 1
212622963 | Central HP <5.4 tons | COLEMAN | HRCU-A-CB (Split System: Heat Pump with Remote Outdoor Unit-Air-Source) | HMH72B341 | ASPEN |  | C(A,C,D,E)36C24+TDR | TM9V080B12MP12 | 31000 | 17 | 8.4 | 33800 | 29600 | 87.57% | 2.74 | 0 | 9.4 |  |  |  |  | R-410A | 2.5833 | Residential & Commercial | USHP
212623129 | Central HP <5.4 tons | COLEMAN | HRCU-A-CB (Split System: Heat Pump with Remote Outdoor Unit-Air-Source) | HMH72B341 | ASPEN |  | D(A,C,E)42D34+TDR | TM8E060A12MP11 | 33200 | 18 | 8.1 | 33800 | 27400 | 81.07% | 2.44 | 0 | 10 |  |  |  |  | R-410A | 2.7667 | Residential & Commercial | USHP | Ducted CEE Tier 1
212623130 | Central HP <5.4 tons | COLEMAN | HRCU-A-CB (Split System: Heat Pump with Remote Outdoor Unit-Air-Source) | HMH72B341 | ASPEN |  | D(A,C,E)48B34+TDR | TM8E060A12MP11 | 32800 | 18 | 8.1 | 33800 | 27400 | 81.07% | 2.44 | 0 | 10 |  |  |  |  | R-410A | 2.7333 | Residential & Commercial | USHP | Ducted CEE Tier 1
215731517 | Central HP <5.4 tons | YORK | HRCU-A-CB (Split System: Heat Pump with Remote Outdoor Unit-Air-Source) | HH860E2S11 | ADP |  | H,YG55*48+TXV | TM9Y080C16MP11 | 44000 | 17 | 8.5 | 42500 | 33400 | 78.59% | 2 | 0 | 11 |  |  |  |  | R-454B | 3.6667 | Residential & Commercial | USHP | Ducted CEE Tier 1
215731542 | Central HP <5.4 tons | YORK | HRCU-A-CB (Split System: Heat Pump with Remote Outdoor Unit-Air-Source) | HH860E2S11 | ADP |  | H,YG3K*60+TXV-BLEED | TM9Y100C16MP11 | 44000 | 16 | 8.5 | 42500 | 33400 | 78.59% | 2 | 0 | 11 |  |  |  |  | R-454B | 3.6667 | Residential & Commercial | USHP | Ducted CEE Tier 1
212632709 | Central HP <5.4 tons | LENNOX | HRCU-A-CB (Split System: Heat Pump with Remote Outdoor Unit-Air-Source) | SL25XPV-036-230A** | ADP |  | LD19/36Y9 | EL296DF090XV60C* | 33000 | 20 | 8.7 | 34400 | 29400 | 85.47% | 1.76 | 0 | 12.5 |  |  |  |  | R-410A | 2.75 | Residential & Commercial | USHP | Ducted CEE Tier 1
215731551 | Central HP <5.4 tons | YORK | HRCU-A-CB (Split System: Heat Pump with Remote Outdoor Unit-Air-Source) | HH860E2S11 | ADP |  | H,YG55*48+TXV | TM9Y100C16MP11 | 44000 | 17 | 8.5 | 42500 | 33400 | 78.59% | 2 | 0 | 11 |  |  |  |  | R-454B | 3.6667 | Residential & Commercial | USHP | Ducted CEE Tier 1
215731553 | Central HP <5.4 tons | YORK | HRCU-A-CB (Split System: Heat Pump with Remote Outdoor Unit-Air-Source) | HH860E2S11 | ADP |  | H,YG53*48+TXV-BLEED | TM9Y100C16MP11 | 44000 | 17 | 8.5 | 42500 | 33400 | 78.59% | 2 | 0 | 11 |  |  |  |  | R-454B | 3.6667 | Residential & Commercial | USHP | Ducted CEE Tier 1
212623145 | Central HP <5.4 tons | COLEMAN | HRCU-A-CB (Split System: Heat Pump with Remote Outdoor Unit-Air-Source) | HMH72B341 | ASPEN |  | C(A,C,D,E)48C24+TDR | TM8E100B12MP11 | 30800 | 17.7 | 8.5 | 33800 | 27400 | 81.07% | 2.64 | 0 | 9 |  |  |  |  | R-410A | 2.5667 | Residential & Commercial | USHP
212623148 | Central HP <5.4 tons | COLEMAN | HRCU-A-CB (Split System: Heat Pump with Remote Outdoor Unit-Air-Source) | HMH72B341 | ASPEN |  | D(A,C,E)36B34+TDR | TM8E100B12MP11 | 32200 | 18 | 8.5 | 33800 | 27400 | 81.07% | 2.64 | 0 | 9.9 |  |  |  |  | R-410A | 2.6833 | Residential & Commercial | USHP
212623179 | Central HP <5.4 tons | COLEMAN | HRCU-A-CB (Split System: Heat Pump with Remote Outdoor Unit-Air-Source) | HMH72B341 | ASPEN |  | D(A,C,E)36C34+TDR | TMLE060A12MP11 | 32600 | 18 | 8.1 | 33800 | 27400 | 81.07% | 2.44 | 0 | 10 |  |  |  |  | R-410A | 2.7167 | Residential & Commercial | USHP | Ducted CEE Tier 1
212623180 | Central HP <5.4 tons | COLEMAN | HRCU-A-CB (Split System: Heat Pump with Remote Outdoor Unit-Air-Source) | HMH72B341 | ASPEN |  | D(A,C,E)36D24+TDR | TMLE060A12MP11 | 30400 | 17.5 | 8.1 | 33800 | 27400 | 81.07% | 2.44 | 0 | 9 |  |  |  |  | R-410A | 2.5333 | Residential & Commercial | USHP
212623212 | Central HP <5.4 tons | COLEMAN | HRCU-A-CB (Split System: Heat Pump with Remote Outdoor Unit-Air-Source) | HMH72B341 | ASPEN |  | D(A,C,E)42B34+TDR | TMLE100B12MP11 | 32600 | 18 | 8.1 | 33800 | 27400 | 81.07% | 2.44 | 0 | 10 |  |  |  |  | R-410A | 2.7167 | Residential & Commercial | USHP | Ducted CEE Tier 1
212623228 | Central HP <5.4 tons | COLEMAN | HRCU-A-CB (Split System: Heat Pump with Remote Outdoor Unit-Air-Source) | HMH72B341 | ASPEN |  | D(A,C,E)36A44+TDR | TM8Y100C20MP11 | 33600 | 18 | 8.3 | 33800 | 30000 | 88.76% | 2.76 | 0 | 9.5 |  |  |  |  | R-410A | 2.8 | Residential & Commercial | USHP
212623247 | Central HP <5.4 tons | COLEMAN | HRCU-A-CB (Split System: Heat Pump with Remote Outdoor Unit-Air-Source) | HMH72B341 | ASPEN |  | D(A,C,E)42A34+TDR | TM8V100C16MP12 | 31800 | 17.5 | 8.3 | 33800 | 27400 | 81.07% | 2.64 | 0 | 9.9 |  |  |  |  | R-410A | 2.65 | Residential & Commercial | USHP
212623295 | Central HP <5.4 tons | COLEMAN | HRCU-A-CB (Split System: Heat Pump with Remote Outdoor Unit-Air-Source) | HMH72B341 | ASPEN |  | C(A,C,D,E)36C24+TDR | CP9C080C16MP13 | 29800 | 16.9 | 8.1 | 33800 | 27400 | 81.07% | 2.45 | 0 | 9.5 |  |  |  |  | R-410A | 2.4833 | Residential & Commercial | USHP
213206176 | Central HP <5.4 tons | CARRIER | HRCU-A-CB (Split System: Heat Pump with Remote Outdoor Unit-Air-Source) | 38MURAQ24AA3* | ASPEN |  | D(A,C,E)36C34+TDR | 59TP6B060V17**14 | 23800 | 15.5 | 8.1 | 25600 | 22400 | 87.5% | 2.92 | 0 | 9.5 |  |  |  |  | R-410A | 1.9833 | Residential & Commercial | USHP
215683909 | Central HP <5.4 tons | CARRIER | HRCU-A-CB (Split System: Heat Pump with Remote Outdoor Unit-Air-Source) | 27VNA036A*030* |  |  | CAA**3721AM*+UI | 59CU5B060C17**16 | 34200 | 17.5 | 9 | 35400 | 25200 | 71.19% | 1.88 | 0 | 9.5 |  |  |  |  | R-454B | 2.85 | Residential & Commercial | USHP
215683925 | Central HP <5.4 tons | CARRIER | HRCU-A-CB (Split System: Heat Pump with Remote Outdoor Unit-Air-Source) | 27VNA036A*030* |  |  | CAA**3721AM*+UI | 59TN6C060C17**14 | 34200 | 17.5 | 9 | 35400 | 25400 | 71.75% | 1.88 | 0 | 9.5 |  |  |  |  | R-454B | 2.85 | Residential & Commercial | USHP
215684041 | Central HP <5.4 tons | CARRIER | HRCU-A-CB (Split System: Heat Pump with Remote Outdoor Unit-Air-Source) | 27VNA036A*030* |  |  | CSAH*3612AM*+UI | 59MN7C080C21**20 | 33800 | 16.5 | 8.5 | 35800 | 25400 | 70.95% | 1.76 | 0 | 9.5 |  |  |  |  | R-454B | 2.8167 | Residential & Commercial | USHP
215684061 | Central HP <5.4 tons | CARRIER | HRCU-A-CB (Split System: Heat Pump with Remote Outdoor Unit-Air-Source) | 27VNA036A*030* |  |  | CSAH*4212AM*+UI | 58TN*B045C17**12 | 33600 | 16 | 8.5 | 35800 | 25600 | 71.51% | 1.76 | 0 | 9 |  |  |  |  | R-454B | 2.8 | Residential & Commercial | USHP
216051064 | Central HP <5.4 tons | FRIEDRICH | HRCU-A-CB (Split System: Heat Pump with Remote Outdoor Unit-Air-Source) | FRP19AY36AJVC |  |  | TCFY3621MEAAM | FR802V1005A21UH | 34200 | 20 | 10 | 34200 | 29200 | 85.38% | 2 | 0 | 12 |  |  |  |  | R-454B | 2.85 | Residential & Commercial | USHP | Ducted CEE Tier 1
212623296 | Central HP <5.4 tons | COLEMAN | HRCU-A-CB (Split System: Heat Pump with Remote Outdoor Unit-Air-Source) | HMH72B341 | ASPEN |  | C(A,C,D,E)36C34+TDR | CP9C080C16MP13 | 32600 | 17.5 | 8.1 | 33800 | 27400 | 81.07% | 2.45 | 0 | 10 |  |  |  |  | R-410A | 2.7167 | Residential & Commercial | USHP | Ducted CEE Tier 1
212623314 | Central HP <5.4 tons | COLEMAN | HRCU-A-CB (Split System: Heat Pump with Remote Outdoor Unit-Air-Source) | HMH72B341 | ASPEN |  | D(A,C,E)42A44+TDR | CP9C080C16MP13 | 32600 | 17.5 | 8.1 | 33800 | 27400 | 81.07% | 2.45 | 0 | 10 |  |  |  |  | R-410A | 2.7167 | Residential & Commercial | USHP | Ducted CEE Tier 1
212623329 | Central HP <5.4 tons | COLEMAN | HRCU-A-CB (Split System: Heat Pump with Remote Outdoor Unit-Air-Source) | HMH72B341 | ASPEN |  | D(A,C,E)48D24+TDR | CP9C080C16MP13 | 31200 | 17.3 | 8.1 | 33800 | 27400 | 81.07% | 2.45 | 0 | 9.7 |  |  |  |  | R-410A | 2.6 | Residential & Commercial | USHP
212623346 | Central HP <5.4 tons | COLEMAN | HRCU-A-CB (Split System: Heat Pump with Remote Outdoor Unit-Air-Source) | HMH72B341 | ASPEN |  | C(A,C,D,E)48B24+TDR | TM9V080C16MP12 | 30400 | 17 | 8.5 | 33800 | 27400 | 81.07% | 2.66 | 0 | 9 |  |  |  |  | R-410A | 2.5333 | Residential & Commercial | USHP
212623432 | Central HP <5.4 tons | COLEMAN | HRCU-A-CB (Split System: Heat Pump with Remote Outdoor Unit-Air-Source) | HMH72B341 | ASPEN |  | D(A,C,E)42A34+TDR | TL9E080C16UH11 | 31800 | 17.5 | 8.4 | 33800 | 27800 | 82.25% | 2.63 | 0 | 9.4 |  |  |  |  | R-410A | 2.65 | Residential & Commercial | USHP
212623448 | Central HP <5.4 tons | COLEMAN | HRCU-A-CB (Split System: Heat Pump with Remote Outdoor Unit-Air-Source) | HMH72B341 | ASPEN |  | D(A,C,E)42D24+TDR | TL9E100C20UH11 | 32400 | 17 | 8.4 | 33800 | 28800 | 85.21% | 2.79 | 0 | 10 |  |  |  |  | R-410A | 2.7 | Residential & Commercial | USHP | Ducted CEE Tier 1
212623462 | Central HP <5.4 tons | COLEMAN | HRCU-A-CB (Split System: Heat Pump with Remote Outdoor Unit-Air-Source) | HMH72B341 | ASPEN |  | D(A,C,E)48B24+TDR | TM8Y100C16MP11 | 30200 | 17.9 | 8.4 | 33800 | 27200 | 80.47% | 2.64 | 0 | 9 |  |  |  |  | R-410A | 2.5167 | Residential & Commercial | USHP
212623480 | Central HP <5.4 tons | COLEMAN | HRCU-A-CB (Split System: Heat Pump with Remote Outdoor Unit-Air-Source) | HMH72B341 | ASPEN |  | D(A,C,E)36A34+TDR | TL9E080C16UH11 | 31600 | 17.5 | 8.5 | 33800 | 27800 | 82.25% | 2.66 | 0 | 9.3 |  |  |  |  | R-410A | 2.6333 | Residential & Commercial | USHP
214271714 | Central HP <5.4 tons | CARRIER | HRCU-A-CB (Split System: Heat Pump with Remote Outdoor Unit-Air-Source) | 25VNA436A*031* | ADP |  | PL36H210P299 | 58TN*B110C21**20 | 33800 | 20 | 9 | 34800 | 27000 | 77.59% | 2.06 | 0 | 12.5 |  |  |  |  | R-410A | 2.8167 | Residential & Commercial | USHP | Ducted CEE Tier 1
214272368 | Central HP <5.4 tons | CARRIER | HRCU-A-CB (Split System: Heat Pump with Remote Outdoor Unit-Air-Source) | 25VNA837A*031* | ADP |  | C36A***L539 | 59MN7C080C17**14 | 32800 | 17 | 8.5 | 31400 | 25000 | 79.62% | 1.98 | 0 | 11 |  |  |  |  | R-410A | 2.7333 | Residential & Commercial | USHP | Ducted CEE Tier 1
211628464 | Central HP <5.4 tons | YORK | HRCU-A-CB (Split System: Heat Pump with Remote Outdoor Unit-Air-Source) | HMH72B341 | ASPEN |  | C(A,C,D,E)48A36+TDR | YP9C100C20MP13 | 32200 | 17.5 | 8.1 | 34000 | 28000 | 82.35% | 2.53 | 0 | 9.4 |  |  |  |  | R-410A | 2.6833 | Residential & Commercial | USHP
211628563 | Central HP <5.4 tons | YORK | HRCU-A-CB (Split System: Heat Pump with Remote Outdoor Unit-Air-Source) | HMH72B341 | ASPEN |  | D(A,C,E)36D36+TDR | YPLC120C20MP13 | 32200 | 16.5 | 8.1 | 32400 | 27800 | 85.8% | 2.49 | 0 | 9 |  |  |  |  | R-410A | 2.6833 | Residential & Commercial | USHP
214272358 | Central HP <5.4 tons | CARRIER | HRCU-A-CB (Split System: Heat Pump with Remote Outdoor Unit-Air-Source) | 25VNA837A*031* | ADP |  | PL36H210P299 | 58TN*B110C21**20 | 32600 | 18 | 8.5 | 30200 | 24400 | 80.79% | 2 | 0 | 11.5 |  |  |  |  | R-410A | 2.7167 | Residential & Commercial | USHP | Ducted CEE Tier 1
215731560 | Central HP <5.4 tons | YORK | HRCU-A-CB (Split System: Heat Pump with Remote Outdoor Unit-Air-Source) | HH860E2S11 | ADP |  | H,YG74*60+TXV-BLEED | TM9Y100C16MP11 | 44000 | 17 | 8.5 | 42500 | 33400 | 78.59% | 2 | 0 | 11 |  |  |  |  | R-454B | 3.6667 | Residential & Commercial | USHP | Ducted CEE Tier 1
215731594 | Central HP <5.4 tons | YORK | HRCU-A-CB (Split System: Heat Pump with Remote Outdoor Unit-Air-Source) | HH860E2S11 | ADP |  | H,YG54*60+TXV | TM9Y120D20MP11 | 53000 | 19 | 8.5 | 52500 | 39000 | 74.29% | 2 | 0 | 11 |  |  |  |  | R-454B | 4.4167 | Residential & Commercial | USHP | Ducted CEE Tier 1
215731596 | Central HP <5.4 tons | YORK | HRCU-A-CB (Split System: Heat Pump with Remote Outdoor Unit-Air-Source) | HH860E2S11 | ADP |  | H,YG55*60+TXV | TM9Y120D20MP11 | 53000 | 19 | 8.5 | 52500 | 39000 | 74.29% | 2 | 0 | 11 |  |  |  |  | R-454B | 4.4167 | Residential & Commercial | USHP | Ducted CEE Tier 1
215731601 | Central HP <5.4 tons | YORK | HRCU-A-CB (Split System: Heat Pump with Remote Outdoor Unit-Air-Source) | HH860E2S11 | ADP |  | H,YG37*60+TXV-BLEED | Y81E080C16SMPS1 | 44500 | 17 | 8.5 | 42500 | 33000 | 77.65% | 2 | 0 | 12 |  |  |  |  | R-454B | 3.7083 | Residential & Commercial | USHP | Ducted CEE Tier 1
215731626 | Central HP <5.4 tons | YORK | HRCU-A-CB (Split System: Heat Pump with Remote Outdoor Unit-Air-Source) | HH860E2S11 | ADP |  | H,YG74*60+TXV-BLEED | Y81E080C16SMPS1 | 44500 | 18 | 8.5 | 42500 | 33000 | 77.65% | 2 | 0 | 12 |  |  |  |  | R-454B | 3.7083 | Residential & Commercial | USHP | Ducted CEE Tier 1
215731635 | Central HP <5.4 tons | YORK | HRCU-A-CB (Split System: Heat Pump with Remote Outdoor Unit-Air-Source) | HH860E2S11 | ADP |  | H,YG37*60+TXV-BLEED | Y81E080C20SMPS1 | 52000 | 18 | 8.35 | 52000 | 38500 | 74.04% | 1.98 | 0 | 10.5 |  |  |  |  | R-454B | 4.3333 | Residential & Commercial | USHP | Ducted CEE Tier 1
215731660 | Central HP <5.4 tons | YORK | HRCU-A-CB (Split System: Heat Pump with Remote Outdoor Unit-Air-Source) | HH860E2S11 | ADP |  | H,YG3K*60+TXV | Y81E100C16SMPS1 | 44000 | 17 | 8.5 | 42000 | 32800 | 78.1% | 2 | 0 | 12 |  |  |  |  | R-454B | 3.6667 | Residential & Commercial | USHP | Ducted CEE Tier 1
215731685 | Central HP <5.4 tons | YORK | HRCU-A-CB (Split System: Heat Pump with Remote Outdoor Unit-Air-Source) | HH860E2S11 | ADP |  | H,YG37*60+TXV-BLEED | Y81E100C20SMPS1 | 52000 | 18 | 8.35 | 51500 | 38000 | 73.79% | 1.98 | 0 | 11 |  |  |  |  | R-454B | 4.3333 | Residential & Commercial | USHP | Ducted CEE Tier 1
215670165 | Central HP <5.4 tons | TEMPSTAR | HRCU-A-CB (Split System: Heat Pump with Remote Outdoor Unit-Air-Source) | T5H0V36*K*AAA* |  |  | ESH5X48M12A*+WALLCON | *80CTL0451712B* | 33800 | 16.5 | 8.5 | 35600 | 25600 | 71.91% | 1.78 | 0 | 9 |  |  |  |  | R-454B | 2.8167 | Residential & Commercial | USHP
215670265 | Central HP <5.4 tons | TEMPSTAR | HRCU-A-CB (Split System: Heat Pump with Remote Outdoor Unit-Air-Source) | T5H0V36*K*AAA* |  |  | ESH5X48M12A*+WALLCON | *95CSU1002122B* | 34200 | 16.5 | 8.5 | 35400 | 25200 | 71.19% | 1.9 | 0 | 9.5 |  |  |  |  | R-454B | 2.85 | Residential & Commercial | USHP
212623497 | Central HP <5.4 tons | COLEMAN | HRCU-A-CB (Split System: Heat Pump with Remote Outdoor Unit-Air-Source) | HMH72B341 | ASPEN |  | C(A,C,D,E)42A24+TDR | TM8Y100C16MP11 | 29200 | 17.7 | 8.5 | 33800 | 27200 | 80.47% | 2.67 | 0 | 9.4 |  |  |  |  | R-410A | 2.4333 | Residential & Commercial | USHP
212623529 | Central HP <5.4 tons | COLEMAN | HRCU-A-CB (Split System: Heat Pump with Remote Outdoor Unit-Air-Source) | HMH72B341 | ASPEN |  | C(A,C,D,E)42B24+TDR | CP9C100C20MP13 | 29600 | 16.9 | 8.1 | 33800 | 28200 | 83.43% | 2.46 | 0 | 9 |  |  |  |  | R-410A | 2.4667 | Residential & Commercial | USHP
212290951 | Central HP <5.4 tons | GOETTL | HRCU-A-CB (Split System: Heat Pump with Remote Outdoor Unit-Air-Source) | ASZS601810A* |  |  | CA*EA1818*4A* | A*VC800603B*A* | 16600 | 17.5 | 8.5 | 17400 | 13000 | 74.71% | 2.1 | 0 | 10.9 |  |  |  |  | R-410A | 1.3833 | Residential & Commercial | USHP | Ducted CEE Tier 1
215565292 | Central HP <5.4 tons | COLEMAN | HRCU-A-CB (Split System: Heat Pump with Remote Outdoor Unit-Air-Source) | HH824E2S11 | ASPEN |  | D(A,C,E)37E2J+TDR | CP9C060B12MP13 | 22400 | 17 | 9 | 23000 | 18000 | 78.26% | 2 | 0 | 12 |  |  |  |  | R-454B | 1.8667 | Residential & Commercial | USHP | Ducted CEE Tier 1
214389899 | Central HP <5.4 tons | CARRIER | HRCU-A-CB (Split System: Heat Pump with Remote Outdoor Unit-Air-Source) | 25VNA436A*031* | ADP |  | H,PG9J936 | 58TN*B045C17**12 | 32400 | 19 | 9 | 35200 | 27400 | 77.84% | 2.02 | 0 | 11.5 |  |  |  |  | R-410A | 2.7 | Residential & Commercial | USHP | Ducted CEE Tier 1
214389908 | Central HP <5.4 tons | CARRIER | HRCU-A-CB (Split System: Heat Pump with Remote Outdoor Unit-Air-Source) | 25VNA436A*031* | ADP |  | H,PG9J936 | 58TN*B090C17**16 | 32800 | 20 | 9 | 35000 | 27200 | 77.71% | 2.04 | 0 | 12 |  |  |  |  | R-410A | 2.7333 | Residential & Commercial | USHP | Ducted CEE Tier 1
214389917 | Central HP <5.4 tons | CARRIER | HRCU-A-CB (Split System: Heat Pump with Remote Outdoor Unit-Air-Source) | 25VNA436A*031* | ADP |  | H,PG9J936 | 58TN*B135C24**22 | 32800 | 20 | 9 | 34800 | 27200 | 78.16% | 2.04 | 0 | 12 |  |  |  |  | R-410A | 2.7333 | Residential & Commercial | USHP | Ducted CEE Tier 1
216980440 | Central HP <5.4 tons | FRIEDRICH | HRCU-A-CB (Split System: Heat Pump with Remote Outdoor Unit-Air-Source) | RD18AY60AJVC |  |  | FRH2TY6024STANN | 0 | 52000 | 18 | 8.5 | 50500 | 38000 | 75.25% | 2 | 0 | 11.7 |  |  |  |  | R-454B | 4.3333 | Residential & Commercial | USHP | Ducted CEE Tier 1
215425647 | Central HP <5.4 tons | YORK | HRCU-A-CB (Split System: Heat Pump with Remote Outdoor Unit-Air-Source) | HH824E2S11 | ADP |  | H,YE32*24+TXV | TL9E060B12UH11 | 22200 | 17 | 8.65 | 21200 | 17700 | 83.49% | 1.94 | 0 | 11 |  |  |  |  | R-454B | 1.85 | Residential & Commercial | USHP | Ducted CEE Tier 1
215425699 | Central HP <5.4 tons | YORK | HRCU-A-CB (Split System: Heat Pump with Remote Outdoor Unit-Air-Source) | HH824E2S11 | ADP |  | H,YE7J*24+TXV | TM9E026A08MP12 | 22400 | 16 | 8.8 | 21400 | 17200 | 80.37% | 1.96 | 0 | 10.5 |  |  |  |  | R-454B | 1.8667 | Residential & Commercial | USHP | Ducted CEE Tier 1
214776301 | Central HP <5.4 tons | YORK | HRCU-A-CB (Split System: Heat Pump with Remote Outdoor Unit-Air-Source) | HH824E2S11 | ADP |  | CV360**C+TXV | TL8E060A12UH11 | 21800 | 17 | 8.45 | 21200 | 17500 | 82.55% | 1.9 | 0 | 11 |  |  |  |  | R-454B | 1.8167 | Residential & Commercial | USHP | Ducted CEE Tier 1
214776310 | Central HP <5.4 tons | YORK | HRCU-A-CB (Split System: Heat Pump with Remote Outdoor Unit-Air-Source) | HH824E2S11 | ADP |  | CH360**C+TXV | TL9E060B12UH11 | 22200 | 17 | 8.65 | 21200 | 17700 | 83.49% | 1.94 | 0 | 11 |  |  |  |  | R-454B | 1.85 | Residential & Commercial | USHP | Ducted CEE Tier 1
214776328 | Central HP <5.4 tons | YORK | HRCU-A-CB (Split System: Heat Pump with Remote Outdoor Unit-Air-Source) | HH824E2S11 | ADP |  | CV360**C+TXV | TM9E060A10MP12 | 21800 | 16 | 8.45 | 21200 | 17700 | 83.49% | 1.9 | 0 | 10 |  |  |  |  | R-454B | 1.8167 | Residential & Commercial | USHP | Ducted CEE Tier 1
214776333 | Central HP <5.4 tons | YORK | HRCU-A-CB (Split System: Heat Pump with Remote Outdoor Unit-Air-Source) | HH824E2S11 | ADP |  | CV363**C+TXV | TM9E060A10MP12 | 22600 | 16 | 8.8 | 21400 | 17700 | 82.71% | 1.96 | 0 | 10.5 |  |  |  |  | R-454B | 1.8833 | Residential & Commercial | USHP | Ducted CEE Tier 1
214776342 | Central HP <5.4 tons | YORK | HRCU-A-CB (Split System: Heat Pump with Remote Outdoor Unit-Air-Source) | HH824E2S11 | ADP |  | CH240A*C+TXV | TM9V040A10MP12 | 22400 | 16 | 8.7 | 21200 | 17100 | 80.66% | 1.94 | 0 | 10.5 |  |  |  |  | R-454B | 1.8667 | Residential & Commercial | USHP | Ducted CEE Tier 1
214776351 | Central HP <5.4 tons | YORK | HRCU-A-CB (Split System: Heat Pump with Remote Outdoor Unit-Air-Source) | HH824E2S11 | ADP |  | CH360B*C+TXV | TM9V060B12MP12 | 22200 | 17 | 8.65 | 21200 | 17200 | 81.13% | 1.94 | 0 | 11 |  |  |  |  | R-454B | 1.85 | Residential & Commercial | USHP | Ducted CEE Tier 1
216410791 | Central HP <5.4 tons | YORK | HRCU-A-CB (Split System: Heat Pump with Remote Outdoor Unit-Air-Source) | HMH72B361 |  |  | XAFC36DBCN1 | Y92E080C16SMPS1 | 35000 | 17 | 8.5 | 34600 | 25200 | 72.83% | 2.06 | 0 | 8.5 |  |  |  |  | R-410A | 2.9167 | Residential & Commercial | USHP
212623530 | Central HP <5.4 tons | COLEMAN | HRCU-A-CB (Split System: Heat Pump with Remote Outdoor Unit-Air-Source) | HMH72B341 | ASPEN |  | C(A,C,D,E)42B34+TDR | CP9C100C20MP13 | 32200 | 17.5 | 8.1 | 33800 | 28200 | 83.43% | 2.46 | 0 | 9.4 |  |  |  |  | R-410A | 2.6833 | Residential & Commercial | USHP
215670295 | Central HP <5.4 tons | TEMPSTAR | HRCU-A-CB (Split System: Heat Pump with Remote Outdoor Unit-Air-Source) | T5H0V36*K*AAA* |  |  | ESH5X48M12A*+WALLCON | *97CMN0801714B* | 34000 | 16.5 | 8.5 | 35600 | 25400 | 71.35% | 1.76 | 0 | 9 |  |  |  |  | R-454B | 2.8333 | Residential & Commercial | USHP
212500134 | Central HP <5.4 tons | LENNOX | HRCU-A-CB (Split System: Heat Pump with Remote Outdoor Unit-Air-Source) | EL22XPV-024-230A** | ADP |  | LP36/37R9 | SL297UH040NV36B* | 23800 | 21 | 8.5 | 22000 | 15400 | 70% | 1.92 | 0 | 13.5 |  |  |  |  | R-410A | 1.9833 | Residential & Commercial | USHP | Ducted CEE Tier 1
216677747 | Central HP <5.4 tons | DAY & NIGHT | HRCU-A-CB (Split System: Heat Pump with Remote Outdoor Unit-Air-Source) | D5CURAH24AAK |  |  | EA*5X30M17A* | *95MSU0601716A* | 23600 | 15.2 | 8.5 | 24200 | 19400 | 80.17% | 1.9 | 0 | 9.8 |  |  |  |  | R-454B | 1.9667 | Residential & Commercial | USHP
214776367 | Central HP <5.4 tons | YORK | HRCU-A-CB (Split System: Heat Pump with Remote Outdoor Unit-Air-Source) | HH824E2S11 | ADP |  | CH368A*C+TXV | TMLE060A12MP11 | 22800 | 17 | 8.9 | 21400 | 17500 | 81.78% | 1.98 | 0 | 11.5 |  |  |  |  | R-454B | 1.9 | Residential & Commercial | USHP | Ducted CEE Tier 1
212632759 | Central HP <5.4 tons | LENNOX | HRCU-A-CB (Split System: Heat Pump with Remote Outdoor Unit-Air-Source) | SL25XPV-036-230A** | ADP |  | LD30/36Z9 | SLP99DF090XV48C* | 33400 | 21 | 8.7 | 34400 | 29400 | 85.47% | 1.76 | 0 | 12.5 |  |  |  |  | R-410A | 2.7833 | Residential & Commercial | USHP | Ducted CEE Tier 1
215731703 | Central HP <5.4 tons | YORK | HRCU-A-CB (Split System: Heat Pump with Remote Outdoor Unit-Air-Source) | HH860E2S11 | ADP |  | H,YG37*60+TXV-BLEED | Y81E120C16SMPS1 | 44000 | 17 | 8.5 | 41500 | 32600 | 78.55% | 2 | 0 | 12 |  |  |  |  | R-454B | 3.6667 | Residential & Commercial | USHP | Ducted CEE Tier 1
215731721 | Central HP <5.4 tons | YORK | HRCU-A-CB (Split System: Heat Pump with Remote Outdoor Unit-Air-Source) | HH860E2S11 | ADP |  | H,YG53*48+TXV-BLEED | Y81E120C16SMPS1 | 44000 | 18 | 8.5 | 41500 | 32600 | 78.55% | 2 | 0 | 12 |  |  |  |  | R-454B | 3.6667 | Residential & Commercial | USHP | Ducted CEE Tier 1
214776419 | Central HP <5.4 tons | YORK | HRCU-A-CB (Split System: Heat Pump with Remote Outdoor Unit-Air-Source) | HH860E2S11 | ADP |  | CH605D*C+TXV | TL8E080C16UH11 | 44500 | 18 | 8.5 | 43500 | 33800 | 77.7% | 2 | 0 | 11 |  |  |  |  | R-454B | 3.7083 | Residential & Commercial | USHP | Ducted CEE Tier 1
214776451 | Central HP <5.4 tons | YORK | HRCU-A-CB (Split System: Heat Pump with Remote Outdoor Unit-Air-Source) | HH860E2S11 | ADP |  | CV605**C+TXV | TL9E080C16UH11 | 44500 | 18 | 8.5 | 44000 | 34000 | 77.27% | 2 | 0 | 11 |  |  |  |  | R-454B | 3.7083 | Residential & Commercial | USHP | Ducted CEE Tier 1
206765560 | Central HP <5.4 tons | DAY & NIGHT | HRCU-A-CB (Split System: Heat Pump with Remote Outdoor Unit-Air-Source) | CVH825GKA3* |  |  | EA*4X25L17A*+WALLCON | *80CTL0901716A* | 24400 | 17.5 | 8.5 | 21200 | 16600 | 78.3% | 2.04 | 12 | 11.5 |  |  |  |  | R-410A | 2.0333 | Residential & Commercial | USHP | Ducted CEE Tier 1
211627623 | Central HP <5.4 tons | YORK | HRCU-A-CB (Split System: Heat Pump with Remote Outdoor Unit-Air-Source) | HMH72B341 | ASPEN |  | CM36B36+TDR | TM8E040A12MP11 | 32000 | 18 | 8.1 | 25200 | 31400 | 124.6% | 2.83 | 0 | 9.9 |  |  |  |  | R-410A | 2.6667 | Residential & Commercial | USHP
216410792 | Central HP <5.4 tons | YORK | HRCU-A-CB (Split System: Heat Pump with Remote Outdoor Unit-Air-Source) | HMH72B361 |  |  | XAFC36DBCN1 | Y92E100C16SMPS1 | 35000 | 17.5 | 8.5 | 34600 | 24800 | 71.68% | 2.06 | 0 | 8.5 |  |  |  |  | R-410A | 2.9167 | Residential & Commercial | USHP
211755871 | Central HP <5.4 tons | YORK | HRCU-A-CB (Split System: Heat Pump with Remote Outdoor Unit-Air-Source) | HMH72B341 | ASPEN |  | C(A,C,D,E)48D24+TDR | TMLE040A12MP11 | 31200 | 17.8 | 8.1 | 33600 | 27200 | 80.95% | 2.5 | 0 | 9.7 |  |  |  |  | R-410A | 2.6 | Residential & Commercial | USHP
206765409 | Central HP <5.4 tons | DAY & NIGHT | HRCU-A-CB (Split System: Heat Pump with Remote Outdoor Unit-Air-Source) | CVH825GKA3* |  |  | EA*4X24L14A*+WALLCON | *80CTL0701412A* | 23400 | 17 | 8.1 | 22000 | 16800 | 76.36% | 1.9 | 11 | 10.5 |  |  |  |  | R-410A | 1.95 | Residential & Commercial | USHP | Ducted CEE Tier 1
206766028 | Central HP <5.4 tons | DAY & NIGHT | HRCU-A-CB (Split System: Heat Pump with Remote Outdoor Unit-Air-Source) | CVH825GKA3* |  |  | EA*4X37L21A*+WALLCON | *96CTN1002122A* | 24400 | 16.5 | 8.5 | 21200 | 16600 | 78.3% | 2.04 | 11 | 11 |  |  |  |  | R-410A | 2.0333 | Residential & Commercial | USHP | Ducted CEE Tier 1
211755885 | Central HP <5.4 tons | YORK | HRCU-A-CB (Split System: Heat Pump with Remote Outdoor Unit-Air-Source) | HMH72B341 | ASPEN |  | D(A,C,E)36B34+TDR | TMLE100B12MP11 | 32200 | 18 | 8.1 | 33800 | 27400 | 81.07% | 2.51 | 0 | 9.9 |  |  |  |  | R-410A | 2.6833 | Residential & Commercial | USHP
211755935 | Central HP <5.4 tons | YORK | HRCU-A-CB (Split System: Heat Pump with Remote Outdoor Unit-Air-Source) | HMH72B341 | ASPEN |  | D(A,C,E)36A44+TDR | TPLC120C20MP13 | 31400 | 16.5 | 8.1 | 32400 | 27800 | 85.8% | 2.49 | 0 | 8.9 |  |  |  |  | R-410A | 2.6167 | Residential & Commercial | USHP
211755952 | Central HP <5.4 tons | YORK | HRCU-A-CB (Split System: Heat Pump with Remote Outdoor Unit-Air-Source) | HMH72B341 | ASPEN |  | C(A,C,D,E)48D24+TDR | YP9C120D20MP13 | 30600 | 16.6 | 8.1 | 32400 | 28200 | 87.04% | 2.57 | 0 | 9 |  |  |  |  | R-410A | 2.55 | Residential & Commercial | USHP
211755954 | Central HP <5.4 tons | YORK | HRCU-A-CB (Split System: Heat Pump with Remote Outdoor Unit-Air-Source) | HMH72B341 | ASPEN |  | D(A,C,E)36B34+TDR | YP9C120D20MP13 | 31600 | 17 | 8.1 | 32400 | 28200 | 87.04% | 2.57 | 0 | 9.3 |  |  |  |  | R-410A | 2.6333 | Residential & Commercial | USHP
211755970 | Central HP <5.4 tons | YORK | HRCU-A-CB (Split System: Heat Pump with Remote Outdoor Unit-Air-Source) | HMH72B341 | ASPEN |  | C(A,C,D,E)48D24+TDR | YPLC120C20MP13 | 30400 | 16.1 | 8.1 | 32400 | 27800 | 85.8% | 2.49 | 0 | 8 |  |  |  |  | R-410A | 2.5333 | Residential & Commercial | USHP
211755985 | Central HP <5.4 tons | YORK | HRCU-A-CB (Split System: Heat Pump with Remote Outdoor Unit-Air-Source) | HMH72B341 | ASPEN |  | D(A,C,E)36A46+TDR | TM8E040A12MP11 | 32000 | 18 | 8.1 | 33600 | 27200 | 80.95% | 2.5 | 0 | 9.9 |  |  |  |  | R-410A | 2.6667 | Residential & Commercial | USHP
211627900 | Central HP <5.4 tons | YORK | HRCU-A-CB (Split System: Heat Pump with Remote Outdoor Unit-Air-Source) | HMH72B341 | ASPEN |  | D(A,C,E)36D36+TDR | TM9E060B12MP12 | 32800 | 17.5 | 8.1 | 34000 | 28000 | 82.35% | 2.46 | 0 | 9.5 |  |  |  |  | R-410A | 2.7333 | Residential & Commercial | USHP
211627907 | Central HP <5.4 tons | YORK | HRCU-A-CB (Split System: Heat Pump with Remote Outdoor Unit-Air-Source) | HMH72B341 | ASPEN |  | CM36A36+TDR | TM9E080B12MP12 | 31400 | 17.4 | 8.2 | 25200 | 31800 | 126.2% | 2.76 | 0 | 9.8 |  |  |  |  | R-410A | 2.6167 | Residential & Commercial | USHP
211628182 | Central HP <5.4 tons | YORK | HRCU-A-CB (Split System: Heat Pump with Remote Outdoor Unit-Air-Source) | HMH72B341 | ASPEN |  | CM36B36+TDR | TMLE100B12MP11 | 32200 | 18 | 8.1 | 25400 | 31600 | 124.4% | 2.84 | 0 | 9.9 |  |  |  |  | R-410A | 2.6833 | Residential & Commercial | USHP
211628550 | Central HP <5.4 tons | YORK | HRCU-A-CB (Split System: Heat Pump with Remote Outdoor Unit-Air-Source) | HMH72B341 | ASPEN |  | D(A,C,E)36D36+TDR | YPLC100C20MP13 | 32200 | 16.5 | 8.1 | 32400 | 27800 | 85.8% | 2.49 | 0 | 9 |  |  |  |  | R-410A | 2.6833 | Residential & Commercial | USHP
211628559 | Central HP <5.4 tons | YORK | HRCU-A-CB (Split System: Heat Pump with Remote Outdoor Unit-Air-Source) | HMH72B341 | ASPEN |  | CM36B36+TDR | YPLC120C20MP13 | 31400 | 16.5 | 8.1 | 25200 | 31400 | 124.6% | 2.85 | 0 | 8.9 |  |  |  |  | R-410A | 2.6167 | Residential & Commercial | USHP
216051067 | Central HP <5.4 tons | FRIEDRICH | HRCU-A-CB (Split System: Heat Pump with Remote Outdoor Unit-Air-Source) | FRP19AY36AJVC |  |  | RCFY3621MEAAM | FR802V1005A21UH | 34200 | 20 | 10 | 34200 | 29200 | 85.38% | 2 | 0 | 12 |  |  |  |  | R-454B | 2.85 | Residential & Commercial | USHP | Ducted CEE Tier 1
214272339 | Central HP <5.4 tons | CARRIER | HRCU-A-CB (Split System: Heat Pump with Remote Outdoor Unit-Air-Source) | 25VNA837A*031* | ADP |  | PL36H210P299 | 58TN*B045C17**12 | 32600 | 17 | 8.5 | 31600 | 25200 | 79.75% | 1.96 | 0 | 11 |  |  |  |  | R-410A | 2.7167 | Residential & Commercial | USHP | Ducted CEE Tier 1
214272342 | Central HP <5.4 tons | CARRIER | HRCU-A-CB (Split System: Heat Pump with Remote Outdoor Unit-Air-Source) | 25VNA837A*031* | ADP |  | C36A***L539 | 58TN*B045C17**12 | 32600 | 17 | 8.5 | 31600 | 25200 | 79.75% | 1.96 | 0 | 11 |  |  |  |  | R-410A | 2.7167 | Residential & Commercial | USHP | Ducted CEE Tier 1
214272359 | Central HP <5.4 tons | CARRIER | HRCU-A-CB (Split System: Heat Pump with Remote Outdoor Unit-Air-Source) | 25VNA837A*031* | ADP |  | C36A***L539 | 58TN*B110C21**20 | 32800 | 18 | 8.5 | 30200 | 24400 | 80.79% | 2 | 0 | 11.5 |  |  |  |  | R-410A | 2.7333 | Residential & Commercial | USHP | Ducted CEE Tier 1
215684095 | Central HP <5.4 tons | CARRIER | HRCU-A-CB (Split System: Heat Pump with Remote Outdoor Unit-Air-Source) | 27VNA036A*030* |  |  | CSAH*4212AM*+UI | 59TN6C060C17**14 | 33600 | 16.5 | 8.5 | 35800 | 25600 | 71.51% | 1.76 | 0 | 9 |  |  |  |  | R-454B | 2.8 | Residential & Commercial | USHP
214272335 | Central HP <5.4 tons | CARRIER | HRCU-A-CB (Split System: Heat Pump with Remote Outdoor Unit-Air-Source) | 25VNA837A*030* | ADP |  | C36A***L539 | 59TN6C080C17**14 | 32800 | 17 | 8.5 | 31200 | 24800 | 79.49% | 1.98 | 0 | 11 |  |  |  |  | R-410A | 2.7333 | Residential & Commercial | USHP | Ducted CEE Tier 1
206765614 | Central HP <5.4 tons | DAY & NIGHT | HRCU-A-CB (Split System: Heat Pump with Remote Outdoor Unit-Air-Source) | CVH825GKA3* |  |  | EA*4X30L17A*+WALLCON | *97CMN0601714A* | 23200 | 16 | 8.1 | 21600 | 16900 | 78.24% | 1.9 | 11 | 10.5 |  |  |  |  | R-410A | 1.9333 | Residential & Commercial | USHP | Ducted CEE Tier 1
206765632 | Central HP <5.4 tons | DAY & NIGHT | HRCU-A-CB (Split System: Heat Pump with Remote Outdoor Unit-Air-Source) | CVH825GKA3* |  |  | EA*4X30L17A*+WALLCON | *80CTL0701412A* | 23600 | 17 | 8.1 | 21600 | 16600 | 76.85% | 1.92 | 11.5 | 11 |  |  |  |  | R-410A | 1.9667 | Residential & Commercial | USHP | Ducted CEE Tier 1
214272347 | Central HP <5.4 tons | CARRIER | HRCU-A-CB (Split System: Heat Pump with Remote Outdoor Unit-Air-Source) | 25VNA837A*031* | ADP |  | PL36H175P159 | 58TN*B070C17**16 | 31000 | 17 | 8.5 | 30600 | 24600 | 80.39% | 1.98 | 0 | 11 |  |  |  |  | R-410A | 2.5833 | Residential & Commercial | USHP | Ducted CEE Tier 1
214272352 | Central HP <5.4 tons | CARRIER | HRCU-A-CB (Split System: Heat Pump with Remote Outdoor Unit-Air-Source) | 25VNA837A*031* | ADP |  | PL36H175P159 | 58TN*B090C17**16 | 32200 | 17 | 8.5 | 31000 | 24600 | 79.35% | 1.98 | 0 | 11.7 |  |  |  |  | R-410A | 2.6833 | Residential & Commercial | USHP | Ducted CEE Tier 1
214271852 | Central HP <5.4 tons | CARRIER | HRCU-A-CB (Split System: Heat Pump with Remote Outdoor Unit-Air-Source) | 25VNA825A*031* | ADP |  | V,C36H175P149 | 58TN*B045C17**12 | 23600 | 16 | 8.1 | 20000 | 16300 | 81.5% | 1.94 | 0 | 10.5 |  |  |  |  | R-410A | 1.9667 | Residential & Commercial | USHP | Ducted CEE Tier 1
214776458 | Central HP <5.4 tons | YORK | HRCU-A-CB (Split System: Heat Pump with Remote Outdoor Unit-Air-Source) | HH860E2S11 | ADP |  | CH600C*C+TXV | TL9E100C20UH11 | 51000 | 18 | 8.3 | 51500 | 38000 | 73.79% | 1.96 | 0 | 10.5 |  |  |  |  | R-454B | 4.25 | Residential & Commercial | USHP | Ducted CEE Tier 1
214776476 | Central HP <5.4 tons | YORK | HRCU-A-CB (Split System: Heat Pump with Remote Outdoor Unit-Air-Source) | HH860E2S11 | ADP |  | CH600D*C+TXV | TM9E080C16MP12 | 44000 | 17 | 8.4 | 43500 | 34000 | 78.16% | 1.98 | 0 | 10.5 |  |  |  |  | R-454B | 3.6667 | Residential & Commercial | USHP | Ducted CEE Tier 1
214776494 | Central HP <5.4 tons | YORK | HRCU-A-CB (Split System: Heat Pump with Remote Outdoor Unit-Air-Source) | HH860E2S11 | ADP |  | CX601C*35+TXV | TM9E080C20MP12 | 53500 | 19 | 8.5 | 53000 | 39500 | 74.53% | 2 | 0 | 11 |  |  |  |  | R-454B | 4.4583 | Residential & Commercial | USHP | Ducted CEE Tier 1
214776501 | Central HP <5.4 tons | YORK | HRCU-A-CB (Split System: Heat Pump with Remote Outdoor Unit-Air-Source) | HH860E2S11 | ADP |  | CV602D*A+TXV | TM9E080C20MP12 | 53500 | 19 | 8.5 | 53000 | 39500 | 74.53% | 2 | 0 | 11 |  |  |  |  | R-454B | 4.4583 | Residential & Commercial | USHP | Ducted CEE Tier 1
214776503 | Central HP <5.4 tons | YORK | HRCU-A-CB (Split System: Heat Pump with Remote Outdoor Unit-Air-Source) | HH860E2S11 | ADP |  | CH480C*C+TXV | TM9E100C16MP12 | 43500 | 17 | 8.3 | 44000 | 34000 | 77.27% | 1.96 | 0 | 10.5 |  |  |  |  | R-454B | 3.625 | Residential & Commercial | USHP | Ducted CEE Tier 1
214776508 | Central HP <5.4 tons | YORK | HRCU-A-CB (Split System: Heat Pump with Remote Outdoor Unit-Air-Source) | HH860E2S11 | ADP |  | CV482**C+TXV | TM9E100C16MP12 | 44000 | 17 | 8.4 | 44000 | 34000 | 77.27% | 1.98 | 0 | 10.5 |  |  |  |  | R-454B | 3.6667 | Residential & Commercial | USHP | Ducted CEE Tier 1
214776510 | Central HP <5.4 tons | YORK | HRCU-A-CB (Split System: Heat Pump with Remote Outdoor Unit-Air-Source) | HH860E2S11 | ADP |  | CV601**C+TXV | TM9E100C16MP12 | 44500 | 17 | 8.5 | 44000 | 34000 | 77.27% | 2 | 0 | 11 |  |  |  |  | R-454B | 3.7083 | Residential & Commercial | USHP | Ducted CEE Tier 1
214776553 | Central HP <5.4 tons | YORK | HRCU-A-CB (Split System: Heat Pump with Remote Outdoor Unit-Air-Source) | HH860E2S11 | ADP |  | CV482**C+TXV | TM9V080C16MP12 | 43000 | 17 | 8.4 | 42000 | 33000 | 78.57% | 1.98 | 0 | 10.5 |  |  |  |  | R-454B | 3.5833 | Residential & Commercial | USHP | Ducted CEE Tier 1
214776560 | Central HP <5.4 tons | YORK | HRCU-A-CB (Split System: Heat Pump with Remote Outdoor Unit-Air-Source) | HH860E2S11 | ADP |  | CV603**A+TXV | TM9V080C16MP12 | 43500 | 18 | 8.5 | 42000 | 33000 | 78.57% | 2 | 0 | 11 |  |  |  |  | R-454B | 3.625 | Residential & Commercial | USHP | Ducted CEE Tier 1
214776569 | Central HP <5.4 tons | YORK | HRCU-A-CB (Split System: Heat Pump with Remote Outdoor Unit-Air-Source) | HH860E2S11 | ADP |  | CH600D*C+TXV | TM9V100C16MP12 | 43000 | 17 | 8.4 | 42000 | 32800 | 78.1% | 1.98 | 0 | 11.5 |  |  |  |  | R-454B | 3.5833 | Residential & Commercial | USHP | Ducted CEE Tier 1
214776578 | Central HP <5.4 tons | YORK | HRCU-A-CB (Split System: Heat Pump with Remote Outdoor Unit-Air-Source) | HH860E2S11 | ADP |  | CV607**C+TXV | TM9V100C16MP12 | 43500 | 18 | 8.5 | 42000 | 32800 | 78.1% | 2 | 0 | 11.7 |  |  |  |  | R-454B | 3.625 | Residential & Commercial | USHP | Ducted CEE Tier 1
214776592 | Central HP <5.4 tons | YORK | HRCU-A-CB (Split System: Heat Pump with Remote Outdoor Unit-Air-Source) | HH860E2S11 | ADP |  | CV607**C+TXV | TM9V100C20MP12 | 52000 | 19 | 8.5 | 51500 | 38000 | 73.79% | 2 | 0 | 11 |  |  |  |  | R-454B | 4.3333 | Residential & Commercial | USHP | Ducted CEE Tier 1
212632695 | Central HP <5.4 tons | LENNOX | HRCU-A-CB (Split System: Heat Pump with Remote Outdoor Unit-Air-Source) | SL25XPV-024-230A** | ADP |  | LD19/36Y9 | SLP99DF090XV48C* | 21400 | 19 | 9.2 | 20000 | 18400 | 92% | 1.76 | 0 | 11.7 |  |  |  |  | R-410A | 1.7833 | Residential & Commercial | USHP | Ducted CEE Tier 1
211756035 | Central HP <5.4 tons | YORK | HRCU-A-CB (Split System: Heat Pump with Remote Outdoor Unit-Air-Source) | HMH72B341 | ASPEN |  | D(A,C,E)36A46+TDR | TM9E100C20MP12 | 32000 | 15.5 | 8.1 | 33200 | 27000 | 81.33% | 2.5 | 0 | 9.9 |  |  |  |  | R-410A | 2.6667 | Residential & Commercial | USHP
211756105 | Central HP <5.4 tons | YORK | HRCU-A-CB (Split System: Heat Pump with Remote Outdoor Unit-Air-Source) | HMH72B341 | ASPEN |  | D(A,C,E)36A46+TDR | TPLC120C20MP13 | 31400 | 16.5 | 8.1 | 32400 | 27800 | 85.8% | 2.49 | 0 | 8.9 |  |  |  |  | R-410A | 2.6167 | Residential & Commercial | USHP
214391644 | Central HP <5.4 tons | RUUD | HRCU-A-CB (Split System: Heat Pump with Remote Outdoor Unit-Air-Source) | RP15AZ24AJ2N | ASPEN |  | CP31A34+TDR | R801V0504A17UHU | 22400 | 15.6 | 8.3 | 23000 | 16500 | 71.74% | 2.89 | 0 | 11.9 |  |  |  |  | R-410A | 1.8667 | Residential & Commercial | USHP | Ducted CEE Tier 1
214391658 | Central HP <5.4 tons | RUUD | HRCU-A-CB (Split System: Heat Pump with Remote Outdoor Unit-Air-Source) | RP15AZ24AJ2N | ASPEN |  | CP31A34+TDR | R802V0503A14UH | 22400 | 15.6 | 8.3 | 23000 | 16300 | 70.87% | 2.88 | 0 | 11.9 |  |  |  |  | R-410A | 1.8667 | Residential & Commercial | USHP | Ducted CEE Tier 1
215936793 | Central HP <5.4 tons | TEMPSTAR | HRCU-A-CB (Split System: Heat Pump with Remote Outdoor Unit-Air-Source) | T5H3V36*K*AAA* |  |  | EVD5X60M24A*+WALLCON | *95CSU0802120B* | 35400 | 21.5 | 8.5 | 38000 | 28600 | 75.26% | 2.04 | 0 | 12 |  |  |  |  | R-454B | 2.95 | Residential & Commercial | USHP | Ducted CEE Tier 1
214242317 | Central HP <5.4 tons | HEIL | HRCU-A-CB (Split System: Heat Pump with Remote Outdoor Unit-Air-Source) | HVH825GKA3* |  |  | EN(A,D,W)4X48L21**+WALLCON | *96CTN1002122B* | 24200 | 17 | 8.1 | 21200 | 16500 | 77.83% | 2 | 0 | 11.5 |  |  |  |  | R-410A | 2.0167 | Residential & Commercial | USHP | Ducted CEE Tier 1
212979822 | Central HP <5.4 tons | BRYANT HEATING AND COOLING SYSTEMS | HRCU-A-CB (Split System: Heat Pump with Remote Outdoor Unit-Air-Source) | 38MURAQ24AB3* |  |  | CAP**2517AL* | 8(0,1)*SB42090M17*** | 24200 | 17 | 8.5 | 25200 | 21800 | 86.51% | 1.82 | 0 | 10 |  |  |  |  | R-410A | 2.0167 | Residential & Commercial | USHP | Ducted CEE Tier 1
214776603 | Central HP <5.4 tons | YORK | HRCU-A-CB (Split System: Heat Pump with Remote Outdoor Unit-Air-Source) | HH860E2S11 | ADP |  | CV603**A+TXV | TM9V120D20MP12 | 53000 | 19 | 8.5 | 52500 | 39000 | 74.29% | 2 | 0 | 11 |  |  |  |  | R-454B | 4.4167 | Residential & Commercial | USHP | Ducted CEE Tier 1
214776612 | Central HP <5.4 tons | YORK | HRCU-A-CB (Split System: Heat Pump with Remote Outdoor Unit-Air-Source) | HH860E2S11 | ADP |  | CH600D*C+TXV | TMLE080C16MP11 | 44000 | 17 | 8.4 | 43500 | 33800 | 77.7% | 1.98 | 0 | 10.5 |  |  |  |  | R-454B | 3.6667 | Residential & Commercial | USHP | Ducted CEE Tier 1
214776619 | Central HP <5.4 tons | YORK | HRCU-A-CB (Split System: Heat Pump with Remote Outdoor Unit-Air-Source) | HH860E2S11 | ADP |  | CV606**C+TXV | TMLE080C16MP11 | 44500 | 18 | 8.5 | 43500 | 33800 | 77.7% | 2 | 0 | 11 |  |  |  |  | R-454B | 3.7083 | Residential & Commercial | USHP | Ducted CEE Tier 1
214776637 | Central HP <5.4 tons | YORK | HRCU-A-CB (Split System: Heat Pump with Remote Outdoor Unit-Air-Source) | HH860E2S11 | ADP |  | CV602D*A+TXV | TMLE080C20MP11 | 53500 | 19 | 8.5 | 53000 | 39500 | 74.53% | 2 | 0 | 11 |  |  |  |  | R-454B | 4.4583 | Residential & Commercial | USHP | Ducted CEE Tier 1
214776676 | Central HP <5.4 tons | YORK | HRCU-A-CB (Split System: Heat Pump with Remote Outdoor Unit-Air-Source) | HH860E2S11 | ADP |  | CX601C*35+TXV | TMLE120C20MP11 | 53000 | 19 | 8.5 | 52500 | 39000 | 74.29% | 2 | 0 | 11 |  |  |  |  | R-454B | 4.4167 | Residential & Commercial | USHP | Ducted CEE Tier 1
214776685 | Central HP <5.4 tons | YORK | HRCU-A-CB (Split System: Heat Pump with Remote Outdoor Unit-Air-Source) | HH860E2S11 | ADP |  | CH600C*C+TXV | TMLE130D20MP11 | 53000 | 18 | 8.3 | 53000 | 39500 | 74.53% | 1.96 | 0 | 10.5 |  |  |  |  | R-454B | 4.4167 | Residential & Commercial | USHP | Ducted CEE Tier 1
215936913 | Central HP <5.4 tons | TEMPSTAR | HRCU-A-CB (Split System: Heat Pump with Remote Outdoor Unit-Air-Source) | T5H3V36*K*AAA* |  |  | EVD5X61M21A*+WALLCON | *97CMN0801714B* | 35600 | 21.5 | 8.5 | 38000 | 28800 | 75.79% | 2.04 | 0 | 12 |  |  |  |  | R-454B | 2.9667 | Residential & Commercial | USHP | Ducted CEE Tier 1
215674626 | Central HP <5.4 tons | COMFORTMAKER | HRCU-A-CB (Split System: Heat Pump with Remote Outdoor Unit-Air-Source) | C5H0V48*K*AAA* |  |  | EA*5X61M24A*+WALLCON | *97CMN1202422B* | 46000 | 18 | 9 | 48000 | 33800 | 70.42% | 2.08 | 0 | 10 |  |  |  |  | R-454B | 3.8333 | Residential & Commercial | USHP | Ducted CEE Tier 1
215669202 | Central HP <5.4 tons | CARRIER | HRCU-A-CB (Split System: Heat Pump with Remote Outdoor Unit-Air-Source) | 27VNA036A*030* |  |  | CAA**4821AM*+UI | 59CU5B100C21**22 | 33800 | 18 | 9 | 35000 | 25000 | 71.43% | 1.9 | 0 | 10 |  |  |  |  | R-454B | 2.8167 | Residential & Commercial | USHP | Ducted CEE Tier 1
215669252 | Central HP <5.4 tons | CARRIER | HRCU-A-CB (Split System: Heat Pump with Remote Outdoor Unit-Air-Source) | 27VNA036A*030* |  |  | CAA**4821AM*+UI | 59MN7C100C21**22 | 33800 | 18 | 9 | 35000 | 25000 | 71.43% | 1.9 | 0 | 10 |  |  |  |  | R-454B | 2.8167 | Residential & Commercial | USHP | Ducted CEE Tier 1
215669302 | Central HP <5.4 tons | CARRIER | HRCU-A-CB (Split System: Heat Pump with Remote Outdoor Unit-Air-Source) | 27VNA036A*030* |  |  | CAA**6024AM*+UI | 58TN*B070C21**20 | 34400 | 18 | 9 | 34200 | 24800 | 72.51% | 1.9 | 0 | 10 |  |  |  |  | R-454B | 2.8667 | Residential & Commercial | USHP | Ducted CEE Tier 1
206765701 | Central HP <5.4 tons | AIRQUEST | HRCU-A-CB (Split System: Heat Pump with Remote Outdoor Unit-Air-Source) | HVH825GKA3* |  |  | EA*4X36L17A*+WALLCON | *80CTL0701412A* | 23600 | 17 | 8.1 | 21400 | 16600 | 77.57% | 1.94 | 11 | 11 |  |  |  |  | R-410A | 1.9667 | Residential & Commercial | USHP | Ducted CEE Tier 1
206765854 | Central HP <5.4 tons | AIRQUEST | HRCU-A-CB (Split System: Heat Pump with Remote Outdoor Unit-Air-Source) | HVH825GKA3* |  |  | EA*4X37L17A*+WALLCON | *80CTL0451712A* | 24000 | 16 | 8.1 | 21600 | 16800 | 77.78% | 1.98 | 11 | 10.5 |  |  |  |  | R-410A | 2 | Residential & Commercial | USHP | Ducted CEE Tier 1
211260032 | Central HP <5.4 tons | COMFORTMAKER | HRCU-A-CB (Split System: Heat Pump with Remote Outdoor Unit-Air-Source) | DLCURAH18ABK |  |  | EA*4X19L17A* | OMV098J12* | 18800 | 16 | 8.5 | 18800 | 17500 | 93.09% | 2.12 | 0 | 11 |  |  |  |  | R-410A | 1.5667 | Residential & Commercial | USHP | Ducted CEE Tier 1
211628212 | Central HP <5.4 tons | YORK | HRCU-A-CB (Split System: Heat Pump with Remote Outdoor Unit-Air-Source) | HMH72B341 | ASPEN |  | D(A,C,E)36D36+TDR | TMLE120C16MP11 | 32800 | 18 | 8.1 | 33600 | 27200 | 80.95% | 2.55 | 0 | 10 |  |  |  |  | R-410A | 2.7333 | Residential & Commercial | USHP | Ducted CEE Tier 1
211628243 | Central HP <5.4 tons | YORK | HRCU-A-CB (Split System: Heat Pump with Remote Outdoor Unit-Air-Source) | HMH72B341 | ASPEN |  | C(A,C,D,E)48A36+TDR | TMLV120C20MP12 | 31600 | 16.5 | 8.1 | 32400 | 27400 | 84.57% | 2.49 | 0 | 8.9 |  |  |  |  | R-410A | 2.6333 | Residential & Commercial | USHP
215670256 | Central HP <5.4 tons | CARRIER | HRCU-A-CB (Split System: Heat Pump with Remote Outdoor Unit-Air-Source) | 27VNA036A*030* |  |  | CSAH*4812AM*+UI | 59CU5B100C21**22 | 34200 | 16.5 | 8.5 | 35400 | 25200 | 71.19% | 1.9 | 0 | 9.5 |  |  |  |  | R-454B | 2.85 | Residential & Commercial | USHP
215670556 | Central HP <5.4 tons | CARRIER | HRCU-A-CB (Split System: Heat Pump with Remote Outdoor Unit-Air-Source) | 27VNA036A*030* |  |  | CSAH*6012AM*+UI | 59TN6C040C14**10 | 33000 | 15.5 | 8.5 | 35000 | 25200 | 72% | 1.78 | 0 | 9 |  |  |  |  | R-454B | 2.75 | Residential & Commercial | USHP
214271764 | Central HP <5.4 tons | CARRIER | HRCU-A-CB (Split System: Heat Pump with Remote Outdoor Unit-Air-Source) | 25VNA448A*031* | ADP |  | C60A***L189 | 58TN*B090C21**20 | 44500 | 21 | 9.5 | 44000 | 35600 | 80.91% | 2.36 | 0 | 12 |  |  |  |  | R-410A | 3.7083 | Residential & Commercial | USHP | Ducted CEE Tier 1
214271780 | Central HP <5.4 tons | CARRIER | HRCU-A-CB (Split System: Heat Pump with Remote Outdoor Unit-Air-Source) | 25VNA448A*031* | ADP |  | C60A***L169 | 58TN*B110C21**20 | 44000 | 21 | 9.5 | 43500 | 35600 | 81.84% | 2.36 | 0 | 11.7 |  |  |  |  | R-410A | 3.6667 | Residential & Commercial | USHP | Ducted CEE Tier 1
206133430 | Central HP <5.4 tons | DAY & NIGHT | HRCU-A-CB (Split System: Heat Pump with Remote Outdoor Unit-Air-Source) | CVH825GKA2* |  |  | EA*4X37L17A*+WALLCON | *80CSU0601716A* | 24200 | 16.5 | 8.1 | 21400 | 16700 | 78.04% | 2 | 11.5 | 10.5 |  |  |  |  | R-410A | 2.0167 | Residential & Commercial | USHP | Ducted CEE Tier 1
211260157 | Central HP <5.4 tons | COMFORTMAKER | HRCU-A-CB (Split System: Heat Pump with Remote Outdoor Unit-Air-Source) | DLCURAH18ABK |  |  | EA*4X24L14A* | *96VTN0401410A* | 17300 | 16 | 8.5 | 18300 | 19200 | 104.9% | 2.3 | 0 | 10.5 |  |  |  |  | R-410A | 1.4417 | Residential & Commercial | USHP | Ducted CEE Tier 1
211260498 | Central HP <5.4 tons | COMFORTMAKER | HRCU-A-CB (Split System: Heat Pump with Remote Outdoor Unit-Air-Source) | DLCURAH18ABK |  |  | EA*4X24L17A* | *96VTN0601412A* | 17900 | 16 | 8.5 | 18800 | 19000 | 101.1% | 2.28 | 0 | 10.5 |  |  |  |  | R-410A | 1.4917 | Residential & Commercial | USHP | Ducted CEE Tier 1
211260550 | Central HP <5.4 tons | COMFORTMAKER | HRCU-A-CB (Split System: Heat Pump with Remote Outdoor Unit-Air-Source) | DLCURAH18ABK |  |  | EA*4X24L17A* | *80ES(N,L)0451712A* | 18500 | 15.5 | 9 | 19400 | 18600 | 95.88% | 2.24 | 0 | 10.5 |  |  |  |  | R-410A | 1.5417 | Residential & Commercial | USHP | Ducted CEE Tier 1
211260593 | Central HP <5.4 tons | COMFORTMAKER | HRCU-A-CB (Split System: Heat Pump with Remote Outdoor Unit-Air-Source) | DLCURAH18ABK |  |  | EA*4X24L17A* | *92ESN0601714A* | 17700 | 16.5 | 8.5 | 18500 | 19100 | 103.2% | 2.3 | 0 | 10.5 |  |  |  |  | R-410A | 1.475 | Residential & Commercial | USHP | Ducted CEE Tier 1
211260727 | Central HP <5.4 tons | COMFORTMAKER | HRCU-A-CB (Split System: Heat Pump with Remote Outdoor Unit-Air-Source) | DLCURAH18ABK |  |  | EA*4X25L17A* | *96VSN0401712A* | 18200 | 15.5 | 8.5 | 18200 | 17500 | 96.15% | 2.12 | 0 | 10.5 |  |  |  |  | R-410A | 1.5167 | Residential & Commercial | USHP | Ducted CEE Tier 1
211261743 | Central HP <5.4 tons | COMFORTMAKER | HRCU-A-CB (Split System: Heat Pump with Remote Outdoor Unit-Air-Source) | DLCURAH18ABK |  |  | EA*4X30L17A* | *80ESU0401712A* | 18600 | 16.5 | 9 | 19000 | 18200 | 95.79% | 2.22 | 0 | 11 |  |  |  |  | R-410A | 1.55 | Residential & Commercial | USHP | Ducted CEE Tier 1
212623823 | Central HP <5.4 tons | COLEMAN | HRCU-A-CB (Split System: Heat Pump with Remote Outdoor Unit-Air-Source) | HMH72B341 | ASPEN |  | C(A,C,D,E)48B24+TDR | CP9C060B12MP13 | 30400 | 17 | 8.1 | 34000 | 27800 | 81.76% | 2.42 | 0 | 9.1 |  |  |  |  | R-410A | 2.5333 | Residential & Commercial | USHP
212623839 | Central HP <5.4 tons | COLEMAN | HRCU-A-CB (Split System: Heat Pump with Remote Outdoor Unit-Air-Source) | HMH72B341 | ASPEN |  | D(A,C,E)42D34+TDR | CP9C060B12MP13 | 33200 | 17.5 | 8.1 | 34000 | 27800 | 81.76% | 2.42 | 0 | 9 |  |  |  |  | R-410A | 2.7667 | Residential & Commercial | USHP
212623841 | Central HP <5.4 tons | COLEMAN | HRCU-A-CB (Split System: Heat Pump with Remote Outdoor Unit-Air-Source) | HMH72B341 | ASPEN |  | D(A,C,E)48C24+TDR | CP9C060B12MP13 | 30800 | 17.2 | 8.1 | 34000 | 27800 | 81.76% | 2.42 | 0 | 9 |  |  |  |  | R-410A | 2.5667 | Residential & Commercial | USHP
204456540 | Central HP <5.4 tons | DAY & NIGHT | HRCU-A-CB (Split System: Heat Pump with Remote Outdoor Unit-Air-Source) | CVH825GKA2* |  |  | EA*4X30L17A*+WALLCON | *96CTN0601714A* | 23400 | 16 | 8.1 | 21600 | 16800 | 77.78% | 1.9 | 11 | 10.5 |  |  |  |  | R-410A | 1.95 | Residential & Commercial | USHP | Ducted CEE Tier 1
206133370 | Central HP <5.4 tons | DAY & NIGHT | HRCU-A-CB (Split System: Heat Pump with Remote Outdoor Unit-Air-Source) | CVH825GKA2* |  |  | EA*4X36L17A*+WALLCON | *80CSU0601716A* | 23600 | 16.5 | 8.1 | 21400 | 16700 | 78.04% | 1.94 | 11 | 10.5 |  |  |  |  | R-410A | 1.9667 | Residential & Commercial | USHP | Ducted CEE Tier 1
213206615 | Central HP <5.4 tons | CARRIER | HRCU-A-CB (Split System: Heat Pump with Remote Outdoor Unit-Air-Source) | 38MURAQ24AB3* | ASPEN |  | D(A,C,E)36B34+TDR | 59TP6B080V17**16 | 23000 | 16.9 | 8.1 | 25600 | 19900 | 77.73% | 2.66 | 0 | 10.3 |  |  |  |  | R-410A | 1.9167 | Residential & Commercial | USHP | Ducted CEE Tier 1
215835678 | Central HP <5.4 tons | AMERICAN STANDARD | HRCU-A-CB (Split System: Heat Pump with Remote Outdoor Unit-Air-Source) | 5A6V8X24A1 |  |  | 5TEMCB02AV21+TDR | 0 | 22000 | 18.1 | 8.5 | 23000 | 17200 | 74.78% | 2 | 0 | 11.2 |  |  |  |  | R-454B | 1.8333 | Residential & Commercial | USHP | Ducted CEE Tier 1
214389862 | Central HP <5.4 tons | CARRIER | HRCU-A-CB (Split System: Heat Pump with Remote Outdoor Unit-Air-Source) | 25VNA424A*031* | ADP |  | H,PG32936 | 59MN7C060C17**14 | 23000 | 19 | 10 | 25200 | 19600 | 77.78% | 2.36 | 0 | 12.5 |  |  |  |  | R-410A | 1.9167 | Residential & Commercial | USHP | Ducted CEE Tier 1
216057047 | Central HP <5.4 tons | COLEMAN | HRCU-A-C (Split System: Heat Pump with Remote Outdoor Unit with No Indoor Fan --Air Source) | HH824E2S11 | ASPEN |  | D(A,C,E)24B3K+TDR | 0 | 22000 | 15.2 | 8.1 | 22600 | 21200 | 93.81% | 2.67 | 0 | 11 |  |  |  |  | R-454B | 1.8333 | Residential & Commercial | USHP | Ducted CEE Tier 1
214607175 | Central HP <5.4 tons | LENNOX | HRCU-A-CB (Split System: Heat Pump with Remote Outdoor Unit-Air-Source) | EL22XPV-024-230A** | ADP |  | LD18/36Y9+LEFE3A* | 0 | 22400 | 20 | 8.35 | 20400 | 15600 | 76.47% | 2.18 | 0 | 13 |  |  |  |  | R-410A | 1.8667 | Residential & Commercial | USHP | Ducted CEE Tier 1
214607177 | Central HP <5.4 tons | LENNOX | HRCU-A-CB (Split System: Heat Pump with Remote Outdoor Unit-Air-Source) | EL22XPV-024-230A** | ADP |  | LD19/25Z9+LEFE3A* | 0 | 22800 | 20 | 8.5 | 20600 | 15700 | 76.21% | 2.22 | 0 | 13 |  |  |  |  | R-410A | 1.9 | Residential & Commercial | USHP | Ducted CEE Tier 1
212623858 | Central HP <5.4 tons | COLEMAN | HRCU-A-CB (Split System: Heat Pump with Remote Outdoor Unit-Air-Source) | HMH72B341 | ASPEN |  | C(A,C,D,E)48D24+TDR | TM9V060B12MP12 | 31200 | 17.3 | 8.1 | 34000 | 27800 | 81.76% | 2.42 | 0 | 9.2 |  |  |  |  | R-410A | 2.6 | Residential & Commercial | USHP
215669251 | Central HP <5.4 tons | TEMPSTAR | HRCU-A-CB (Split System: Heat Pump with Remote Outdoor Unit-Air-Source) | T5H0V36*K*AAA* |  |  | EA*5X48M21A*+WALLCON | *97CMN0802120B* | 33800 | 18 | 9 | 35000 | 25000 | 71.43% | 1.88 | 0 | 10 |  |  |  |  | R-454B | 2.8167 | Residential & Commercial | USHP | Ducted CEE Tier 1
214671456 | Central HP <5.4 tons | LENNOX | HRCU-A-CB (Split System: Heat Pump with Remote Outdoor Unit-Air-Source) | SL25XPV-036-230A** | ADP |  | L*29/36U9 | SL280UH090V48B* | 34000 | 22 | 8.8 | 32800 | 25400 | 77.44% | 1.84 | 0 | 13.5 |  |  |  |  | R-410A | 2.8333 | Residential & Commercial | USHP | Ducted CEE Tier 1
216374497 | Central HP <5.4 tons | YORK | HRCU-A-CB (Split System: Heat Pump with Remote Outdoor Unit-Air-Source) | HH824E2S11 |  |  | CTU30B5XCS1+TXV | Y92E080B12SMPS1 | 23000 | 18 | 9.5 | 23000 | 18100 | 78.7% | 2 | 0 | 12 |  |  |  |  | R-454B | 1.9167 | Residential & Commercial | USHP | Ducted CEE Tier 1
216374515 | Central HP <5.4 tons | YORK | HRCU-A-CB (Split System: Heat Pump with Remote Outdoor Unit-Air-Source) | HH836E2S11 |  |  | CTM48C5CFS1 | Y92E100C16SMPS1 | 32400 | 19 | 9.5 | 30200 | 23400 | 77.48% | 2 | 0 | 11 |  |  |  |  | R-454B | 2.7 | Residential & Commercial | USHP | Ducted CEE Tier 1
215670326 | Central HP <5.4 tons | CARRIER | HRCU-A-CB (Split System: Heat Pump with Remote Outdoor Unit-Air-Source) | 27VNA036A*030* |  |  | CSAH*4812AM*+UI | 59TN6C040C14**10 | 32600 | 15.5 | 8.5 | 36000 | 25600 | 71.11% | 1.78 | 0 | 9 |  |  |  |  | R-454B | 2.7167 | Residential & Commercial | USHP
206133420 | Central HP <5.4 tons | DAY & NIGHT | HRCU-A-CB (Split System: Heat Pump with Remote Outdoor Unit-Air-Source) | CVH825GKA2* |  |  | EA*4X37L17A*+WALLCON | *80CSU0401712A* | 24200 | 17 | 8.1 | 21400 | 16700 | 78.04% | 2 | 11.5 | 11 |  |  |  |  | R-410A | 2.0167 | Residential & Commercial | USHP | Ducted CEE Tier 1
214607208 | Central HP <5.4 tons | LENNOX | HRCU-A-CB (Split System: Heat Pump with Remote Outdoor Unit-Air-Source) | SL25XPV-024-230A** | ADP |  | LH35/37D9+LEFE4B* | 0 | 22000 | 22 | 9.05 | 20600 | 20800 | 101% | 1.86 | 0 | 14 |  |  |  |  | R-410A | 1.8333 | Residential & Commercial | USHP | Ducted CEE Tier 1
212362808 | Central HP <5.4 tons | GOETTL | HRCU-A-CB (Split System: Heat Pump with Remote Outdoor Unit-Air-Source) | GSZV903610A* |  |  | CHPF3743C6B*+TXV | G*VS800604BUA* | 33400 | 18 | 8.2 | 34000 | 24400 | 71.76% | 1.8 | 0 | 11 |  |  |  |  | R-410A | 2.7833 | Residential & Commercial | USHP | Ducted CEE Tier 1
214389896 | Central HP <5.4 tons | CARRIER | HRCU-A-CB (Split System: Heat Pump with Remote Outdoor Unit-Air-Source) | 25VNA424A*031* | ADP |  | H,PG9J936 | 58TN*B135C24**22 | 23400 | 20 | 10.5 | 25000 | 19300 | 77.2% | 2.48 | 0 | 13 |  |  |  |  | R-410A | 1.95 | Residential & Commercial | USHP | Ducted CEE Tier 1
214271607 | Central HP <5.4 tons | CARRIER | HRCU-A-CB (Split System: Heat Pump with Remote Outdoor Unit-Air-Source) | 25VNA424A*031* | ADP |  | C36A***L129 | 58TN*B070C14**12 | 23200 | 20 | 10.5 | 25000 | 19500 | 78% | 2.42 | 0 | 13 |  |  |  |  | R-410A | 1.9333 | Residential & Commercial | USHP | Ducted CEE Tier 1
214272356 | Central HP <5.4 tons | CARRIER | HRCU-A-CB (Split System: Heat Pump with Remote Outdoor Unit-Air-Source) | 25VNA837A*031* | ADP |  | PL36H210P299 | 58TN*B090C21**20 | 32400 | 18 | 8.5 | 30400 | 24400 | 80.26% | 2 | 0 | 11.5 |  |  |  |  | R-410A | 2.7 | Residential & Commercial | USHP | Ducted CEE Tier 1
215726472 | Central HP <5.4 tons | YORK | HRCU-A-CB (Split System: Heat Pump with Remote Outdoor Unit-Air-Source) | HH860E2S11 | ADP |  | H,YG84*48+TXV | TM8V080C16MP12 | 43500 | 18 | 8.5 | 42000 | 32800 | 78.1% | 2 | 0 | 11.7 |  |  |  |  | R-454B | 3.625 | Residential & Commercial | USHP | Ducted CEE Tier 1
215726513 | Central HP <5.4 tons | YORK | HRCU-A-CB (Split System: Heat Pump with Remote Outdoor Unit-Air-Source) | HH860E2S11 | ADP |  | H,YG86*60+TXV | TM8V100C20MP12 | 53000 | 19 | 8.5 | 52000 | 38500 | 74.04% | 2 | 0 | 11 |  |  |  |  | R-454B | 4.4167 | Residential & Commercial | USHP | Ducted CEE Tier 1
215726540 | Central HP <5.4 tons | YORK | HRCU-A-CB (Split System: Heat Pump with Remote Outdoor Unit-Air-Source) | HH860E2S11 | ADP |  | H,YG84*60+TXV | TM9V120D20MP12 | 53000 | 19 | 8.5 | 52000 | 38500 | 74.04% | 2 | 0 | 11 |  |  |  |  | R-454B | 4.4167 | Residential & Commercial | USHP | Ducted CEE Tier 1
215726545 | Central HP <5.4 tons | YORK | HRCU-A-CB (Split System: Heat Pump with Remote Outdoor Unit-Air-Source) | HH860E2S11 | ADP |  | H,YG37*48+TXV-BLEED | TM9Y080C16MP11 | 44000 | 16 | 8.5 | 42500 | 33400 | 78.59% | 2 | 0 | 11 |  |  |  |  | R-454B | 3.6667 | Residential & Commercial | USHP | Ducted CEE Tier 1
215726572 | Central HP <5.4 tons | YORK | HRCU-A-CB (Split System: Heat Pump with Remote Outdoor Unit-Air-Source) | HH860E2S11 | ADP |  | H,YG49*48+TXV-BLEED | TM9Y100C16MP11 | 44000 | 17 | 8.5 | 42500 | 33400 | 78.59% | 2 | 0 | 11 |  |  |  |  | R-454B | 3.6667 | Residential & Commercial | USHP | Ducted CEE Tier 1
215726624 | Central HP <5.4 tons | YORK | HRCU-A-CB (Split System: Heat Pump with Remote Outdoor Unit-Air-Source) | HH860E2S11 | ADP |  | H,YG49*60+TXV | Y81E080C16SMPS1 | 44500 | 18 | 8.5 | 42500 | 33000 | 77.65% | 2 | 0 | 12 |  |  |  |  | R-454B | 3.7083 | Residential & Commercial | USHP | Ducted CEE Tier 1
215726640 | Central HP <5.4 tons | YORK | HRCU-A-CB (Split System: Heat Pump with Remote Outdoor Unit-Air-Source) | HH860E2S11 | ADP |  | H,YG48*48+TXV | Y81E080C20SMPS1 | 44000 | 18 | 8.5 | 42500 | 33000 | 77.65% | 2 | 0 | 12 |  |  |  |  | R-454B | 3.6667 | Residential & Commercial | USHP | Ducted CEE Tier 1
215726647 | Central HP <5.4 tons | YORK | HRCU-A-CB (Split System: Heat Pump with Remote Outdoor Unit-Air-Source) | HH860E2S11 | ADP |  | H,YG52*60+TXV | Y81E080C20SMPS1 | 53000 | 19 | 8.5 | 52000 | 38500 | 74.04% | 2 | 0 | 11 |  |  |  |  | R-454B | 4.4167 | Residential & Commercial | USHP | Ducted CEE Tier 1
216676724 | Central HP <5.4 tons | DAY & NIGHT | HRCU-A-CB (Split System: Heat Pump with Remote Outdoor Unit-Air-Source) | D5CURAH24AAK |  |  | EA*5X37M21A* | *80VTL0902120B* | 25000 | 15.2 | 8.5 | 23200 | 19100 | 82.33% | 1.96 | 0 | 10 |  |  |  |  | R-454B | 2.0833 | Residential & Commercial | USHP | Ducted CEE Tier 1
213206597 | Central HP <5.4 tons | CARRIER | HRCU-A-CB (Split System: Heat Pump with Remote Outdoor Unit-Air-Source) | 38MURAQ24AB3* | ASPEN |  | D(A,C,E)24B44+TDR | 59TP6B060V17**14 | 23800 | 16.5 | 8.1 | 26200 | 20200 | 77.1% | 2.8 | 0 | 10 |  |  |  |  | R-410A | 1.9833 | Residential & Commercial | USHP | Ducted CEE Tier 1
213206613 | Central HP <5.4 tons | CARRIER | HRCU-A-CB (Split System: Heat Pump with Remote Outdoor Unit-Air-Source) | 38MURAQ24AB3* | ASPEN |  | D(A,C,E)30C44+TDR | 59TP6B080V17**16 | 23400 | 17 | 8.1 | 25600 | 19900 | 77.73% | 2.66 | 0 | 10.4 |  |  |  |  | R-410A | 1.95 | Residential & Commercial | USHP | Ducted CEE Tier 1
215222803 | Central HP <5.4 tons | FRIEDRICH | HRCU-A-CB (Split System: Heat Pump with Remote Outdoor Unit-Air-Source) | RD17AZ60AJ3N |  |  | TCFZ6021STAAM | FR921T0705A21M4 | 54500 | 18 | 8.1 | 46500 | 33800 | 72.69% | 2 | 0 | 10 |  |  |  |  | R-410A | 4.5417 | Residential & Commercial | USHP | Ducted CEE Tier 1
211264887 | Central HP <5.4 tons | DAY & NIGHT | HRCU-A-CB (Split System: Heat Pump with Remote Outdoor Unit-Air-Source) | DLCURAH18ABK |  |  | FXM4X24**AL | 0 | 18100 | 16 | 8.5 | 18600 | 18500 | 99.46% | 2.22 | 0 | 10.5 |  |  |  |  | R-410A | 1.5083 | Residential & Commercial | USHP | Ducted CEE Tier 1
216676735 | Central HP <5.4 tons | DAY & NIGHT | HRCU-A-CB (Split System: Heat Pump with Remote Outdoor Unit-Air-Source) | D5CURAH24AAK |  |  | ESH5X30M12A* | *80MSU0401712A* | 23800 | 15.2 | 8.5 | 24200 | 19500 | 80.58% | 1.9 | 0 | 9.8 |  |  |  |  | R-454B | 1.9833 | Residential & Commercial | USHP
216677487 | Central HP <5.4 tons | DAY & NIGHT | HRCU-A-CB (Split System: Heat Pump with Remote Outdoor Unit-Air-Source) | D5CURAH24AAK |  |  | EA*5X36M17A* | *96VSN0601412B* | 23600 | 15.2 | 8.5 | 24000 | 19400 | 80.83% | 1.9 | 0 | 9.8 |  |  |  |  | R-454B | 1.9667 | Residential & Commercial | USHP
213206434 | Central HP <5.4 tons | CARRIER | HRCU-A-CB (Split System: Heat Pump with Remote Outdoor Unit-Air-Source) | 38MURAQ24AB3* | ASPEN |  | D(A,C,E)24B44+TDR | 59SC2D060E17**14 | 23800 | 17 | 8.1 | 26400 | 20400 | 77.27% | 2.85 | 0 | 10 |  |  |  |  | R-410A | 1.9833 | Residential & Commercial | USHP | Ducted CEE Tier 1
213206439 | Central HP <5.4 tons | CARRIER | HRCU-A-CB (Split System: Heat Pump with Remote Outdoor Unit-Air-Source) | 38MURAQ24AB3* | ASPEN |  | D(A,C,E)30C44+TDR | 59SC2D060E17**14 | 23800 | 17 | 8.1 | 26400 | 20400 | 77.27% | 2.85 | 0 | 10 |  |  |  |  | R-410A | 1.9833 | Residential & Commercial | USHP | Ducted CEE Tier 1
213206441 | Central HP <5.4 tons | CARRIER | HRCU-A-CB (Split System: Heat Pump with Remote Outdoor Unit-Air-Source) | 38MURAQ24AB3* | ASPEN |  | D(A,C,E)36B34+TDR | 59SC2D060E17**14 | 23800 | 17 | 8.1 | 26400 | 20400 | 77.27% | 2.85 | 0 | 10 |  |  |  |  | R-410A | 1.9833 | Residential & Commercial | USHP | Ducted CEE Tier 1
213312003 | Central HP <5.4 tons | BRYANT HEATING AND COOLING SYSTEMS | HRCU-A-CB (Split System: Heat Pump with Remote Outdoor Unit-Air-Source) | 38MURAQ24AB3* | ADP |  | V36H175P149+CBPE4B* | 0 | 24200 | 18 | 8.9 | 25000 | 22600 | 90.4% | 1.9 | 0 | 10.5 |  |  |  |  | R-410A | 2.0167 | Residential & Commercial | USHP | Ducted CEE Tier 1
212362796 | Central HP <5.4 tons | GOETTL | HRCU-A-CB (Split System: Heat Pump with Remote Outdoor Unit-Air-Source) | GSZV903610A* |  |  | CHPF3642C6C*+TXV | G*VS960603BUA* | 33400 | 18 | 8.2 | 34000 | 24400 | 71.76% | 1.8 | 0 | 11 |  |  |  |  | R-410A | 2.7833 | Residential & Commercial | USHP | Ducted CEE Tier 1
212362805 | Central HP <5.4 tons | GOETTL | HRCU-A-CB (Split System: Heat Pump with Remote Outdoor Unit-Air-Source) | GSZV903610A* |  |  | CHPF3642C6C*+TXV | G*VM971005CNB* | 33400 | 18 | 8.2 | 34000 | 24400 | 71.76% | 1.8 | 0 | 11 |  |  |  |  | R-410A | 2.7833 | Residential & Commercial | USHP | Ducted CEE Tier 1
211755745 | Central HP <5.4 tons | YORK | HRCU-A-CB (Split System: Heat Pump with Remote Outdoor Unit-Air-Source) | HMH72B341 | ASPEN |  | C(A,C,D,E)48D24+TDR | TL9E060B12UH11 | 31000 | 17.8 | 8.1 | 34000 | 27800 | 81.76% | 2.46 | 0 | 9.2 |  |  |  |  | R-410A | 2.5833 | Residential & Commercial | USHP
211755746 | Central HP <5.4 tons | YORK | HRCU-A-CB (Split System: Heat Pump with Remote Outdoor Unit-Air-Source) | HMH72B341 | ASPEN |  | D(A,C,E)36A44+TDR | TL9E060B12UH11 | 32000 | 18 | 8.1 | 34000 | 27800 | 81.76% | 2.46 | 0 | 9.4 |  |  |  |  | R-410A | 2.6667 | Residential & Commercial | USHP
211755759 | Central HP <5.4 tons | YORK | HRCU-A-CB (Split System: Heat Pump with Remote Outdoor Unit-Air-Source) | HMH72B341 | ASPEN |  | D(A,C,E)36B34+TDR | TM8E060A12MP11 | 32200 | 18 | 8.1 | 33800 | 27400 | 81.07% | 2.51 | 0 | 9.9 |  |  |  |  | R-410A | 2.6833 | Residential & Commercial | USHP
211755776 | Central HP <5.4 tons | YORK | HRCU-A-CB (Split System: Heat Pump with Remote Outdoor Unit-Air-Source) | HMH72B341 | ASPEN |  | D(A,C,E)36A44+TDR | TM8V060A12MP12 | 32000 | 17.5 | 8.1 | 34000 | 27800 | 81.76% | 2.5 | 0 | 9.4 |  |  |  |  | R-410A | 2.6667 | Residential & Commercial | USHP
211755777 | Central HP <5.4 tons | YORK | HRCU-A-CB (Split System: Heat Pump with Remote Outdoor Unit-Air-Source) | HMH72B341 | ASPEN |  | D(A,C,E)36B34+TDR | TM8V060A12MP12 | 32000 | 17.5 | 8.1 | 34000 | 27800 | 81.76% | 2.5 | 0 | 9.4 |  |  |  |  | R-410A | 2.6667 | Residential & Commercial | USHP
211755795 | Central HP <5.4 tons | YORK | HRCU-A-CB (Split System: Heat Pump with Remote Outdoor Unit-Air-Source) | HMH72B341 | ASPEN |  | D(A,C,E)36B34+TDR | TM8Y060A12MP11 | 32000 | 18 | 8.1 | 33400 | 27400 | 82.04% | 2.5 | 0 | 9.9 |  |  |  |  | R-410A | 2.6667 | Residential & Commercial | USHP
211755829 | Central HP <5.4 tons | YORK | HRCU-A-CB (Split System: Heat Pump with Remote Outdoor Unit-Air-Source) | HMH72B341 | ASPEN |  | C(A,C,D,E)48D24+TDR | TM9E100C20MP12 | 31000 | 15.2 | 8.1 | 33200 | 27000 | 81.33% | 2.5 | 0 | 9.7 |  |  |  |  | R-410A | 2.5833 | Residential & Commercial | USHP
213206575 | Central HP <5.4 tons | CARRIER | HRCU-A-CB (Split System: Heat Pump with Remote Outdoor Unit-Air-Source) | 38MURAQ24AB3* | ASPEN |  | D(A,C,E)30B34+TDR | 59TP6B040V17**12 | 23000 | 16 | 8.1 | 25800 | 20200 | 78.29% | 2.63 | 0 | 10 |  |  |  |  | R-410A | 1.9167 | Residential & Commercial | USHP | Ducted CEE Tier 1
215726320 | Central HP <5.4 tons | YORK | HRCU-A-CB (Split System: Heat Pump with Remote Outdoor Unit-Air-Source) | HH836E2S11 | ADP |  | H,YG37*36+TXV-BLEED | TM8V080C16MP12 | 33600 | 18 | 8.5 | 29600 | 25000 | 84.46% | 2 | 0 | 11 |  |  |  |  | R-454B | 2.8 | Residential & Commercial | USHP | Ducted CEE Tier 1
214608724 | Central HP <5.4 tons | COLEMAN | HRCU-A-CB (Split System: Heat Pump with Remote Outdoor Unit-Air-Source) | HMH72B341 | ASPEN |  | CM36B36+TDR | CP9C060B12MP13 | 32200 | 17.5 | 8.1 | 34000 | 24200 | 71.18% | 2.06 | 0 | 9.4 |  |  |  |  | R-410A | 2.6833 | Residential & Commercial | USHP
215726340 | Central HP <5.4 tons | YORK | HRCU-A-CB (Split System: Heat Pump with Remote Outdoor Unit-Air-Source) | HH836E2S11 | ADP |  | H,YG81*36+TXV | TM9V060B12MP12 | 32600 | 17 | 8.5 | 29000 | 24800 | 85.52% | 2 | 0 | 11 |  |  |  |  | R-454B | 2.7167 | Residential & Commercial | USHP | Ducted CEE Tier 1
211755894 | Central HP <5.4 tons | YORK | HRCU-A-CB (Split System: Heat Pump with Remote Outdoor Unit-Air-Source) | HMH72B341 | ASPEN |  | D(A,C,E)36B34+TDR | TMLV060A12MP12 | 32000 | 17.5 | 8.1 | 34000 | 27800 | 81.76% | 2.5 | 0 | 9.4 |  |  |  |  | R-410A | 2.6667 | Residential & Commercial | USHP
211755930 | Central HP <5.4 tons | YORK | HRCU-A-CB (Split System: Heat Pump with Remote Outdoor Unit-Air-Source) | HMH72B341 | ASPEN |  | D(A,C,E)36B34+TDR | TPLC100C16MP13 | 32000 | 17.5 | 8.1 | 33800 | 27400 | 81.07% | 2.54 | 0 | 9.9 |  |  |  |  | R-410A | 2.6667 | Residential & Commercial | USHP
211755980 | Central HP <5.4 tons | YORK | HRCU-A-CB (Split System: Heat Pump with Remote Outdoor Unit-Air-Source) | HMH72B341 | ASPEN |  | D(A,C,E)36B36+TDR | TL9E060B12UH11 | 32000 | 18 | 8.1 | 34000 | 27800 | 81.76% | 2.46 | 0 | 9.4 |  |  |  |  | R-410A | 2.6667 | Residential & Commercial | USHP
212498604 | Central HP <5.4 tons | BRYANT HEATING AND COOLING SYSTEMS | HRCU-A-CB (Split System: Heat Pump with Remote Outdoor Unit-Air-Source) | 38MURAQ24AB3* | ADP |  | CE3005C+TXV | 0 | 23600 | 17 | 9 | 25600 | 25200 | 98.44% | 2.14 | 0 | 10 |  |  |  |  | R-410A | 1.9667 | Residential & Commercial | USHP | Ducted CEE Tier 1
212632908 | Central HP <5.4 tons | LENNOX | HRCU-A-CB (Split System: Heat Pump with Remote Outdoor Unit-Air-Source) | SL25XPV-048-230A** | ADP |  | LD41/59Y9 | SLP99DF110XV60C* | 45500 | 20 | 9 | 42000 | 35000 | 83.33% | 1.84 | 0 | 12 |  |  |  |  | R-410A | 3.7917 | Residential & Commercial | USHP | Ducted CEE Tier 1
212498605 | Central HP <5.4 tons | BRYANT HEATING AND COOLING SYSTEMS | HRCU-A-CB (Split System: Heat Pump with Remote Outdoor Unit-Air-Source) | 38MURAQ24AB3* | ADP |  | CE2505C+TXV | 0 | 23600 | 17 | 9 | 25600 | 25200 | 98.44% | 2.14 | 0 | 10 |  |  |  |  | R-410A | 1.9667 | Residential & Commercial | USHP | Ducted CEE Tier 1
211264924 | Central HP <5.4 tons | AIRQUEST | HRCU-A-CB (Split System: Heat Pump with Remote Outdoor Unit-Air-Source) | DLCURAH18ABK |  |  | FMA4X18**AL* | 0 | 17400 | 16 | 8.5 | 18500 | 20000 | 108.1% | 2.44 | 0 | 10.5 |  |  |  |  | R-410A | 1.45 | Residential & Commercial | USHP | Ducted CEE Tier 1
212983683 | Central HP <5.4 tons | HEIL | HRCU-A-CB (Split System: Heat Pump with Remote Outdoor Unit-Air-Source) | DLCURAH18ABK |  |  | EA*4X30L17A* | *92MSN0601412A* | 17400 | 16.5 | 8.5 | 18000 | 18900 | 105% | 2.28 | 0 | 10.5 |  |  |  |  | R-410A | 1.45 | Residential & Commercial | USHP | Ducted CEE Tier 1
212983734 | Central HP <5.4 tons | HEIL | HRCU-A-CB (Split System: Heat Pump with Remote Outdoor Unit-Air-Source) | DLCURAH18ABK |  |  | EN(A,D)4X30L17** | *92MSN0601412A* | 17400 | 16.5 | 8.1 | 18000 | 18700 | 103.9% | 2.24 | 0 | 11 |  |  |  |  | R-410A | 1.45 | Residential & Commercial | USHP | Ducted CEE Tier 1
212984704 | Central HP <5.4 tons | HEIL | HRCU-A-CB (Split System: Heat Pump with Remote Outdoor Unit-Air-Source) | DLCURAH18ABK |  |  | EA*4X19L17A* | *92MSN0801716A* | 18300 | 16.5 | 8.5 | 18200 | 17700 | 97.25% | 2.14 | 0 | 11 |  |  |  |  | R-410A | 1.525 | Residential & Commercial | USHP | Ducted CEE Tier 1
215726345 | Central HP <5.4 tons | YORK | HRCU-A-CB (Split System: Heat Pump with Remote Outdoor Unit-Air-Source) | HH836E2S11 | ADP |  | H,YG80*36+TXV | TM9V080B12MP12 | 33000 | 18 | 8.5 | 29200 | 24800 | 84.93% | 2 | 0 | 11 |  |  |  |  | R-454B | 2.75 | Residential & Commercial | USHP | Ducted CEE Tier 1
215726356 | Central HP <5.4 tons | YORK | HRCU-A-CB (Split System: Heat Pump with Remote Outdoor Unit-Air-Source) | HH836E2S11 | ADP |  | H,YG37*36+TXV-BLEED | TM9Y080B12MP11 | 33000 | 18 | 8.5 | 29400 | 25000 | 85.03% | 2 | 0 | 11 |  |  |  |  | R-454B | 2.75 | Residential & Commercial | USHP | Ducted CEE Tier 1
215726388 | Central HP <5.4 tons | YORK | HRCU-A-CB (Split System: Heat Pump with Remote Outdoor Unit-Air-Source) | HH836E2S11 | ADP |  | H,YG80*36+TXV | Y81E080B12SMPS1 | 32800 | 18 | 8.5 | 28400 | 24400 | 85.92% | 2 | 0 | 11.7 |  |  |  |  | R-454B | 2.7333 | Residential & Commercial | USHP | Ducted CEE Tier 1
215726395 | Central HP <5.4 tons | YORK | HRCU-A-CB (Split System: Heat Pump with Remote Outdoor Unit-Air-Source) | HH836E2S11 | ADP |  | H,YG80*36+TXV-BLEED | Y81E080C16SMPS1 | 34000 | 19 | 8.5 | 30200 | 25000 | 82.78% | 2 | 0 | 11 |  |  |  |  | R-454B | 2.8333 | Residential & Commercial | USHP | Ducted CEE Tier 1
215726397 | Central HP <5.4 tons | YORK | HRCU-A-CB (Split System: Heat Pump with Remote Outdoor Unit-Air-Source) | HH836E2S11 | ADP |  | H,YG81*36+TXV-BLEED | Y81E080C16SMPS1 | 34000 | 19 | 8.5 | 30200 | 25000 | 82.78% | 2 | 0 | 11 |  |  |  |  | R-454B | 2.8333 | Residential & Commercial | USHP | Ducted CEE Tier 1
215726438 | Central HP <5.4 tons | YORK | HRCU-A-CB (Split System: Heat Pump with Remote Outdoor Unit-Air-Source) | HH836E2S11 | ADP |  | H,YG81*36+TXV | Y81E120C16SMPS1 | 33400 | 19 | 8.5 | 29400 | 24800 | 84.35% | 2 | 0 | 11.7 |  |  |  |  | R-454B | 2.7833 | Residential & Commercial | USHP | Ducted CEE Tier 1
211755814 | Central HP <5.4 tons | YORK | HRCU-A-CB (Split System: Heat Pump with Remote Outdoor Unit-Air-Source) | HMH72B341 | ASPEN |  | C(A,C,D,E)48D24+TDR | TM9E060A10MP12 | 31000 | 17.3 | 8.1 | 33800 | 27400 | 81.07% | 2.48 | 0 | 9.2 |  |  |  |  | R-410A | 2.5833 | Residential & Commercial | USHP
211755830 | Central HP <5.4 tons | YORK | HRCU-A-CB (Split System: Heat Pump with Remote Outdoor Unit-Air-Source) | HMH72B341 | ASPEN |  | D(A,C,E)36A44+TDR | TM9E100C20MP12 | 32000 | 15.5 | 8.1 | 33200 | 27000 | 81.33% | 2.5 | 0 | 9.9 |  |  |  |  | R-410A | 2.6667 | Residential & Commercial | USHP
211755832 | Central HP <5.4 tons | YORK | HRCU-A-CB (Split System: Heat Pump with Remote Outdoor Unit-Air-Source) | HMH72B341 | ASPEN |  | C(A,C,D,E)48D24+TDR | TM9V040A10MP12 | 30800 | 16.8 | 8.1 | 33200 | 27400 | 82.53% | 2.49 | 0 | 9.3 |  |  |  |  | R-410A | 2.5667 | Residential & Commercial | USHP
211755857 | Central HP <5.4 tons | YORK | HRCU-A-CB (Split System: Heat Pump with Remote Outdoor Unit-Air-Source) | HMH72B341 | ASPEN |  | D(A,C,E)36A44+TDR | TM9Y080B12MP11 | 32000 | 18 | 8.1 | 34000 | 28000 | 82.35% | 2.47 | 0 | 9.4 |  |  |  |  | R-410A | 2.6667 | Residential & Commercial | USHP
211755875 | Central HP <5.4 tons | YORK | HRCU-A-CB (Split System: Heat Pump with Remote Outdoor Unit-Air-Source) | HMH72B341 | ASPEN |  | D(A,C,E)36A44+TDR | TMLE060A12MP11 | 32200 | 18 | 8.1 | 33800 | 27400 | 81.07% | 2.51 | 0 | 9.9 |  |  |  |  | R-410A | 2.6833 | Residential & Commercial | USHP
211755900 | Central HP <5.4 tons | YORK | HRCU-A-CB (Split System: Heat Pump with Remote Outdoor Unit-Air-Source) | HMH72B341 | ASPEN |  | D(A,C,E)36B34+TDR | TMLV120C20MP12 | 31400 | 16.5 | 8.1 | 32400 | 27800 | 85.8% | 2.49 | 0 | 8.9 |  |  |  |  | R-410A | 2.6167 | Residential & Commercial | USHP
216570926 | Central HP <5.4 tons | TRANE | HRCU-A-CB (Split System: Heat Pump with Remote Outdoor Unit-Air-Source) | 5TWV0X24A1 |  |  | 5TXCB003AS3 | *DHMB060CCV3+LRP | 20000 | 18.2 | 9.4 | 23000 | 17800 | 77.39% | 2 | 0 | 10.5 |  |  |  |  | R-454B | 1.6667 | Residential & Commercial | USHP | Ducted CEE Tier 1
214776969 | Central HP <5.4 tons | YORK | HRCU-A-CB (Split System: Heat Pump with Remote Outdoor Unit-Air-Source) | HH860E2S11 | ADP |  | CV603**A+TXV+AEF60*XP* | 0 | 53500 | 18 | 8.5 | 51500 | 38000 | 73.79% | 2 | 0 | 12 |  |  |  |  | R-454B | 4.4583 | Residential & Commercial | USHP | Ducted CEE Tier 1
211755907 | Central HP <5.4 tons | YORK | HRCU-A-CB (Split System: Heat Pump with Remote Outdoor Unit-Air-Source) | HMH72B341 | ASPEN |  | C(A,C,D,E)48D24+TDR | TP9C080C16MP13 | 31200 | 17.3 | 8.1 | 33800 | 27400 | 81.07% | 2.53 | 0 | 9.7 |  |  |  |  | R-410A | 2.6 | Residential & Commercial | USHP
211755925 | Central HP <5.4 tons | YORK | HRCU-A-CB (Split System: Heat Pump with Remote Outdoor Unit-Air-Source) | HMH72B341 | ASPEN |  | C(A,C,D,E)48D24+TDR | TPLC080C16MP13 | 31000 | 17.3 | 8.1 | 33800 | 27400 | 81.07% | 2.54 | 0 | 9.7 |  |  |  |  | R-410A | 2.5833 | Residential & Commercial | USHP
211755950 | Central HP <5.4 tons | YORK | HRCU-A-CB (Split System: Heat Pump with Remote Outdoor Unit-Air-Source) | HMH72B341 | ASPEN |  | D(A,C,E)36A44+TDR | YP9C100C20MP13 | 32000 | 17.5 | 8.1 | 34000 | 28400 | 83.53% | 2.52 | 0 | 9.4 |  |  |  |  | R-410A | 2.6667 | Residential & Commercial | USHP
211755816 | Central HP <5.4 tons | YORK | HRCU-A-CB (Split System: Heat Pump with Remote Outdoor Unit-Air-Source) | HMH72B341 | ASPEN |  | D(A,C,E)36B34+TDR | TM9E060A10MP12 | 31800 | 17.5 | 8.1 | 33800 | 27400 | 81.07% | 2.48 | 0 | 9.4 |  |  |  |  | R-410A | 2.65 | Residential & Commercial | USHP
211755914 | Central HP <5.4 tons | YORK | HRCU-A-CB (Split System: Heat Pump with Remote Outdoor Unit-Air-Source) | HMH72B341 | ASPEN |  | D(A,C,E)36A44+TDR | TP9C100C20MP13 | 32000 | 17.5 | 8.1 | 34000 | 28400 | 83.53% | 2.52 | 0 | 9.4 |  |  |  |  | R-410A | 2.6667 | Residential & Commercial | USHP
211755916 | Central HP <5.4 tons | YORK | HRCU-A-CB (Split System: Heat Pump with Remote Outdoor Unit-Air-Source) | HMH72B341 | ASPEN |  | C(A,C,D,E)48D24+TDR | TP9C120D20MP13 | 30600 | 16.6 | 8.1 | 32400 | 28200 | 87.04% | 2.57 | 0 | 9 |  |  |  |  | R-410A | 2.55 | Residential & Commercial | USHP
211755934 | Central HP <5.4 tons | YORK | HRCU-A-CB (Split System: Heat Pump with Remote Outdoor Unit-Air-Source) | HMH72B341 | ASPEN |  | C(A,C,D,E)48D24+TDR | TPLC120C20MP13 | 30400 | 16.1 | 8.1 | 32400 | 27800 | 85.8% | 2.49 | 0 | 8 |  |  |  |  | R-410A | 2.5333 | Residential & Commercial | USHP
211755939 | Central HP <5.4 tons | YORK | HRCU-A-CB (Split System: Heat Pump with Remote Outdoor Unit-Air-Source) | HMH72B341 | ASPEN |  | D(A,C,E)36B34+TDR | YP9C060B12MP13 | 32200 | 17.5 | 8.1 | 34000 | 27800 | 81.76% | 2.49 | 0 | 9.4 |  |  |  |  | R-410A | 2.6833 | Residential & Commercial | USHP
211755973 | Central HP <5.4 tons | YORK | HRCU-A-CB (Split System: Heat Pump with Remote Outdoor Unit-Air-Source) | HMH72B341 | ASPEN |  | D(A,C,E)36A46+TDR | TL8E060A12UH11 | 32200 | 18 | 8.1 | 33800 | 27400 | 81.07% | 2.51 | 0 | 9.9 |  |  |  |  | R-410A | 2.6833 | Residential & Commercial | USHP
211756007 | Central HP <5.4 tons | YORK | HRCU-A-CB (Split System: Heat Pump with Remote Outdoor Unit-Air-Source) | HMH72B341 | ASPEN |  | D(A,C,E)36A46+TDR | TM8V100C20MP12 | 31400 | 16.5 | 8.1 | 32400 | 27800 | 85.8% | 2.49 | 0 | 8.9 |  |  |  |  | R-410A | 2.6167 | Residential & Commercial | USHP
211756059 | Central HP <5.4 tons | YORK | HRCU-A-CB (Split System: Heat Pump with Remote Outdoor Unit-Air-Source) | HMH72B341 | ASPEN |  | D(A,C,E)36A46+TDR | TM9Y100C20MP11 | 32000 | 15.5 | 8.1 | 34000 | 27800 | 81.76% | 2.44 | 0 | 9.4 |  |  |  |  | R-410A | 2.6667 | Residential & Commercial | USHP
211756064 | Central HP <5.4 tons | YORK | HRCU-A-CB (Split System: Heat Pump with Remote Outdoor Unit-Air-Source) | HMH72B341 | ASPEN |  | D(A,C,E)36B36+TDR | TMLE040A12MP11 | 32000 | 18 | 8.1 | 33600 | 27200 | 80.95% | 2.5 | 0 | 9.9 |  |  |  |  | R-410A | 2.6667 | Residential & Commercial | USHP
211756082 | Central HP <5.4 tons | YORK | HRCU-A-CB (Split System: Heat Pump with Remote Outdoor Unit-Air-Source) | HMH72B341 | ASPEN |  | D(A,C,E)36B36+TDR | TMLV120C20MP12 | 31400 | 16.5 | 8.1 | 32400 | 27800 | 85.8% | 2.49 | 0 | 8.9 |  |  |  |  | R-410A | 2.6167 | Residential & Commercial | USHP
211756100 | Central HP <5.4 tons | YORK | HRCU-A-CB (Split System: Heat Pump with Remote Outdoor Unit-Air-Source) | HMH72B341 | ASPEN |  | D(A,C,E)36B36+TDR | TPLC080C16MP13 | 32000 | 17.5 | 8.1 | 33800 | 27400 | 81.07% | 2.54 | 0 | 9.9 |  |  |  |  | R-410A | 2.6667 | Residential & Commercial | USHP
211756114 | Central HP <5.4 tons | YORK | HRCU-A-CB (Split System: Heat Pump with Remote Outdoor Unit-Air-Source) | HMH72B341 | ASPEN |  | D(A,C,E)36B36+TDR | YP9C100C16MP13 | 32000 | 17.5 | 8.1 | 34000 | 27400 | 80.59% | 2.54 | 0 | 9.9 |  |  |  |  | R-410A | 2.6667 | Residential & Commercial | USHP
206773520 | Central HP <5.4 tons | AIRQUEST | HRCU-A-CB (Split System: Heat Pump with Remote Outdoor Unit-Air-Source) | HVH837GKA2* |  |  | EA*4X48L24A*+WALLCON | *95CSU0802120A* | 32400 | 17.5 | 8.5 | 32400 | 24800 | 76.54% | 2 | 12 | 11.5 |  |  |  |  | R-410A | 2.7 | Residential & Commercial | USHP | Ducted CEE Tier 1
211755754 | Central HP <5.4 tons | YORK | HRCU-A-CB (Split System: Heat Pump with Remote Outdoor Unit-Air-Source) | HMH72B341 | ASPEN |  | C(A,C,D,E)48D24+TDR | TM8E040A12MP11 | 31200 | 17.8 | 8.1 | 33600 | 27200 | 80.95% | 2.5 | 0 | 9.7 |  |  |  |  | R-410A | 2.6 | Residential & Commercial | USHP
211755788 | Central HP <5.4 tons | YORK | HRCU-A-CB (Split System: Heat Pump with Remote Outdoor Unit-Air-Source) | HMH72B341 | ASPEN |  | D(A,C,E)36A44+TDR | TM8V100C20MP12 | 31400 | 16.5 | 8.1 | 32400 | 27800 | 85.8% | 2.49 | 0 | 8.9 |  |  |  |  | R-410A | 2.6167 | Residential & Commercial | USHP
211755819 | Central HP <5.4 tons | YORK | HRCU-A-CB (Split System: Heat Pump with Remote Outdoor Unit-Air-Source) | HMH72B341 | ASPEN |  | D(A,C,E)36B34+TDR | TM9E060B12MP12 | 32200 | 17.5 | 8.1 | 34000 | 28000 | 82.35% | 2.46 | 0 | 9.4 |  |  |  |  | R-410A | 2.6833 | Residential & Commercial | USHP
211755901 | Central HP <5.4 tons | YORK | HRCU-A-CB (Split System: Heat Pump with Remote Outdoor Unit-Air-Source) | HMH72B341 | ASPEN |  | C(A,C,D,E)48D24+TDR | TP9C060B12MP13 | 31200 | 17.3 | 8.1 | 34000 | 27800 | 81.76% | 2.49 | 0 | 9.2 |  |  |  |  | R-410A | 2.6 | Residential & Commercial | USHP
211755903 | Central HP <5.4 tons | YORK | HRCU-A-CB (Split System: Heat Pump with Remote Outdoor Unit-Air-Source) | HMH72B341 | ASPEN |  | D(A,C,E)36B34+TDR | TP9C060B12MP13 | 32200 | 17.5 | 8.1 | 34000 | 27800 | 81.76% | 2.49 | 0 | 9.4 |  |  |  |  | R-410A | 2.6833 | Residential & Commercial | USHP
211755921 | Central HP <5.4 tons | YORK | HRCU-A-CB (Split System: Heat Pump with Remote Outdoor Unit-Air-Source) | HMH72B341 | ASPEN |  | D(A,C,E)36B34+TDR | TPLC060A12MP13 | 32000 | 17.5 | 8.1 | 34000 | 27800 | 81.76% | 2.5 | 0 | 9.4 |  |  |  |  | R-410A | 2.6667 | Residential & Commercial | USHP
211755986 | Central HP <5.4 tons | YORK | HRCU-A-CB (Split System: Heat Pump with Remote Outdoor Unit-Air-Source) | HMH72B341 | ASPEN |  | D(A,C,E)36B36+TDR | TM8E040A12MP11 | 32000 | 18 | 8.1 | 33600 | 27200 | 80.95% | 2.5 | 0 | 9.9 |  |  |  |  | R-410A | 2.6667 | Residential & Commercial | USHP
211756037 | Central HP <5.4 tons | YORK | HRCU-A-CB (Split System: Heat Pump with Remote Outdoor Unit-Air-Source) | HMH72B341 | ASPEN |  | D(A,C,E)36A46+TDR | TM9V040A10MP12 | 31400 | 17 | 8.1 | 33200 | 27400 | 82.53% | 2.49 | 0 | 9.4 |  |  |  |  | R-410A | 2.6167 | Residential & Commercial | USHP
211756053 | Central HP <5.4 tons | YORK | HRCU-A-CB (Split System: Heat Pump with Remote Outdoor Unit-Air-Source) | HMH72B341 | ASPEN |  | D(A,C,E)36A46+TDR | TM9Y080B12MP11 | 32000 | 18 | 8.1 | 34000 | 28000 | 82.35% | 2.47 | 0 | 9.4 |  |  |  |  | R-410A | 2.6667 | Residential & Commercial | USHP
211756088 | Central HP <5.4 tons | YORK | HRCU-A-CB (Split System: Heat Pump with Remote Outdoor Unit-Air-Source) | HMH72B341 | ASPEN |  | D(A,C,E)36B36+TDR | TP9C080C16MP13 | 32200 | 17.5 | 8.1 | 33800 | 27400 | 81.07% | 2.53 | 0 | 9.9 |  |  |  |  | R-410A | 2.6833 | Residential & Commercial | USHP
213206166 | Central HP <5.4 tons | CARRIER | HRCU-A-CB (Split System: Heat Pump with Remote Outdoor Unit-Air-Source) | 38MURAQ24AA3* | ASPEN |  | D(A,C,E)24B44+TDR | 59TP6B060V17**14 | 23800 | 15.5 | 8.1 | 25600 | 22400 | 87.5% | 2.89 | 0 | 9.5 |  |  |  |  | R-410A | 1.9833 | Residential & Commercial | USHP
216374496 | Central HP <5.4 tons | YORK | HRCU-A-CB (Split System: Heat Pump with Remote Outdoor Unit-Air-Source) | HH824E2S11 |  |  | CTF30B5ACS1 | Y92E080B12SMPS1 | 23000 | 18 | 9.5 | 23000 | 18100 | 78.7% | 2 | 0 | 12 |  |  |  |  | R-454B | 1.9167 | Residential & Commercial | USHP | Ducted CEE Tier 1
212623393 | Central HP <5.4 tons | COLEMAN | HRCU-A-CB (Split System: Heat Pump with Remote Outdoor Unit-Air-Source) | HMH72B341 | ASPEN |  | D(A,C,E)48C24+TDR | TP9C080C16MP13 | 30800 | 17.2 | 8.1 | 33800 | 27400 | 81.07% | 2.45 | 0 | 9 |  |  |  |  | R-410A | 2.5667 | Residential & Commercial | USHP
205751141 | Central HP <5.4 tons | DAY & NIGHT | HRCU-A-CB (Split System: Heat Pump with Remote Outdoor Unit-Air-Source) | CVH837GKA** |  |  | EA*4X43L21A*+WALLCON | *80CTL0902120A* | 32800 | 17.5 | 8.5 | 33000 | 25200 | 76.36% | 2 | 12 | 11.7 |  |  |  |  | R-410A | 2.7333 | Residential & Commercial | USHP | Ducted CEE Tier 1
206772552 | Central HP <5.4 tons | AIRQUEST | HRCU-A-CB (Split System: Heat Pump with Remote Outdoor Unit-Air-Source) | HVH837GKA2* |  |  | EHD4X36AAL+WALLCON | *80CTL1352422A* | 32200 | 16.5 | 8.1 | 33200 | 24600 | 74.1% | 1.94 | 11 | 11 |  |  |  |  | R-410A | 2.6833 | Residential & Commercial | USHP | Ducted CEE Tier 1
206772984 | Central HP <5.4 tons | AIRQUEST | HRCU-A-CB (Split System: Heat Pump with Remote Outdoor Unit-Air-Source) | HVH837GKA2* |  |  | EHD4X48AAL+WALLCON | *96CTN1002122A* | 32600 | 17 | 8.1 | 33000 | 24800 | 75.15% | 1.98 | 12 | 11 |  |  |  |  | R-410A | 2.7167 | Residential & Commercial | USHP | Ducted CEE Tier 1
206772993 | Central HP <5.4 tons | AIRQUEST | HRCU-A-CB (Split System: Heat Pump with Remote Outdoor Unit-Air-Source) | HVH837GKA2* |  |  | EHD4X48AAL+WALLCON | *80CTL0701412A* | 32600 | 17 | 8.1 | 33200 | 25000 | 75.3% | 1.96 | 11.5 | 11 |  |  |  |  | R-410A | 2.7167 | Residential & Commercial | USHP | Ducted CEE Tier 1
212623475 | Central HP <5.4 tons | COLEMAN | HRCU-A-CB (Split System: Heat Pump with Remote Outdoor Unit-Air-Source) | HMH72B341 | ASPEN |  | C(A,C,D,E)42A24+TDR | TL8E080C16UH11 | 29200 | 16.7 | 8.5 | 33800 | 27400 | 81.07% | 2.68 | 0 | 9.4 |  |  |  |  | R-410A | 2.4333 | Residential & Commercial | USHP
211627556 | Central HP <5.4 tons | YORK | HRCU-A-CB (Split System: Heat Pump with Remote Outdoor Unit-Air-Source) | HMH72B341 | ASPEN |  | CM36A36+TDR | TL8E080C16UH11 | 31200 | 17.4 | 8.3 | 25400 | 32000 | 126% | 2.81 | 0 | 9.8 |  |  |  |  | R-410A | 2.6 | Residential & Commercial | USHP
211627649 | Central HP <5.4 tons | YORK | HRCU-A-CB (Split System: Heat Pump with Remote Outdoor Unit-Air-Source) | HMH72B341 | ASPEN |  | CM36B36+TDR | TM8E080B12MP11 | 32000 | 18 | 8.5 | 25800 | 32200 | 124.8% | 2.81 | 0 | 9.4 |  |  |  |  | R-410A | 2.6667 | Residential & Commercial | USHP
211627740 | Central HP <5.4 tons | YORK | HRCU-A-CB (Split System: Heat Pump with Remote Outdoor Unit-Air-Source) | HMH72B341 | ASPEN |  | CM36B36+TDR | TM8V080C16MP12 | 32000 | 17.5 | 8.5 | 25400 | 31600 | 124.4% | 2.87 | 0 | 9.9 |  |  |  |  | R-410A | 2.6667 | Residential & Commercial | USHP
211627933 | Central HP <5.4 tons | YORK | HRCU-A-CB (Split System: Heat Pump with Remote Outdoor Unit-Air-Source) | HMH72B341 | ASPEN |  | CM36A36+TDR | TM9E100C16MP12 | 31400 | 17.8 | 8.2 | 25000 | 31600 | 126.4% | 2.78 | 0 | 9.8 |  |  |  |  | R-410A | 2.6167 | Residential & Commercial | USHP
211628147 | Central HP <5.4 tons | YORK | HRCU-A-CB (Split System: Heat Pump with Remote Outdoor Unit-Air-Source) | HMH72B341 | ASPEN |  | D(A,C,E)36D36+TDR | TMLE060A12MP11 | 33000 | 18 | 8.1 | 33800 | 27400 | 81.07% | 2.51 | 0 | 10 |  |  |  |  | R-410A | 2.75 | Residential & Commercial | USHP | Ducted CEE Tier 1
211628247 | Central HP <5.4 tons | YORK | HRCU-A-CB (Split System: Heat Pump with Remote Outdoor Unit-Air-Source) | HMH72B341 | ASPEN |  | CM36B36+TDR | TMLV120C20MP12 | 31400 | 16.5 | 8.1 | 25200 | 31400 | 124.6% | 2.85 | 0 | 8.9 |  |  |  |  | R-410A | 2.6167 | Residential & Commercial | USHP
211628485 | Central HP <5.4 tons | YORK | HRCU-A-CB (Split System: Heat Pump with Remote Outdoor Unit-Air-Source) | HMH72B341 | ASPEN |  | D(A,C,E)36D36+TDR | YP9C120D20MP13 | 32400 | 17 | 8.1 | 32400 | 28200 | 87.04% | 2.57 | 0 | 9.5 |  |  |  |  | R-410A | 2.7 | Residential & Commercial | USHP
216374507 | Central HP <5.4 tons | YORK | HRCU-A-CB (Split System: Heat Pump with Remote Outdoor Unit-Air-Source) | HH836E2S11 |  |  | CTF36B5CDS1 | Y92E080B12SMPS1 | 33400 | 18 | 8.5 | 31400 | 24000 | 76.43% | 2 | 0 | 11 |  |  |  |  | R-454B | 2.7833 | Residential & Commercial | USHP | Ducted CEE Tier 1
214776317 | Central HP <5.4 tons | YORK | HRCU-A-CB (Split System: Heat Pump with Remote Outdoor Unit-Air-Source) | HH824E2S11 | ADP |  | CX360A*35+TXV | TM9E026A08MP12 | 22200 | 16 | 8.65 | 21200 | 17200 | 81.13% | 1.94 | 0 | 10.5 |  |  |  |  | R-454B | 1.85 | Residential & Commercial | USHP | Ducted CEE Tier 1
214776326 | Central HP <5.4 tons | YORK | HRCU-A-CB (Split System: Heat Pump with Remote Outdoor Unit-Air-Source) | HH824E2S11 | ADP |  | CV363**C+TXV | TM9E040A10MP12 | 22600 | 16 | 8.8 | 21400 | 17700 | 82.71% | 1.96 | 0 | 10.5 |  |  |  |  | R-454B | 1.8833 | Residential & Commercial | USHP | Ducted CEE Tier 1
214776369 | Central HP <5.4 tons | YORK | HRCU-A-CB (Split System: Heat Pump with Remote Outdoor Unit-Air-Source) | HH824E2S11 | ADP |  | CH240A*C+TXV | Y81E060A12SMPS1 | 22400 | 17 | 8.7 | 20800 | 16900 | 81.25% | 1.94 | 0 | 11.5 |  |  |  |  | R-454B | 1.8667 | Residential & Commercial | USHP | Ducted CEE Tier 1
212623951 | Central HP <5.4 tons | COLEMAN | HRCU-A-CB (Split System: Heat Pump with Remote Outdoor Unit-Air-Source) | HMH72B341 | ASPEN |  | C(A,C,D,E)36B34+TDR | TM8E080B12MP11 | 32000 | 18 | 8.5 | 34000 | 28000 | 82.35% | 2.63 | 0 | 9.4 |  |  |  |  | R-410A | 2.6667 | Residential & Commercial | USHP
214776401 | Central HP <5.4 tons | YORK | HRCU-A-CB (Split System: Heat Pump with Remote Outdoor Unit-Air-Source) | HH836E2S11 | ADP |  | CV365**C+TXV | TMLE080B12MP11 | 32800 | 17 | 8.4 | 29800 | 25000 | 83.89% | 1.98 | 0 | 10.5 |  |  |  |  | R-454B | 2.7333 | Residential & Commercial | USHP | Ducted CEE Tier 1
214272297 | Central HP <5.4 tons | CARRIER | HRCU-A-CB (Split System: Heat Pump with Remote Outdoor Unit-Air-Source) | 25VNA837A*030* | ADP |  | PL36H175P159 | 58TN*B090C17**16 | 32200 | 17 | 8.5 | 31000 | 24600 | 79.35% | 1.98 | 0 | 11.7 |  |  |  |  | R-410A | 2.6833 | Residential & Commercial | USHP | Ducted CEE Tier 1
214272354 | Central HP <5.4 tons | CARRIER | HRCU-A-CB (Split System: Heat Pump with Remote Outdoor Unit-Air-Source) | 25VNA837A*031* | ADP |  | C36A***L539 | 58TN*B090C17**16 | 32400 | 18 | 8.5 | 30400 | 24600 | 80.92% | 2 | 0 | 11.5 |  |  |  |  | R-410A | 2.7 | Residential & Commercial | USHP | Ducted CEE Tier 1
214272379 | Central HP <5.4 tons | CARRIER | HRCU-A-CB (Split System: Heat Pump with Remote Outdoor Unit-Air-Source) | 25VNA837A*031* | ADP |  | V,C36H175P159 | 59TN6C080C17**14 | 32000 | 17 | 8.1 | 31200 | 24800 | 79.49% | 1.96 | 0 | 11 |  |  |  |  | R-410A | 2.6667 | Residential & Commercial | USHP | Ducted CEE Tier 1
216054647 | Central HP <5.4 tons | COLEMAN | HRCU-A-CB (Split System: Heat Pump with Remote Outdoor Unit-Air-Source) | HH824E2S11 | ASPEN |  | D(A,C,E)24B4K+TDR | Z8ES100B12SMPS1 | 21000 | 19 | 9.5 | 22800 | 18000 | 78.95% | 2 | 0 | 11.2 |  |  |  |  | R-454B | 1.75 | Residential & Commercial | USHP | Ducted CEE Tier 1
216374532 | Central HP <5.4 tons | YORK | HRCU-A-CB (Split System: Heat Pump with Remote Outdoor Unit-Air-Source) | HH860E2S11 |  |  | CTM60C5CGS1 | Y92E100C16SMPS1 | 44500 | 19 | 9 | 45500 | 33200 | 72.97% | 2 | 0 | 11 |  |  |  |  | R-454B | 3.7083 | Residential & Commercial | USHP | Ducted CEE Tier 1
215726654 | Central HP <5.4 tons | YORK | HRCU-A-CB (Split System: Heat Pump with Remote Outdoor Unit-Air-Source) | HH860E2S11 | ADP |  | H,YG37*48+TXV | Y81E100C16SMPS1 | 44000 | 17 | 8.5 | 42000 | 32800 | 78.1% | 2 | 0 | 12 |  |  |  |  | R-454B | 3.6667 | Residential & Commercial | USHP | Ducted CEE Tier 1
214607197 | Central HP <5.4 tons | LENNOX | HRCU-A-CB (Split System: Heat Pump with Remote Outdoor Unit-Air-Source) | SL25XPV-024-230A** | ADP |  | LD19/36Y9+LEFE4B* | 0 | 21400 | 22 | 8.75 | 20400 | 20800 | 102% | 1.8 | 0 | 13.5 |  |  |  |  | R-410A | 1.7833 | Residential & Commercial | USHP | Ducted CEE Tier 1
214607211 | Central HP <5.4 tons | LENNOX | HRCU-A-CB (Split System: Heat Pump with Remote Outdoor Unit-Air-Source) | SL25XPV-024-230A** | ADP |  | L*23/37Z9+LEFE4B* | 0 | 22200 | 22 | 9.1 | 20600 | 20800 | 101% | 1.86 | 0 | 14 |  |  |  |  | R-410A | 1.85 | Residential & Commercial | USHP | Ducted CEE Tier 1
211628156 | Central HP <5.4 tons | YORK | HRCU-A-CB (Split System: Heat Pump with Remote Outdoor Unit-Air-Source) | HMH72B341 | ASPEN |  | CM36B36+TDR | TMLE080B12MP11 | 32000 | 18 | 8.1 | 25800 | 32200 | 124.8% | 2.81 | 0 | 9.4 |  |  |  |  | R-410A | 2.6667 | Residential & Commercial | USHP
211628249 | Central HP <5.4 tons | YORK | HRCU-A-CB (Split System: Heat Pump with Remote Outdoor Unit-Air-Source) | HMH72B341 | ASPEN |  | D(A,C,E)36A36+TDR | TMLV120C20MP12 | 31000 | 16.3 | 8.1 | 32400 | 27400 | 84.57% | 2.49 | 0 | 8.8 |  |  |  |  | R-410A | 2.5833 | Residential & Commercial | USHP
211628308 | Central HP <5.4 tons | YORK | HRCU-A-CB (Split System: Heat Pump with Remote Outdoor Unit-Air-Source) | HMH72B341 | ASPEN |  | C(A,C,D,E)48A36+TDR | TP9C100C20MP13 | 32200 | 17.5 | 8.1 | 34000 | 28000 | 82.35% | 2.53 | 0 | 9.4 |  |  |  |  | R-410A | 2.6833 | Residential & Commercial | USHP
212362831 | Central HP <5.4 tons | GOETTL | HRCU-A-CB (Split System: Heat Pump with Remote Outdoor Unit-Air-Source) | GSZV903610A* |  |  | CSCF3642N6D*+TXV | G*VC800805C*A* | 33800 | 18.5 | 8.2 | 34000 | 24400 | 71.76% | 1.8 | 0 | 11.5 |  |  |  |  | R-410A | 2.8167 | Residential & Commercial | USHP | Ducted CEE Tier 1
212362782 | Central HP <5.4 tons | GOETTL | HRCU-A-CB (Split System: Heat Pump with Remote Outdoor Unit-Air-Source) | GSZV903610A* |  |  | CA*F3743*6D*+TXV | G*VM970603BNB* | 33600 | 18.5 | 8.2 | 34000 | 24400 | 71.76% | 1.8 | 0 | 12 |  |  |  |  | R-410A | 2.8 | Residential & Commercial | USHP | Ducted CEE Tier 1
211628317 | Central HP <5.4 tons | YORK | HRCU-A-CB (Split System: Heat Pump with Remote Outdoor Unit-Air-Source) | HMH72B341 | ASPEN |  | D(A,C,E)48A36+TDR | TP9C100C20MP13 | 32200 | 17.5 | 8.1 | 34000 | 28000 | 82.35% | 2.53 | 0 | 9.4 |  |  |  |  | R-410A | 2.6833 | Residential & Commercial | USHP
215726674 | Central HP <5.4 tons | YORK | HRCU-A-CB (Split System: Heat Pump with Remote Outdoor Unit-Air-Source) | HH860E2S11 | ADP |  | H,YG88*60+TXV-BLEED | Y81E100C16SMPS1 | 44000 | 18 | 8.5 | 42000 | 32800 | 78.1% | 2 | 0 | 12 |  |  |  |  | R-454B | 3.6667 | Residential & Commercial | USHP | Ducted CEE Tier 1
214776411 | Central HP <5.4 tons | YORK | HRCU-A-CB (Split System: Heat Pump with Remote Outdoor Unit-Air-Source) | HH860E2S11 | ADP |  | CV481**C+TXV | TL8E080C16UH11 | 43500 | 17 | 8.3 | 43500 | 33800 | 77.7% | 1.96 | 0 | 10.5 |  |  |  |  | R-454B | 3.625 | Residential & Commercial | USHP | Ducted CEE Tier 1
212632701 | Central HP <5.4 tons | LENNOX | HRCU-A-CB (Split System: Heat Pump with Remote Outdoor Unit-Air-Source) | SL25XPV-036-230A** | ADP |  | LD31/36Z9 | EL296DF045XV36B* | 33200 | 21 | 8.7 | 34400 | 29600 | 86.05% | 1.76 | 0 | 12.5 |  |  |  |  | R-410A | 2.7667 | Residential & Commercial | USHP | Ducted CEE Tier 1
212632726 | Central HP <5.4 tons | LENNOX | HRCU-A-CB (Split System: Heat Pump with Remote Outdoor Unit-Air-Source) | SL25XPV-036-230A** | ADP |  | LD31/36Y9 | SL280DF060NV36B* | 33200 | 21 | 8.7 | 34400 | 29600 | 86.05% | 1.76 | 0 | 12.5 |  |  |  |  | R-410A | 2.7667 | Residential & Commercial | USHP | Ducted CEE Tier 1
214776418 | Central HP <5.4 tons | YORK | HRCU-A-CB (Split System: Heat Pump with Remote Outdoor Unit-Air-Source) | HH860E2S11 | ADP |  | CX601C*35+TXV | TL8E080C16UH11 | 44500 | 18 | 8.5 | 43500 | 33800 | 77.7% | 2 | 0 | 11 |  |  |  |  | R-454B | 3.7083 | Residential & Commercial | USHP | Ducted CEE Tier 1
214776420 | Central HP <5.4 tons | YORK | HRCU-A-CB (Split System: Heat Pump with Remote Outdoor Unit-Air-Source) | HH860E2S11 | ADP |  | CV605**C+TXV | TL8E080C16UH11 | 44500 | 18 | 8.5 | 43500 | 33800 | 77.7% | 2 | 0 | 11 |  |  |  |  | R-454B | 3.7083 | Residential & Commercial | USHP | Ducted CEE Tier 1
212362547 | Central HP <5.4 tons | GOETTL | HRCU-A-CB (Split System: Heat Pump with Remote Outdoor Unit-Air-Source) | ASZV903610A* |  |  | AMVE48DP1400A* | 0 | 33600 | 19 | 8.2 | 33600 | 24400 | 72.62% | 1.8 | 0 | 12 |  |  |  |  | R-410A | 2.8 | Residential & Commercial | USHP | Ducted CEE Tier 1
212362599 | Central HP <5.4 tons | GOETTL | HRCU-A-CB (Split System: Heat Pump with Remote Outdoor Unit-Air-Source) | ASZV903610A* |  |  | CHPF3743C6B*+TXV | A*VC800604B*A* | 33400 | 18 | 8.2 | 34000 | 24400 | 71.76% | 1.8 | 0 | 11 |  |  |  |  | R-410A | 2.7833 | Residential & Commercial | USHP | Ducted CEE Tier 1
212362601 | Central HP <5.4 tons | GOETTL | HRCU-A-CB (Split System: Heat Pump with Remote Outdoor Unit-Air-Source) | ASZV903610A* |  |  | CHPF3743C6B*+TXV | A*VS800805CUA* | 33400 | 18 | 8.2 | 34000 | 24400 | 71.76% | 1.8 | 0 | 11 |  |  |  |  | R-410A | 2.7833 | Residential & Commercial | USHP | Ducted CEE Tier 1
216051108 | Central HP <5.4 tons | FRIEDRICH | HRCU-A-CB (Split System: Heat Pump with Remote Outdoor Unit-Air-Source) | FRP19AY36AJVC |  |  | TCFY3621MEAAM | FR98MV0855A21UP | 34200 | 21 | 10 | 34200 | 29400 | 85.96% | 2 | 0 | 12 |  |  |  |  | R-454B | 2.85 | Residential & Commercial | USHP | Ducted CEE Tier 1
211628483 | Central HP <5.4 tons | YORK | HRCU-A-CB (Split System: Heat Pump with Remote Outdoor Unit-Air-Source) | HMH72B341 | ASPEN |  | D(A,C,E)36A36+TDR | YP9C120D20MP13 | 31200 | 16.8 | 8.1 | 32400 | 27800 | 85.8% | 2.57 | 0 | 9.3 |  |  |  |  | R-410A | 2.6 | Residential & Commercial | USHP
216497243 | Central HP <5.4 tons | YORK | HRCU-A-CB (Split System: Heat Pump with Remote Outdoor Unit-Air-Source) | HMH72B341 | ASPEN |  | D(A,C,E)42D34+TDR | Y91E080C16SMPS1 | 32000 | 17 | 8.5 | 32000 | 27800 | 86.88% | 2.8 | 0 | 9.8 |  |  |  |  | R-410A | 2.6667 | Residential & Commercial | USHP
214776434 | Central HP <5.4 tons | YORK | HRCU-A-CB (Split System: Heat Pump with Remote Outdoor Unit-Air-Source) | HH860E2S11 | ADP |  | CV605**C+TXV | TL8E100C20UH11 | 45000 | 18 | 8.5 | 43500 | 33600 | 77.24% | 2 | 0 | 11.7 |  |  |  |  | R-454B | 3.75 | Residential & Commercial | USHP | Ducted CEE Tier 1
214776436 | Central HP <5.4 tons | YORK | HRCU-A-CB (Split System: Heat Pump with Remote Outdoor Unit-Air-Source) | HH860E2S11 | ADP |  | CV603**A+TXV | TL8E100C20UH11 | 52000 | 19 | 8.5 | 51500 | 38000 | 73.79% | 2 | 0 | 11 |  |  |  |  | R-454B | 4.3333 | Residential & Commercial | USHP | Ducted CEE Tier 1
214607186 | Central HP <5.4 tons | LENNOX | HRCU-A-CB (Split System: Heat Pump with Remote Outdoor Unit-Air-Source) | EL22XPV-024-230A** | ADP |  | LH29/36F9+LEFE3A* | 0 | 22800 | 20 | 8.55 | 20600 | 15700 | 76.21% | 2.24 | 0 | 13 |  |  |  |  | R-410A | 1.9 | Residential & Commercial | USHP | Ducted CEE Tier 1
212632737 | Central HP <5.4 tons | LENNOX | HRCU-A-CB (Split System: Heat Pump with Remote Outdoor Unit-Air-Source) | SL25XPV-036-230A** | ADP |  | LD31/36Z9 | SL280DF090V48B* | 33400 | 21 | 8.7 | 34400 | 29400 | 85.47% | 1.78 | 0 | 13 |  |  |  |  | R-410A | 2.7833 | Residential & Commercial | USHP | Ducted CEE Tier 1
212632760 | Central HP <5.4 tons | LENNOX | HRCU-A-CB (Split System: Heat Pump with Remote Outdoor Unit-Air-Source) | SL25XPV-036-230A** | ADP |  | LD30/36Y9 | SLP99DF090XV48C* | 33400 | 21 | 8.7 | 34400 | 29400 | 85.47% | 1.76 | 0 | 12.5 |  |  |  |  | R-410A | 2.7833 | Residential & Commercial | USHP | Ducted CEE Tier 1
214776495 | Central HP <5.4 tons | YORK | HRCU-A-CB (Split System: Heat Pump with Remote Outdoor Unit-Air-Source) | HH860E2S11 | ADP |  | CH605D*C+TXV | TM9E080C20MP12 | 53500 | 18 | 8.5 | 53000 | 39500 | 74.53% | 2 | 0 | 11 |  |  |  |  | R-454B | 4.4583 | Residential & Commercial | USHP | Ducted CEE Tier 1
214776502 | Central HP <5.4 tons | YORK | HRCU-A-CB (Split System: Heat Pump with Remote Outdoor Unit-Air-Source) | HH860E2S11 | ADP |  | CV609**A+TXV | TM9E080C20MP12 | 53500 | 19 | 8.5 | 53000 | 39500 | 74.53% | 2 | 0 | 11 |  |  |  |  | R-454B | 4.4583 | Residential & Commercial | USHP | Ducted CEE Tier 1
214776309 | Central HP <5.4 tons | YORK | HRCU-A-CB (Split System: Heat Pump with Remote Outdoor Unit-Air-Source) | HH824E2S11 | ADP |  | CV360**C+TXV | TL9E060B12UH11 | 21800 | 17 | 8.45 | 21200 | 17700 | 83.49% | 1.9 | 0 | 11 |  |  |  |  | R-454B | 1.8167 | Residential & Commercial | USHP | Ducted CEE Tier 1
214776352 | Central HP <5.4 tons | YORK | HRCU-A-CB (Split System: Heat Pump with Remote Outdoor Unit-Air-Source) | HH824E2S11 | ADP |  | CV363**C+TXV | TM9V060B12MP12 | 22400 | 17 | 8.8 | 21400 | 17200 | 80.37% | 1.96 | 0 | 11 |  |  |  |  | R-454B | 1.8667 | Residential & Commercial | USHP | Ducted CEE Tier 1
214776552 | Central HP <5.4 tons | YORK | HRCU-A-CB (Split System: Heat Pump with Remote Outdoor Unit-Air-Source) | HH860E2S11 | ADP |  | CH600D*C+TXV | TM9V080C16MP12 | 43000 | 17 | 8.4 | 42000 | 33000 | 78.57% | 1.98 | 0 | 10.5 |  |  |  |  | R-454B | 3.5833 | Residential & Commercial | USHP | Ducted CEE Tier 1
214776568 | Central HP <5.4 tons | YORK | HRCU-A-CB (Split System: Heat Pump with Remote Outdoor Unit-Air-Source) | HH860E2S11 | ADP |  | CH604**C+TXV | TM9V100C16MP12 | 43500 | 18 | 8.5 | 42000 | 32800 | 78.1% | 2 | 0 | 11.7 |  |  |  |  | R-454B | 3.625 | Residential & Commercial | USHP | Ducted CEE Tier 1
214776575 | Central HP <5.4 tons | YORK | HRCU-A-CB (Split System: Heat Pump with Remote Outdoor Unit-Air-Source) | HH860E2S11 | ADP |  | CV605**C+TXV | TM9V100C16MP12 | 43500 | 18 | 8.5 | 42000 | 32800 | 78.1% | 2 | 0 | 11.7 |  |  |  |  | R-454B | 3.625 | Residential & Commercial | USHP | Ducted CEE Tier 1
214776584 | Central HP <5.4 tons | YORK | HRCU-A-CB (Split System: Heat Pump with Remote Outdoor Unit-Air-Source) | HH860E2S11 | ADP |  | CH600D*C+TXV | TM9V100C20MP12 | 50500 | 18 | 8.3 | 51500 | 38000 | 73.79% | 1.96 | 0 | 10.5 |  |  |  |  | R-454B | 4.2083 | Residential & Commercial | USHP | Ducted CEE Tier 1
214776609 | Central HP <5.4 tons | YORK | HRCU-A-CB (Split System: Heat Pump with Remote Outdoor Unit-Air-Source) | HH860E2S11 | ADP |  | CV481**C+TXV | TMLE080C16MP11 | 43500 | 17 | 8.3 | 43500 | 33800 | 77.7% | 1.96 | 0 | 10.5 |  |  |  |  | R-454B | 3.625 | Residential & Commercial | USHP | Ducted CEE Tier 1
214776618 | Central HP <5.4 tons | YORK | HRCU-A-CB (Split System: Heat Pump with Remote Outdoor Unit-Air-Source) | HH860E2S11 | ADP |  | CV605**C+TXV | TMLE080C16MP11 | 44500 | 18 | 8.5 | 43500 | 33800 | 77.7% | 2 | 0 | 11 |  |  |  |  | R-454B | 3.7083 | Residential & Commercial | USHP | Ducted CEE Tier 1
214776636 | Central HP <5.4 tons | YORK | HRCU-A-CB (Split System: Heat Pump with Remote Outdoor Unit-Air-Source) | HH860E2S11 | ADP |  | CH602**A+TXV | TMLE080C20MP11 | 53500 | 19 | 8.5 | 53000 | 39500 | 74.53% | 2 | 0 | 11 |  |  |  |  | R-454B | 4.4583 | Residential & Commercial | USHP | Ducted CEE Tier 1
214776643 | Central HP <5.4 tons | YORK | HRCU-A-CB (Split System: Heat Pump with Remote Outdoor Unit-Air-Source) | HH860E2S11 | ADP |  | CH604**C+TXV | TMLE100C16MP11 | 44500 | 18 | 8.5 | 43500 | 33800 | 77.7% | 2 | 0 | 11 |  |  |  |  | R-454B | 3.7083 | Residential & Commercial | USHP | Ducted CEE Tier 1
214776659 | Central HP <5.4 tons | YORK | HRCU-A-CB (Split System: Heat Pump with Remote Outdoor Unit-Air-Source) | HH860E2S11 | ADP |  | CH600D*C+TXV | TMLE100C20MP11 | 52000 | 18 | 8.3 | 53000 | 39500 | 74.53% | 1.96 | 0 | 10.5 |  |  |  |  | R-454B | 4.3333 | Residential & Commercial | USHP | Ducted CEE Tier 1
214776661 | Central HP <5.4 tons | YORK | HRCU-A-CB (Split System: Heat Pump with Remote Outdoor Unit-Air-Source) | HH860E2S11 | ADP |  | CV601**C+TXV | TMLE100C20MP11 | 52500 | 18 | 8.35 | 53000 | 39500 | 74.53% | 1.98 | 0 | 10.5 |  |  |  |  | R-454B | 4.375 | Residential & Commercial | USHP | Ducted CEE Tier 1
214776684 | Central HP <5.4 tons | YORK | HRCU-A-CB (Split System: Heat Pump with Remote Outdoor Unit-Air-Source) | HH860E2S11 | ADP |  | CV609**A+TXV | TMLE120C20MP11 | 53000 | 19 | 8.5 | 52500 | 39000 | 74.29% | 2 | 0 | 11 |  |  |  |  | R-454B | 4.4167 | Residential & Commercial | USHP | Ducted CEE Tier 1
214776702 | Central HP <5.4 tons | YORK | HRCU-A-CB (Split System: Heat Pump with Remote Outdoor Unit-Air-Source) | HH860E2S11 | ADP |  | CH604**C+TXV | TMLV100C16MP12 | 43500 | 18 | 8.5 | 42000 | 32800 | 78.1% | 2 | 0 | 11.7 |  |  |  |  | R-454B | 3.625 | Residential & Commercial | USHP | Ducted CEE Tier 1
214776729 | Central HP <5.4 tons | YORK | HRCU-A-CB (Split System: Heat Pump with Remote Outdoor Unit-Air-Source) | HH860E2S11 | ADP |  | CV481**C+TXV | Y81E080C16SMPS1 | 43500 | 17 | 8.3 | 42500 | 33000 | 77.65% | 1.96 | 0 | 11.7 |  |  |  |  | R-454B | 3.625 | Residential & Commercial | USHP | Ducted CEE Tier 1
213312005 | Central HP <5.4 tons | BRYANT HEATING AND COOLING SYSTEMS | HRCU-A-CB (Split System: Heat Pump with Remote Outdoor Unit-Air-Source) | 38MURAQ24AB3* | ADP |  | V36H175P159+CBPE4B* | 0 | 24200 | 18 | 9 | 25000 | 22600 | 90.4% | 1.92 | 0 | 10.5 |  |  |  |  | R-410A | 2.0167 | Residential & Commercial | USHP | Ducted CEE Tier 1
214776421 | Central HP <5.4 tons | YORK | HRCU-A-CB (Split System: Heat Pump with Remote Outdoor Unit-Air-Source) | HH860E2S11 | ADP |  | CV606**C+TXV | TL8E080C16UH11 | 44500 | 18 | 8.5 | 43500 | 33800 | 77.7% | 2 | 0 | 11 |  |  |  |  | R-454B | 3.7083 | Residential & Commercial | USHP | Ducted CEE Tier 1
214776424 | Central HP <5.4 tons | YORK | HRCU-A-CB (Split System: Heat Pump with Remote Outdoor Unit-Air-Source) | HH860E2S11 | ADP |  | CH602**A+TXV | TL8E080C16UH11 | 44500 | 18 | 8.5 | 43500 | 33800 | 77.7% | 2 | 0 | 11 |  |  |  |  | R-454B | 3.7083 | Residential & Commercial | USHP | Ducted CEE Tier 1
214776439 | Central HP <5.4 tons | YORK | HRCU-A-CB (Split System: Heat Pump with Remote Outdoor Unit-Air-Source) | HH860E2S11 | ADP |  | CV602D*A+TXV | TL8E100C20UH11 | 52000 | 19 | 8.5 | 51500 | 38000 | 73.79% | 2 | 0 | 11 |  |  |  |  | R-454B | 4.3333 | Residential & Commercial | USHP | Ducted CEE Tier 1
214776440 | Central HP <5.4 tons | YORK | HRCU-A-CB (Split System: Heat Pump with Remote Outdoor Unit-Air-Source) | HH860E2S11 | ADP |  | CV609**A+TXV | TL8E100C20UH11 | 52000 | 19 | 8.5 | 51500 | 38000 | 73.79% | 2 | 0 | 11 |  |  |  |  | R-454B | 4.3333 | Residential & Commercial | USHP | Ducted CEE Tier 1
214776441 | Central HP <5.4 tons | YORK | HRCU-A-CB (Split System: Heat Pump with Remote Outdoor Unit-Air-Source) | HH860E2S11 | ADP |  | CH480C*C+TXV | TL9E080C16UH11 | 43500 | 17 | 8.3 | 44000 | 34000 | 77.27% | 1.96 | 0 | 10.5 |  |  |  |  | R-454B | 3.625 | Residential & Commercial | USHP | Ducted CEE Tier 1
214776489 | Central HP <5.4 tons | YORK | HRCU-A-CB (Split System: Heat Pump with Remote Outdoor Unit-Air-Source) | HH860E2S11 | ADP |  | CH600C*C+TXV | TM9E080C20MP12 | 52500 | 18 | 8.3 | 53000 | 39500 | 74.53% | 1.96 | 0 | 10.5 |  |  |  |  | R-454B | 4.375 | Residential & Commercial | USHP | Ducted CEE Tier 1
214776521 | Central HP <5.4 tons | YORK | HRCU-A-CB (Split System: Heat Pump with Remote Outdoor Unit-Air-Source) | HH860E2S11 | ADP |  | CH604**C+TXV | TM9E100C20MP12 | 53500 | 19 | 8.5 | 53000 | 39500 | 74.53% | 2 | 0 | 11 |  |  |  |  | R-454B | 4.4583 | Residential & Commercial | USHP | Ducted CEE Tier 1
214776538 | Central HP <5.4 tons | YORK | HRCU-A-CB (Split System: Heat Pump with Remote Outdoor Unit-Air-Source) | HH860E2S11 | ADP |  | CV601**C+TXV | TM9E120D20MP12 | 52000 | 18 | 8.35 | 52500 | 39000 | 74.29% | 1.98 | 0 | 10.5 |  |  |  |  | R-454B | 4.3333 | Residential & Commercial | USHP | Ducted CEE Tier 1
214776541 | Central HP <5.4 tons | YORK | HRCU-A-CB (Split System: Heat Pump with Remote Outdoor Unit-Air-Source) | HH860E2S11 | ADP |  | CV605**C+TXV | TM9E120D20MP12 | 53000 | 18 | 8.5 | 52500 | 39000 | 74.29% | 2 | 0 | 11 |  |  |  |  | R-454B | 4.4167 | Residential & Commercial | USHP | Ducted CEE Tier 1
214776571 | Central HP <5.4 tons | YORK | HRCU-A-CB (Split System: Heat Pump with Remote Outdoor Unit-Air-Source) | HH860E2S11 | ADP |  | CV600**C+TXV | TM9V100C16MP12 | 43000 | 17 | 8.4 | 42000 | 32800 | 78.1% | 1.98 | 0 | 11.5 |  |  |  |  | R-454B | 3.5833 | Residential & Commercial | USHP | Ducted CEE Tier 1
214776590 | Central HP <5.4 tons | YORK | HRCU-A-CB (Split System: Heat Pump with Remote Outdoor Unit-Air-Source) | HH860E2S11 | ADP |  | CV606**C+TXV | TM9V100C20MP12 | 52000 | 19 | 8.5 | 51500 | 38000 | 73.79% | 2 | 0 | 11 |  |  |  |  | R-454B | 4.3333 | Residential & Commercial | USHP | Ducted CEE Tier 1
214776608 | Central HP <5.4 tons | YORK | HRCU-A-CB (Split System: Heat Pump with Remote Outdoor Unit-Air-Source) | HH860E2S11 | ADP |  | CH480C*C+TXV | TMLE080C16MP11 | 43500 | 17 | 8.3 | 43500 | 33800 | 77.7% | 1.96 | 0 | 10.5 |  |  |  |  | R-454B | 3.625 | Residential & Commercial | USHP | Ducted CEE Tier 1
214776624 | Central HP <5.4 tons | YORK | HRCU-A-CB (Split System: Heat Pump with Remote Outdoor Unit-Air-Source) | HH860E2S11 | ADP |  | CV609**A+TXV | TMLE080C16MP11 | 44500 | 18 | 8.5 | 43500 | 33800 | 77.7% | 2 | 0 | 11 |  |  |  |  | R-454B | 3.7083 | Residential & Commercial | USHP | Ducted CEE Tier 1
214776671 | Central HP <5.4 tons | YORK | HRCU-A-CB (Split System: Heat Pump with Remote Outdoor Unit-Air-Source) | HH860E2S11 | ADP |  | CH600C*C+TXV | TMLE120C20MP11 | 52000 | 18 | 8.3 | 52500 | 39000 | 74.29% | 1.96 | 0 | 10.5 |  |  |  |  | R-454B | 4.3333 | Residential & Commercial | USHP | Ducted CEE Tier 1
214776672 | Central HP <5.4 tons | YORK | HRCU-A-CB (Split System: Heat Pump with Remote Outdoor Unit-Air-Source) | HH860E2S11 | ADP |  | CH604**C+TXV | TMLE120C20MP11 | 53000 | 19 | 8.5 | 52500 | 39000 | 74.29% | 2 | 0 | 11 |  |  |  |  | R-454B | 4.4167 | Residential & Commercial | USHP | Ducted CEE Tier 1
214776673 | Central HP <5.4 tons | YORK | HRCU-A-CB (Split System: Heat Pump with Remote Outdoor Unit-Air-Source) | HH860E2S11 | ADP |  | CH600D*C+TXV | TMLE120C20MP11 | 51500 | 18 | 8.3 | 52500 | 39000 | 74.29% | 1.96 | 0 | 10.5 |  |  |  |  | R-454B | 4.2917 | Residential & Commercial | USHP | Ducted CEE Tier 1
214776688 | Central HP <5.4 tons | YORK | HRCU-A-CB (Split System: Heat Pump with Remote Outdoor Unit-Air-Source) | HH860E2S11 | ADP |  | CV600**C+TXV | TMLE130D20MP11 | 52500 | 18 | 8.3 | 53000 | 39500 | 74.53% | 1.96 | 0 | 10.5 |  |  |  |  | R-454B | 4.375 | Residential & Commercial | USHP | Ducted CEE Tier 1
214776691 | Central HP <5.4 tons | YORK | HRCU-A-CB (Split System: Heat Pump with Remote Outdoor Unit-Air-Source) | HH860E2S11 | ADP |  | CH605D*C+TXV | TMLE130D20MP11 | 54000 | 18 | 8.5 | 53000 | 39500 | 74.53% | 2 | 0 | 11 |  |  |  |  | R-454B | 4.5 | Residential & Commercial | USHP | Ducted CEE Tier 1
214776722 | Central HP <5.4 tons | YORK | HRCU-A-CB (Split System: Heat Pump with Remote Outdoor Unit-Air-Source) | HH860E2S11 | ADP |  | CV606**C+TXV | TMLV120C20MP12 | 53000 | 19 | 8.5 | 52000 | 38500 | 74.04% | 2 | 0 | 11 |  |  |  |  | R-454B | 4.4167 | Residential & Commercial | USHP | Ducted CEE Tier 1
214776723 | Central HP <5.4 tons | YORK | HRCU-A-CB (Split System: Heat Pump with Remote Outdoor Unit-Air-Source) | HH860E2S11 | ADP |  | CV603**A+TXV | TMLV120C20MP12 | 53000 | 19 | 8.5 | 52000 | 38500 | 74.04% | 2 | 0 | 11 |  |  |  |  | R-454B | 4.4167 | Residential & Commercial | USHP | Ducted CEE Tier 1
214776725 | Central HP <5.4 tons | YORK | HRCU-A-CB (Split System: Heat Pump with Remote Outdoor Unit-Air-Source) | HH860E2S11 | ADP |  | CH602**A+TXV | TMLV120C20MP12 | 53000 | 19 | 8.5 | 52000 | 38500 | 74.04% | 2 | 0 | 11 |  |  |  |  | R-454B | 4.4167 | Residential & Commercial | USHP | Ducted CEE Tier 1
214776738 | Central HP <5.4 tons | YORK | HRCU-A-CB (Split System: Heat Pump with Remote Outdoor Unit-Air-Source) | HH860E2S11 | ADP |  | CV605**C+TXV | Y81E080C16SMPS1 | 44500 | 18 | 8.5 | 42500 | 33000 | 77.65% | 2 | 0 | 12 |  |  |  |  | R-454B | 3.7083 | Residential & Commercial | USHP | Ducted CEE Tier 1
214776739 | Central HP <5.4 tons | YORK | HRCU-A-CB (Split System: Heat Pump with Remote Outdoor Unit-Air-Source) | HH860E2S11 | ADP |  | CV606**C+TXV | Y81E080C16SMPS1 | 44500 | 18 | 8.5 | 42500 | 33000 | 77.65% | 2 | 0 | 12 |  |  |  |  | R-454B | 3.7083 | Residential & Commercial | USHP | Ducted CEE Tier 1
214776772 | Central HP <5.4 tons | YORK | HRCU-A-CB (Split System: Heat Pump with Remote Outdoor Unit-Air-Source) | HH860E2S11 | ADP |  | CV602D*A+TXV | Y81E100C20SMPS1 | 53000 | 19 | 8.5 | 51500 | 38000 | 73.79% | 2 | 0 | 11.7 |  |  |  |  | R-454B | 4.4167 | Residential & Commercial | USHP | Ducted CEE Tier 1
215669271 | Central HP <5.4 tons | TEMPSTAR | HRCU-A-CB (Split System: Heat Pump with Remote Outdoor Unit-Air-Source) | T5H0V36*K*AAA* |  |  | EA*5X48M21A*+WALLCON | *96CTN0601714B* | 33600 | 17.5 | 9 | 35200 | 25400 | 72.16% | 1.88 | 0 | 9.5 |  |  |  |  | R-454B | 2.8 | Residential & Commercial | USHP
211755794 | Central HP <5.4 tons | YORK | HRCU-A-CB (Split System: Heat Pump with Remote Outdoor Unit-Air-Source) | HMH72B341 | ASPEN |  | D(A,C,E)36A44+TDR | TM8Y060A12MP11 | 32000 | 18 | 8.1 | 33400 | 27400 | 82.04% | 2.5 | 0 | 9.9 |  |  |  |  | R-410A | 2.6667 | Residential & Commercial | USHP
211755876 | Central HP <5.4 tons | YORK | HRCU-A-CB (Split System: Heat Pump with Remote Outdoor Unit-Air-Source) | HMH72B341 | ASPEN |  | D(A,C,E)36B34+TDR | TMLE060A12MP11 | 32200 | 18 | 8.1 | 33800 | 27400 | 81.07% | 2.51 | 0 | 9.9 |  |  |  |  | R-410A | 2.6833 | Residential & Commercial | USHP
214271890 | Central HP <5.4 tons | CARRIER | HRCU-A-CB (Split System: Heat Pump with Remote Outdoor Unit-Air-Source) | 25VNA825A*032* | ADP |  | PL36H210P749 | 58TN*B045C17**12 | 23600 | 16 | 8.1 | 20000 | 16300 | 81.5% | 1.94 | 0 | 10.5 |  |  |  |  | R-410A | 1.9667 | Residential & Commercial | USHP | Ducted CEE Tier 1
214776374 | Central HP <5.4 tons | YORK | HRCU-A-CB (Split System: Heat Pump with Remote Outdoor Unit-Air-Source) | HH824E2S11 | ADP |  | CH368A*C+TXV | Y81E060A12SMPS1 | 22800 | 17 | 8.9 | 21000 | 16900 | 80.48% | 1.98 | 0 | 11.7 |  |  |  |  | R-454B | 1.9 | Residential & Commercial | USHP | Ducted CEE Tier 1
211755878 | Central HP <5.4 tons | YORK | HRCU-A-CB (Split System: Heat Pump with Remote Outdoor Unit-Air-Source) | HMH72B341 | ASPEN |  | D(A,C,E)36A44+TDR | TMLE080B12MP11 | 32000 | 18 | 8.1 | 34000 | 28000 | 82.35% | 2.47 | 0 | 9.4 |  |  |  |  | R-410A | 2.6667 | Residential & Commercial | USHP
211755879 | Central HP <5.4 tons | YORK | HRCU-A-CB (Split System: Heat Pump with Remote Outdoor Unit-Air-Source) | HMH72B341 | ASPEN |  | D(A,C,E)36B34+TDR | TMLE080B12MP11 | 32000 | 18 | 8.1 | 34000 | 28000 | 82.35% | 2.47 | 0 | 9.4 |  |  |  |  | R-410A | 2.6667 | Residential & Commercial | USHP
211755896 | Central HP <5.4 tons | YORK | HRCU-A-CB (Split System: Heat Pump with Remote Outdoor Unit-Air-Source) | HMH72B341 | ASPEN |  | D(A,C,E)36A44+TDR | TMLV100C16MP12 | 32000 | 17.5 | 8.1 | 33800 | 27400 | 81.07% | 2.54 | 0 | 9.9 |  |  |  |  | R-410A | 2.6667 | Residential & Commercial | USHP
211755911 | Central HP <5.4 tons | YORK | HRCU-A-CB (Split System: Heat Pump with Remote Outdoor Unit-Air-Source) | HMH72B341 | ASPEN |  | D(A,C,E)36A44+TDR | TP9C100C16MP13 | 32000 | 17.5 | 8.1 | 34000 | 27400 | 80.59% | 2.54 | 0 | 9.9 |  |  |  |  | R-410A | 2.6667 | Residential & Commercial | USHP
213739582 | Central HP <5.4 tons | DAY & NIGHT | HRCU-A-CB (Split System: Heat Pump with Remote Outdoor Unit-Air-Source) | DLCURAH18ABK | ADP |  | PL36H175P069 | *96MSN0401712A* | 17500 | 15.2 | 8.5 | 17100 | 18800 | 109.9% | 2.3 | 0 | 10.5 |  |  |  |  | R-410A | 1.4583 | Residential & Commercial | USHP | Ducted CEE Tier 1
215669011 | Central HP <5.4 tons | TEMPSTAR | HRCU-A-CB (Split System: Heat Pump with Remote Outdoor Unit-Air-Source) | T5H0V36*K*AAA* |  |  | EA*5X43M21A*+WALLCON | *80CTL0902120B* | 34600 | 18 | 9 | 35200 | 25000 | 71.02% | 1.9 | 0 | 10 |  |  |  |  | R-454B | 2.8833 | Residential & Commercial | USHP | Ducted CEE Tier 1
215669661 | Central HP <5.4 tons | TEMPSTAR | HRCU-A-CB (Split System: Heat Pump with Remote Outdoor Unit-Air-Source) | T5H0V36*K*AAA* |  |  | EA*5X61M24A*+WALLCON | *80CTL1352422B* | 35000 | 18.5 | 9 | 34400 | 24600 | 71.51% | 1.92 | 0 | 10.5 |  |  |  |  | R-454B | 2.9167 | Residential & Commercial | USHP | Ducted CEE Tier 1
215669845 | Central HP <5.4 tons | TEMPSTAR | HRCU-A-CB (Split System: Heat Pump with Remote Outdoor Unit-Air-Source) | T5H0V36*K*AAA* |  |  | ESH5X36M12A*+WALLCON | *95CSU0802120B* | 33600 | 16 | 8.5 | 35800 | 25400 | 70.95% | 1.76 | 0 | 9.5 |  |  |  |  | R-454B | 2.8 | Residential & Commercial | USHP
215670029 | Central HP <5.4 tons | TEMPSTAR | HRCU-A-CB (Split System: Heat Pump with Remote Outdoor Unit-Air-Source) | T5H0V36*K*AAA* |  |  | ESH5X42M12A*+WALLCON | *95CSU0601716B* | 33800 | 16 | 8.5 | 35600 | 25400 | 71.35% | 1.78 | 0 | 9 |  |  |  |  | R-454B | 2.8167 | Residential & Commercial | USHP
214606513 | Central HP <5.4 tons | YORK | HRCU-A-C (Split System: Heat Pump with Remote Outdoor Unit with No Indoor Fan --Air Source) | HH836E2S11 |  |  | CTM36B5CDS1 | 0 | 32800 | 15.2 | 8.1 | 31000 | 22600 | 72.9% | 2 | 0 | 11 |  |  |  |  | R-454B | 2.7333 | Residential & Commercial | USHP | Ducted CEE Tier 1
212925891 | Central HP <5.4 tons | TOSOT | HRCU-A-C (Split System: Heat Pump with Remote Outdoor Unit with No Indoor Fan --Air Source) | TU60-48WADU | ASPEN |  | C(A,C,D,E)60A44+TDR | 0 | 50500 | 15.2 | 8.5 | 53000 | 37200 | 70.19% | 1.8 | 0 | 9.5 |  |  |  |  | R-410A | 4.2083 | Residential & Commercial | USHP
211756094 | Central HP <5.4 tons | YORK | HRCU-A-CB (Split System: Heat Pump with Remote Outdoor Unit-Air-Source) | HMH72B341 | ASPEN |  | D(A,C,E)36B36+TDR | TP9C120D20MP13 | 31600 | 17 | 8.1 | 32400 | 28200 | 87.04% | 2.57 | 0 | 9.3 |  |  |  |  | R-410A | 2.6333 | Residential & Commercial | USHP
216374502 | Central HP <5.4 tons | YORK | HRCU-A-CB (Split System: Heat Pump with Remote Outdoor Unit-Air-Source) | HH836E2S11 |  |  | CTF36B5CDS1 | Y92E060B12SMPS1 | 33400 | 18 | 8.5 | 31600 | 24200 | 76.58% | 2 | 0 | 11 |  |  |  |  | R-454B | 2.7833 | Residential & Commercial | USHP | Ducted CEE Tier 1
216410833 | Central HP <5.4 tons | YORK | HRCU-A-CB (Split System: Heat Pump with Remote Outdoor Unit-Air-Source) | HMH72B341 |  |  | XAFC36DBCN1 | Y92E100C20SMPS1 | 34000 | 17 | 8.5 | 32400 | 22800 | 70.37% | 2.02 | 0 | 10 |  |  |  |  | R-410A | 2.8333 | Residential & Commercial | USHP | Ducted CEE Tier 1
216410834 | Central HP <5.4 tons | YORK | HRCU-A-CB (Split System: Heat Pump with Remote Outdoor Unit-Air-Source) | HMH72B341 |  |  | XAHC36DBCN1 | Y92E080B12SMPS1 | 33200 | 18 | 8.5 | 33000 | 23200 | 70.3% | 2 | 0 | 10 |  |  |  |  | R-410A | 2.7667 | Residential & Commercial | USHP | Ducted CEE Tier 1
216050983 | Central HP <5.4 tons | FRIEDRICH | HRCU-A-CB (Split System: Heat Pump with Remote Outdoor Unit-Air-Source) | FRP19AY24AJVC |  |  | TCFY2421HEAAM | FR951V0403A17UH | 22800 | 21 | 8.5 | 22800 | 18700 | 82.02% | 1.8 | 0 | 13 |  |  |  |  | R-454B | 1.9 | Residential & Commercial | USHP | Ducted CEE Tier 1
211262027 | Central HP <5.4 tons | COMFORTMAKER | HRCU-A-CB (Split System: Heat Pump with Remote Outdoor Unit-Air-Source) | DLCURAH18ABK |  |  | EA*4X30L17A* | *80ES(N,L)0451712A* | 18000 | 16 | 8.5 | 18500 | 18500 | 100% | 2.22 | 0 | 10.5 |  |  |  |  | R-410A | 1.5 | Residential & Commercial | USHP | Ducted CEE Tier 1
211628533 | Central HP <5.4 tons | YORK | HRCU-A-CB (Split System: Heat Pump with Remote Outdoor Unit-Air-Source) | HMH72B341 | ASPEN |  | CM36B36+TDR | YPLC100C16MP13 | 32000 | 17.5 | 8.1 | 25400 | 31600 | 124.4% | 2.87 | 0 | 9.9 |  |  |  |  | R-410A | 2.6667 | Residential & Commercial | USHP
211628542 | Central HP <5.4 tons | YORK | HRCU-A-CB (Split System: Heat Pump with Remote Outdoor Unit-Air-Source) | HMH72B341 | ASPEN |  | C(A,C,D,E)48A36+TDR | YPLC100C20MP13 | 31600 | 16.5 | 8.1 | 32400 | 27400 | 84.57% | 2.49 | 0 | 8.9 |  |  |  |  | R-410A | 2.6333 | Residential & Commercial | USHP
215932736 | Central HP <5.4 tons | HEIL | HRCU-A-CB (Split System: Heat Pump with Remote Outdoor Unit-Air-Source) | H5H3V36*K*AAA* |  |  | EA*5X61M21A*+WALLCON | *80CTL1102120B* | 34400 | 20.5 | 9.5 | 34200 | 26000 | 76.02% | 2.06 | 0 | 12 |  |  |  |  | R-454B | 2.8667 | Residential & Commercial | USHP | Ducted CEE Tier 1
215932936 | Central HP <5.4 tons | HEIL | HRCU-A-CB (Split System: Heat Pump with Remote Outdoor Unit-Air-Source) | H5H3V36*K*AAA* |  |  | EA*5X61M24A*+WALLCON | *97CMN1202422B* | 34400 | 20.5 | 9.5 | 34400 | 26000 | 75.58% | 2.06 | 0 | 12 |  |  |  |  | R-454B | 2.8667 | Residential & Commercial | USHP | Ducted CEE Tier 1
215933106 | Central HP <5.4 tons | HEIL | HRCU-A-CB (Split System: Heat Pump with Remote Outdoor Unit-Air-Source) | H5H3V36*K*AAA* |  |  | ESH5X36M12A*+WALLCON | *80CTL0902120B* | 33400 | 19 | 9 | 34800 | 26600 | 76.44% | 1.92 | 0 | 11.5 |  |  |  |  | R-454B | 2.7833 | Residential & Commercial | USHP | Ducted CEE Tier 1
215933156 | Central HP <5.4 tons | HEIL | HRCU-A-CB (Split System: Heat Pump with Remote Outdoor Unit-Air-Source) | H5H3V36*K*AAA* |  |  | ESH5X36M12A*+WALLCON | *95CSU1002122B* | 33400 | 19 | 9 | 34800 | 26600 | 76.44% | 1.94 | 0 | 11.5 |  |  |  |  | R-454B | 2.7833 | Residential & Commercial | USHP | Ducted CEE Tier 1
215933206 | Central HP <5.4 tons | HEIL | HRCU-A-CB (Split System: Heat Pump with Remote Outdoor Unit-Air-Source) | H5H3V36*K*AAA* |  |  | ESH5X36M12A*+WALLCON | *97CMN1002122B* | 33400 | 19 | 9 | 34800 | 26600 | 76.44% | 1.92 | 0 | 11 |  |  |  |  | R-454B | 2.7833 | Residential & Commercial | USHP | Ducted CEE Tier 1
215933406 | Central HP <5.4 tons | HEIL | HRCU-A-CB (Split System: Heat Pump with Remote Outdoor Unit-Air-Source) | H5H3V36*K*AAA* |  |  | ESH5X42M12A*+WALLCON | *97CMN0602120B* | 33400 | 18.5 | 9 | 35200 | 27000 | 76.7% | 1.92 | 0 | 11 |  |  |  |  | R-454B | 2.7833 | Residential & Commercial | USHP | Ducted CEE Tier 1
215933036 | Central HP <5.4 tons | HEIL | HRCU-A-CB (Split System: Heat Pump with Remote Outdoor Unit-Air-Source) | H5H3V36*K*AAA* |  |  | ESH5X36M12A*+WALLCON | *80CSU0601716A* | 33200 | 19 | 9 | 34800 | 26800 | 77.01% | 1.92 | 0 | 11 |  |  |  |  | R-454B | 2.7667 | Residential & Commercial | USHP | Ducted CEE Tier 1
215934926 | Central HP <5.4 tons | HEIL | HRCU-A-CB (Split System: Heat Pump with Remote Outdoor Unit-Air-Source) | H5H3V36*K*AAA* |  |  | EVM5X44M21A*+WALLCON | *97CMN1002122B* | 35600 | 22 | 8.5 | 38000 | 28600 | 75.26% | 2.02 | 0 | 12.5 |  |  |  |  | R-454B | 2.9667 | Residential & Commercial | USHP | Ducted CEE Tier 1
215935076 | Central HP <5.4 tons | HEIL | HRCU-A-CB (Split System: Heat Pump with Remote Outdoor Unit-Air-Source) | H5H3V36*K*AAA* |  |  | EVM5X49M21A*+WALLCON | *95CSU1002122B* | 35600 | 22 | 8.5 | 38000 | 28400 | 74.74% | 2.04 | 0 | 12.5 |  |  |  |  | R-454B | 2.9667 | Residential & Commercial | USHP | Ducted CEE Tier 1
215934726 | Central HP <5.4 tons | HEIL | HRCU-A-CB (Split System: Heat Pump with Remote Outdoor Unit-Air-Source) | H5H3V36*K*AAA* |  |  | EVM5X36M17A*+WALLCON | *96CTN0601714B* | 34000 | 20 | 8.1 | 38000 | 27200 | 71.58% | 2 | 0 | 11 |  |  |  |  | R-454B | 2.8333 | Residential & Commercial | USHP | Ducted CEE Tier 1
211756103 | Central HP <5.4 tons | YORK | HRCU-A-CB (Split System: Heat Pump with Remote Outdoor Unit-Air-Source) | HMH72B341 | ASPEN |  | D(A,C,E)36A46+TDR | TPLC100C20MP13 | 31400 | 16.5 | 8.1 | 32400 | 27800 | 85.8% | 2.49 | 0 | 8.9 |  |  |  |  | R-410A | 2.6167 | Residential & Commercial | USHP
211756104 | Central HP <5.4 tons | YORK | HRCU-A-CB (Split System: Heat Pump with Remote Outdoor Unit-Air-Source) | HMH72B341 | ASPEN |  | D(A,C,E)36B36+TDR | TPLC100C20MP13 | 31400 | 16.5 | 8.1 | 32400 | 27800 | 85.8% | 2.49 | 0 | 8.9 |  |  |  |  | R-410A | 2.6167 | Residential & Commercial | USHP
216439967 | Central HP <5.4 tons | AMERICAN STANDARD | HRCU-A-CB (Split System: Heat Pump with Remote Outdoor Unit-Air-Source) | 5A6V0X24A1 |  |  | 5PX*B006AS3 | S9V2B040U3PSC+LRP | 21200 | 20 | 9.4 | 22400 | 16800 | 75% | 2.1 | 0 | 12 |  |  |  |  | R-454B | 1.7667 | Residential & Commercial | USHP | Ducted CEE Tier 1
215670196 | Central HP <5.4 tons | CARRIER | HRCU-A-CB (Split System: Heat Pump with Remote Outdoor Unit-Air-Source) | 27VNA036A*030* |  |  | CSAH*4812AM*+UI | 58TN*B090C17**16 | 34200 | 17 | 8.5 | 35400 | 25200 | 71.19% | 1.88 | 0 | 9.5 |  |  |  |  | R-454B | 2.85 | Residential & Commercial | USHP
215670396 | Central HP <5.4 tons | CARRIER | HRCU-A-CB (Split System: Heat Pump with Remote Outdoor Unit-Air-Source) | 27VNA036A*030* |  |  | CSAH*6012AM*+UI | 58TN*B045C17**12 | 34200 | 16.5 | 8.5 | 35000 | 25200 | 72% | 1.78 | 0 | 9 |  |  |  |  | R-454B | 2.85 | Residential & Commercial | USHP
211756125 | Central HP <5.4 tons | YORK | HRCU-A-CB (Split System: Heat Pump with Remote Outdoor Unit-Air-Source) | HMH72B341 | ASPEN |  | D(A,C,E)36A46+TDR | YPLC100C16MP13 | 32000 | 17.5 | 8.1 | 33800 | 27400 | 81.07% | 2.54 | 0 | 9.9 |  |  |  |  | R-410A | 2.6667 | Residential & Commercial | USHP
216410829 | Central HP <5.4 tons | YORK | HRCU-A-CB (Split System: Heat Pump with Remote Outdoor Unit-Air-Source) | HMH72B341 |  |  | XAHC36DBCN1 | Y92E060B12SMPS1 | 33200 | 17.5 | 8.5 | 33400 | 23400 | 70.06% | 2 | 0 | 9.5 |  |  |  |  | R-410A | 2.7667 | Residential & Commercial | USHP
215731308 | Central HP <5.4 tons | YORK | HRCU-A-CB (Split System: Heat Pump with Remote Outdoor Unit-Air-Source) | HH836E2S11 | ADP |  | H,YG48*36+TXV | Y81E100C20SMPS1 | 33800 | 19 | 8.5 | 30000 | 25000 | 83.33% | 2 | 0 | 11 |  |  |  |  | R-454B | 2.8167 | Residential & Commercial | USHP | Ducted CEE Tier 1
215731310 | Central HP <5.4 tons | YORK | HRCU-A-CB (Split System: Heat Pump with Remote Outdoor Unit-Air-Source) | HH836E2S11 | ADP |  | H,YG48*36+TXV | Y81E120C16SMPS1 | 33400 | 19 | 8.5 | 29600 | 24800 | 83.78% | 2 | 0 | 11.7 |  |  |  |  | R-454B | 2.7833 | Residential & Commercial | USHP | Ducted CEE Tier 1
215731821 | Central HP <5.4 tons | YORK | HRCU-A-CB (Split System: Heat Pump with Remote Outdoor Unit-Air-Source) | HH836E2S11 | ADP |  | H,YG48*36+TXV-BLEED | TM9V080B12MP12 | 33000 | 18 | 8.5 | 29200 | 24800 | 84.93% | 2 | 0 | 11 |  |  |  |  | R-454B | 2.75 | Residential & Commercial | USHP | Ducted CEE Tier 1
215731830 | Central HP <5.4 tons | YORK | HRCU-A-CB (Split System: Heat Pump with Remote Outdoor Unit-Air-Source) | HH836E2S11 | ADP |  | H,YG48*36+TXV-BLEED | Y81E100B12SMPS1 | 33000 | 18 | 8.5 | 28800 | 24400 | 84.72% | 2 | 0 | 11.7 |  |  |  |  | R-454B | 2.75 | Residential & Commercial | USHP | Ducted CEE Tier 1
212362814 | Central HP <5.4 tons | GOETTL | HRCU-A-CB (Split System: Heat Pump with Remote Outdoor Unit-Air-Source) | GSZV903610A* |  |  | CHPF3743C6B*+TXV | G*VC960403BNB* | 33400 | 18 | 8.2 | 34000 | 24400 | 71.76% | 1.8 | 0 | 11 |  |  |  |  | R-410A | 2.7833 | Residential & Commercial | USHP | Ducted CEE Tier 1
214624802 | Central HP <5.4 tons | CARRIER | HRCU-A-CB (Split System: Heat Pump with Remote Outdoor Unit-Air-Source) | 38MURAQ30AB3* | ADP |  | PL36H210P299 | 58SU*B040M17**12 | 30000 | 15.2 | 8.5 | 32200 | 27000 | 83.85% | 1.78 | 0 | 9 |  |  |  |  | R-410A | 2.5 | Residential & Commercial | USHP
214624836 | Central HP <5.4 tons | CARRIER | HRCU-A-CB (Split System: Heat Pump with Remote Outdoor Unit-Air-Source) | 38MURAQ30AB3* | ADP |  | A36VCA+TXV | 58SU*B060M17**16 | 29600 | 15.2 | 8.1 | 32400 | 27400 | 84.57% | 1.78 | 0 | 9 |  |  |  |  | R-410A | 2.4667 | Residential & Commercial | USHP
212982175 | Central HP <5.4 tons | HEIL | HRCU-A-CB (Split System: Heat Pump with Remote Outdoor Unit-Air-Source) | DLCURAH30ABK |  |  | EA*4X43L21A* | *80MSU0401712A* | 30600 | 15.2 | 8.1 | 33200 | 26200 | 78.92% | 1.86 | 0 | 9 |  |  |  |  | R-410A | 2.55 | Residential & Commercial | USHP
206765971 | Central HP <5.4 tons | AIRQUEST | HRCU-A-CB (Split System: Heat Pump with Remote Outdoor Unit-Air-Source) | HVH825GKA3* |  |  | EA*4X37L21A*+WALLCON | *96CTN0801714A* | 24400 | 16.5 | 8.1 | 21200 | 16700 | 78.77% | 2.02 | 11 | 11 |  |  |  |  | R-410A | 2.0333 | Residential & Commercial | USHP | Ducted CEE Tier 1
215669622 | Central HP <5.4 tons | CARRIER | HRCU-A-CB (Split System: Heat Pump with Remote Outdoor Unit-Air-Source) | 27VNA036A*030* |  |  | CAA**6124AM*+UI | 58TN*B070C21**20 | 34800 | 18.5 | 9 | 34400 | 24800 | 72.09% | 1.92 | 0 | 10 |  |  |  |  | R-454B | 2.9 | Residential & Commercial | USHP | Ducted CEE Tier 1
216439957 | Central HP <5.4 tons | AMERICAN STANDARD | HRCU-A-CB (Split System: Heat Pump with Remote Outdoor Unit-Air-Source) | 5A6V0X24A1 |  |  | 5PX*B003AS3 | S9V2B040D3PSC+LRP | 19200 | 17.1 | 9 | 22800 | 16900 | 74.12% | 2 | 0 | 11 |  |  |  |  | R-454B | 1.6 | Residential & Commercial | USHP | Ducted CEE Tier 1
216440023 | Central HP <5.4 tons | AMERICAN STANDARD | HRCU-A-CB (Split System: Heat Pump with Remote Outdoor Unit-Air-Source) | 5A6V0X36A1 |  |  | 5PX*B006AS3 | S9V2B080D4PSC+LRP | 32000 | 17.2 | 9.4 | 31800 | 23600 | 74.21% | 2.1 | 0 | 11.7 |  |  |  |  | R-454B | 2.6667 | Residential & Commercial | USHP | Ducted CEE Tier 1
216440055 | Central HP <5.4 tons | AMERICAN STANDARD | HRCU-A-CB (Split System: Heat Pump with Remote Outdoor Unit-Air-Source) | 5A6V0X36A1 |  |  | 5PX*C005AS3 | S9V2C080U5PSC+LRP | 33200 | 18.6 | 9.4 | 31800 | 24000 | 75.47% | 2.1 | 0 | 12 |  |  |  |  | R-454B | 2.7667 | Residential & Commercial | USHP | Ducted CEE Tier 1
211168134 | Central HP <5.4 tons | AMERICAN STANDARD | HRCU-A-CB (Split System: Heat Pump with Remote Outdoor Unit-Air-Source) | 4A6V0X24A1 | ASPEN |  | 4PXFH003AZ3+TDR | *DHMB080ACV3 | 23200 | 18 | 8.5 | 20200 | 19300 | 95.54% | 2.48 | 0 | 12 |  |  |  |  | R-410A | 1.9333 | Residential & Commercial | USHP | Ducted CEE Tier 1
216050997 | Central HP <5.4 tons | FRIEDRICH | HRCU-A-CB (Split System: Heat Pump with Remote Outdoor Unit-Air-Source) | FRP19AY24AJVC |  |  | TCFY2421HEAAM | FR921V0703A17M4 | 22800 | 20 | 8.5 | 22800 | 18600 | 81.58% | 1.8 | 0 | 12 |  |  |  |  | R-454B | 1.9 | Residential & Commercial | USHP | Ducted CEE Tier 1
216051000 | Central HP <5.4 tons | FRIEDRICH | HRCU-A-CB (Split System: Heat Pump with Remote Outdoor Unit-Air-Source) | FRP19AY24AJVC |  |  | TCFY2421HEAAM | FR921V0603A17M4 | 22800 | 21 | 8.5 | 22800 | 18600 | 81.58% | 1.8 | 0 | 13 |  |  |  |  | R-454B | 1.9 | Residential & Commercial | USHP | Ducted CEE Tier 1
216051015 | Central HP <5.4 tons | FRIEDRICH | HRCU-A-CB (Split System: Heat Pump with Remote Outdoor Unit-Air-Source) | FRP19AY24AJVC |  |  | TCFY2421HEAAM | FR97MV0603A17DH | 22800 | 21 | 8.5 | 22800 | 18500 | 81.14% | 1.8 | 0 | 13 |  |  |  |  | R-454B | 1.9 | Residential & Commercial | USHP | Ducted CEE Tier 1
216051034 | Central HP <5.4 tons | FRIEDRICH | HRCU-A-CB (Split System: Heat Pump with Remote Outdoor Unit-Air-Source) | FRP19AY24AJVC |  |  | TCFY2421HEAAM | FR98MV0703A17UP | 22800 | 20 | 8.5 | 22800 | 18500 | 81.14% | 1.8 | 0 | 12 |  |  |  |  | R-454B | 1.9 | Residential & Commercial | USHP | Ducted CEE Tier 1
213206051 | Central HP <5.4 tons | CARRIER | HRCU-A-CB (Split System: Heat Pump with Remote Outdoor Unit-Air-Source) | 38MURAQ24AA3* | ASPEN |  | D(A,C,E)36C34+TDR | 59SC2D100E21**20 | 23800 | 16 | 8.5 | 26000 | 23000 | 88.46% | 2.92 | 0 | 9.5 |  |  |  |  | R-410A | 1.9833 | Residential & Commercial | USHP
213206102 | Central HP <5.4 tons | CARRIER | HRCU-A-CB (Split System: Heat Pump with Remote Outdoor Unit-Air-Source) | 38MURAQ24AA3* | ASPEN |  | D(A,C,E)30C44+TDR | 59SC5B060E17**14 | 23800 | 15.5 | 8.5 | 25400 | 22600 | 88.98% | 2.89 | 0 | 9.4 |  |  |  |  | R-410A | 1.9833 | Residential & Commercial | USHP
216051047 | Central HP <5.4 tons | FRIEDRICH | HRCU-A-CB (Split System: Heat Pump with Remote Outdoor Unit-Air-Source) | FRP19AY24AJVC |  |  | TCFY2421HEAAM | FR801V0504A17UHU | 22800 | 20 | 8.5 | 22800 | 18600 | 81.58% | 1.8 | 0 | 12 |  |  |  |  | R-454B | 1.9 | Residential & Commercial | USHP | Ducted CEE Tier 1
211756039 | Central HP <5.4 tons | YORK | HRCU-A-CB (Split System: Heat Pump with Remote Outdoor Unit-Air-Source) | HMH72B341 | ASPEN |  | D(A,C,E)36A46+TDR | TM9V060B12MP12 | 32000 | 17.5 | 8.1 | 34000 | 27800 | 81.76% | 2.49 | 0 | 9.4 |  |  |  |  | R-410A | 2.6667 | Residential & Commercial | USHP
211756084 | Central HP <5.4 tons | YORK | HRCU-A-CB (Split System: Heat Pump with Remote Outdoor Unit-Air-Source) | HMH72B341 | ASPEN |  | D(A,C,E)36B36+TDR | TP9C060B12MP13 | 32200 | 17.5 | 8.1 | 34000 | 27800 | 81.76% | 2.49 | 0 | 9.4 |  |  |  |  | R-410A | 2.6833 | Residential & Commercial | USHP
211756089 | Central HP <5.4 tons | YORK | HRCU-A-CB (Split System: Heat Pump with Remote Outdoor Unit-Air-Source) | HMH72B341 | ASPEN |  | D(A,C,E)36A46+TDR | TP9C100C16MP13 | 32000 | 17.5 | 8.1 | 34000 | 27400 | 80.59% | 2.54 | 0 | 9.9 |  |  |  |  | R-410A | 2.6667 | Residential & Commercial | USHP
211756091 | Central HP <5.4 tons | YORK | HRCU-A-CB (Split System: Heat Pump with Remote Outdoor Unit-Air-Source) | HMH72B341 | ASPEN |  | D(A,C,E)36A46+TDR | TP9C100C20MP13 | 32000 | 17.5 | 8.1 | 34000 | 28400 | 83.53% | 2.52 | 0 | 9.4 |  |  |  |  | R-410A | 2.6667 | Residential & Commercial | USHP
216706062 | Central HP <5.4 tons | FRIEDRICH | HRCU-A-CB (Split System: Heat Pump with Remote Outdoor Unit-Air-Source) | FRP19AY24AJVC |  |  | RCFY2421HEAAM | FR802V1005A21UH | 22800 | 20 | 8.5 | 22800 | 18400 | 80.7% | 1.8 | 0 | 13 |  |  |  |  | R-454B | 1.9 | Residential & Commercial | USHP | Ducted CEE Tier 1
212362617 | Central HP <5.4 tons | GOETTL | HRCU-A-CB (Split System: Heat Pump with Remote Outdoor Unit-Air-Source) | ASZV903610A* |  |  | CSCF3642N6D*+TXV | A*VS800604BUA* | 33800 | 18.5 | 8.2 | 34000 | 24400 | 71.76% | 1.8 | 0 | 11.5 |  |  |  |  | R-410A | 2.8167 | Residential & Commercial | USHP | Ducted CEE Tier 1
212362548 | Central HP <5.4 tons | GOETTL | HRCU-A-CB (Split System: Heat Pump with Remote Outdoor Unit-Air-Source) | ASZV903610A* |  |  | CA*F3137*6A*+MBVC1201**-1A*+TXV | 0 | 34000 | 18.5 | 8.2 | 34000 | 24400 | 71.76% | 1.8 | 0 | 12 |  |  |  |  | R-410A | 2.8333 | Residential & Commercial | USHP | Ducted CEE Tier 1
216733041 | Central HP <5.4 tons | TEMPSTAR | HRCU-A-CB (Split System: Heat Pump with Remote Outdoor Unit-Air-Source) | D5CUHAH24AAK |  |  | EA*5X24M17A* | *96CTN0801714B* | 22000 | 16 | 8.5 | 21000 | 19100 | 90.95% | 1.96 | 0 | 10.5 |  |  |  |  | R-454B | 1.8333 | Residential & Commercial | USHP | Ducted CEE Tier 1
216737823 | Central HP <5.4 tons | COMFORTMAKER | HRCU-A-CB (Split System: Heat Pump with Remote Outdoor Unit-Air-Source) | D5CUHAH24AAK |  |  | ESH5X30M12A* | *96VTN0601412B* | 22200 | 15.2 | 8.1 | 21000 | 18800 | 89.52% | 1.9 | 0 | 10.5 |  |  |  |  | R-454B | 1.85 | Residential & Commercial | USHP | Ducted CEE Tier 1
216738074 | Central HP <5.4 tons | COMFORTMAKER | HRCU-A-CB (Split System: Heat Pump with Remote Outdoor Unit-Air-Source) | D5CUHAH24AAK |  |  | ESH5X36M12A* | *80MS(N,L)0902116A* | 22800 | 16 | 8.1 | 20800 | 18600 | 89.42% | 1.85 | 0 | 11 |  |  |  |  | R-454B | 1.9 | Residential & Commercial | USHP | Ducted CEE Tier 1
215669722 | Central HP <5.4 tons | CARRIER | HRCU-A-CB (Split System: Heat Pump with Remote Outdoor Unit-Air-Source) | 27VNA036A*030* |  |  | CAA**6124AM*+UI | 59TN6C100C21**22 | 35000 | 18.5 | 9 | 34400 | 24800 | 72.09% | 1.92 | 0 | 10.5 |  |  |  |  | R-454B | 2.9167 | Residential & Commercial | USHP | Ducted CEE Tier 1
216051084 | Central HP <5.4 tons | FRIEDRICH | HRCU-A-CB (Split System: Heat Pump with Remote Outdoor Unit-Air-Source) | FRP19AY36AJVC |  |  | RCFY3621MEAAM | FR97MV0703A17DH | 34200 | 20 | 10 | 34200 | 29600 | 86.55% | 2 | 0 | 12 |  |  |  |  | R-454B | 2.85 | Residential & Commercial | USHP | Ducted CEE Tier 1
216051097 | Central HP <5.4 tons | FRIEDRICH | HRCU-A-CB (Split System: Heat Pump with Remote Outdoor Unit-Air-Source) | FRP19AY36AJVC |  |  | TCFY3621MEAAM | FR97MV0855A21DH | 34200 | 21 | 10 | 34200 | 29400 | 85.96% | 2 | 0 | 12 |  |  |  |  | R-454B | 2.85 | Residential & Commercial | USHP | Ducted CEE Tier 1
216051050 | Central HP <5.4 tons | FRIEDRICH | HRCU-A-CB (Split System: Heat Pump with Remote Outdoor Unit-Air-Source) | FRP19AY24AJVC |  |  | TCFY2421HEAAM | FR802V0754A17UH | 22800 | 21 | 8.5 | 22800 | 18400 | 80.7% | 1.8 | 0 | 13 |  |  |  |  | R-454B | 1.9 | Residential & Commercial | USHP | Ducted CEE Tier 1
207690036 | Central HP <5.4 tons | TRANE | HRCU-A-CB (Split System: Heat Pump with Remote Outdoor Unit-Air-Source) | 4TWV0X60A1 |  |  | TAMXA0C60V51 | 0 | 53000 | 19 | 8.2 | 50000 | 39500 | 79% | 1.76 | 12.7 | 12 |  |  |  |  | R-410A | 4.4167 | Residential & Commercial | USHP | Ducted CEE Tier 1
214271752 | Central HP <5.4 tons | CARRIER | HRCU-A-CB (Split System: Heat Pump with Remote Outdoor Unit-Air-Source) | 25VNA448A*031* | ADP |  | V,C48H210P169 | 58TN*B090C21**20 | 44000 | 21 | 9.5 | 44500 | 35800 | 80.45% | 2.3 | 0 | 11.7 |  |  |  |  | R-410A | 3.6667 | Residential & Commercial | USHP | Ducted CEE Tier 1
206417145 | Central HP <5.4 tons | AMERICAN STANDARD | HRCU-A-CB (Split System: Heat Pump with Remote Outdoor Unit-Air-Source) | 4A6L9036A1 | ASPEN |  | 4PXFH005AZ3+TDR | *UD2C100ACV5 | 36000 | 17 | 8.7 | 33400 | 24200 | 72.46% | 2.8 | 12 | 11.5 |  |  |  |  | R-410A | 3 | Residential & Commercial | USHP | Ducted CEE Tier 1
216733309 | Central HP <5.4 tons | TEMPSTAR | HRCU-A-CB (Split System: Heat Pump with Remote Outdoor Unit-Air-Source) | D5CUHAH24AAK |  |  | EA*5X25M17A* | *80CTL0901716B* | 22800 | 16 | 8.5 | 20600 | 18400 | 89.32% | 1.96 | 0 | 11 |  |  |  |  | R-454B | 1.9 | Residential & Commercial | USHP | Ducted CEE Tier 1
212362781 | Central HP <5.4 tons | GOETTL | HRCU-A-CB (Split System: Heat Pump with Remote Outdoor Unit-Air-Source) | GSZV903610A* |  |  | CA*F3743*6D*+TXV | G*VC961205DNB* | 33600 | 19 | 8.2 | 34000 | 24400 | 71.76% | 1.8 | 0 | 12 |  |  |  |  | R-410A | 2.8 | Residential & Commercial | USHP | Ducted CEE Tier 1
212362833 | Central HP <5.4 tons | GOETTL | HRCU-A-CB (Split System: Heat Pump with Remote Outdoor Unit-Air-Source) | GSZV903610A* |  |  | CSCF3642N6D*+TXV | G*VC960403BNB* | 33800 | 18.5 | 8.2 | 34000 | 24400 | 71.76% | 1.8 | 0 | 11.5 |  |  |  |  | R-410A | 2.8167 | Residential & Commercial | USHP | Ducted CEE Tier 1
213780754 | Central HP <5.4 tons | TEMPSTAR | HRCU-A-CB (Split System: Heat Pump with Remote Outdoor Unit-Air-Source) | TVH837GKA2* |  |  | EA*4X36L21A*+WALLCON | *80CTL0901716B* | 31600 | 17 | 8.1 | 33000 | 24200 | 73.33% | 1.84 | 0 | 11 |  |  |  |  | R-410A | 2.6333 | Residential & Commercial | USHP | Ducted CEE Tier 1
216051014 | Central HP <5.4 tons | FRIEDRICH | HRCU-A-CB (Split System: Heat Pump with Remote Outdoor Unit-Air-Source) | FRP19AY24AJVC |  |  | TCFY2421HEAAM | FR962V0603A17M4 | 22800 | 21 | 8.5 | 22800 | 18600 | 81.58% | 1.8 | 0 | 13 |  |  |  |  | R-454B | 1.9 | Residential & Commercial | USHP | Ducted CEE Tier 1
215942431 | Central HP <5.4 tons | BRYANT HEATING AND COOLING SYSTEMS | HRCU-A-CB (Split System: Heat Pump with Remote Outdoor Unit-Air-Source) | 293VAN036**AA* |  |  | CVAMA6124XMA*+UI | 88*TB60070C21*** | 35800 | 22 | 8.5 | 37400 | 28200 | 75.4% | 2.04 | 0 | 12.5 |  |  |  |  | R-454B | 2.9833 | Residential & Commercial | USHP | Ducted CEE Tier 1
215942531 | Central HP <5.4 tons | BRYANT HEATING AND COOLING SYSTEMS | HRCU-A-CB (Split System: Heat Pump with Remote Outdoor Unit-Air-Source) | 293VAN036**AA* |  |  | CVAVA6121XMA*+UI | 987MC66100C21*** | 36000 | 22 | 8.5 | 37400 | 28200 | 75.4% | 2.04 | 0 | 12.5 |  |  |  |  | R-454B | 3 | Residential & Commercial | USHP | Ducted CEE Tier 1
215942631 | Central HP <5.4 tons | BRYANT HEATING AND COOLING SYSTEMS | HRCU-A-CB (Split System: Heat Pump with Remote Outdoor Unit-Air-Source) | 293VAN036**AA* |  |  | CVAVA6121XMA*+UI | 987TA60080C21*** | 35800 | 22 | 8.5 | 37400 | 28400 | 75.94% | 2.04 | 0 | 12.5 |  |  |  |  | R-454B | 2.9833 | Residential & Commercial | USHP | Ducted CEE Tier 1
215675228 | Central HP <5.4 tons | COMFORTMAKER | HRCU-A-CB (Split System: Heat Pump with Remote Outdoor Unit-Air-Source) | C5H0V48*K*AAA* |  |  | ESH5X60M12A*+WALLCON | *80CTL1352422B* | 45500 | 16.5 | 8.5 | 48000 | 33600 | 70% | 2.06 | 0 | 9.5 |  |  |  |  | R-454B | 3.7917 | Residential & Commercial | USHP
212981845 | Central HP <5.4 tons | BRYANT HEATING AND COOLING SYSTEMS | HRCU-A-CB (Split System: Heat Pump with Remote Outdoor Unit-Air-Source) | 38MURAQ18AB3* |  |  | CAP**2517AL* | 83*SB60100M21*** | 17800 | 16 | 8.1 | 17800 | 17800 | 100% | 2.14 | 0 | 10.5 |  |  |  |  | R-410A | 1.4833 | Residential & Commercial | USHP | Ducted CEE Tier 1
215931563 | Central HP <5.4 tons | TEMPSTAR | HRCU-A-CB (Split System: Heat Pump with Remote Outdoor Unit-Air-Source) | T5H3V60*K*AAA* |  |  | EA*5X60M24A*+WALLCON | *80CTL1102120B* | 56000 | 18.5 | 8.5 | 60500 | 45500 | 75.21% | 2.06 | 0 | 11.5 |  |  |  |  | R-454B | 4.6667 | Residential & Commercial | USHP | Ducted CEE Tier 1
213780854 | Central HP <5.4 tons | TEMPSTAR | HRCU-A-CB (Split System: Heat Pump with Remote Outdoor Unit-Air-Source) | TVH837GKA2* |  |  | EA*4X37L21A*+WALLCON | *80CTL0451712B* | 32600 | 16.5 | 8.1 | 33200 | 25400 | 76.51% | 1.94 | 0 | 10.5 |  |  |  |  | R-410A | 2.7167 | Residential & Commercial | USHP | Ducted CEE Tier 1
213780884 | Central HP <5.4 tons | TEMPSTAR | HRCU-A-CB (Split System: Heat Pump with Remote Outdoor Unit-Air-Source) | TVH837GKA2* |  |  | EA*4X37L21A*+WALLCON | *80CTL0902120B* | 32800 | 17 | 8.5 | 33000 | 25000 | 75.76% | 1.98 | 0 | 11 |  |  |  |  | R-410A | 2.7333 | Residential & Commercial | USHP | Ducted CEE Tier 1
212362798 | Central HP <5.4 tons | GOETTL | HRCU-A-CB (Split System: Heat Pump with Remote Outdoor Unit-Air-Source) | GSZV903610A* |  |  | CHPF3642C6C*+TXV | G*VC960803BNB* | 33400 | 18 | 8.2 | 34000 | 24400 | 71.76% | 1.8 | 0 | 11 |  |  |  |  | R-410A | 2.7833 | Residential & Commercial | USHP | Ducted CEE Tier 1
212362818 | Central HP <5.4 tons | GOETTL | HRCU-A-CB (Split System: Heat Pump with Remote Outdoor Unit-Air-Source) | GSZV903610A* |  |  | CHPF3743C6B*+TXV | G*VC960804CNB* | 33400 | 18 | 8.2 | 34000 | 24400 | 71.76% | 1.8 | 0 | 11 |  |  |  |  | R-410A | 2.7833 | Residential & Commercial | USHP | Ducted CEE Tier 1
211755927 | Central HP <5.4 tons | YORK | HRCU-A-CB (Split System: Heat Pump with Remote Outdoor Unit-Air-Source) | HMH72B341 | ASPEN |  | D(A,C,E)36B34+TDR | TPLC080C16MP13 | 32000 | 17.5 | 8.1 | 33800 | 27400 | 81.07% | 2.54 | 0 | 9.9 |  |  |  |  | R-410A | 2.6667 | Residential & Commercial | USHP
211755928 | Central HP <5.4 tons | YORK | HRCU-A-CB (Split System: Heat Pump with Remote Outdoor Unit-Air-Source) | HMH72B341 | ASPEN |  | C(A,C,D,E)48D24+TDR | TPLC100C16MP13 | 31000 | 17.3 | 8.1 | 33800 | 27400 | 81.07% | 2.54 | 0 | 9.7 |  |  |  |  | R-410A | 2.5833 | Residential & Commercial | USHP
214271691 | Central HP <5.4 tons | CARRIER | HRCU-A-CB (Split System: Heat Pump with Remote Outdoor Unit-Air-Source) | 25VNA436A*031* | ADP |  | V,C36H175P159 | 58TN*B090C17**16 | 33200 | 20 | 9 | 35000 | 27200 | 77.71% | 2.04 | 0 | 12.5 |  |  |  |  | R-410A | 2.7667 | Residential & Commercial | USHP | Ducted CEE Tier 1
214776407 | Central HP <5.4 tons | YORK | HRCU-A-CB (Split System: Heat Pump with Remote Outdoor Unit-Air-Source) | HH836E2S11 | ADP |  | CH365B*C+TXV | Y82E080B12LMPS1 | 32400 | 18 | 8.4 | 28400 | 24400 | 85.92% | 1.98 | 0 | 11.5 |  |  |  |  | R-454B | 2.7 | Residential & Commercial | USHP | Ducted CEE Tier 1
213780904 | Central HP <5.4 tons | TEMPSTAR | HRCU-A-CB (Split System: Heat Pump with Remote Outdoor Unit-Air-Source) | TVH837GKA2* |  |  | EA*4X37L21A*+WALLCON | *95CSU0601716B* | 32800 | 17 | 8.5 | 33000 | 25200 | 76.36% | 1.96 | 0 | 11 |  |  |  |  | R-410A | 2.7333 | Residential & Commercial | USHP | Ducted CEE Tier 1
213780934 | Central HP <5.4 tons | TEMPSTAR | HRCU-A-CB (Split System: Heat Pump with Remote Outdoor Unit-Air-Source) | TVH837GKA2* |  |  | EA*4X37L21A*+WALLCON | *97CMN1002122B* | 33000 | 17 | 8.5 | 32600 | 25000 | 76.69% | 1.98 | 0 | 11.5 |  |  |  |  | R-410A | 2.75 | Residential & Commercial | USHP | Ducted CEE Tier 1
213780954 | Central HP <5.4 tons | TEMPSTAR | HRCU-A-CB (Split System: Heat Pump with Remote Outdoor Unit-Air-Source) | TVH837GKA2* |  |  | EA*4X37L21A*+WALLCON | *96CTN0801714B* | 32800 | 17 | 8.5 | 33000 | 25200 | 76.36% | 1.96 | 0 | 11 |  |  |  |  | R-410A | 2.7333 | Residential & Commercial | USHP | Ducted CEE Tier 1
213781404 | Central HP <5.4 tons | TEMPSTAR | HRCU-A-CB (Split System: Heat Pump with Remote Outdoor Unit-Air-Source) | TVH837GKA2* |  |  | EA*4X48L24A*+WALLCON | *80CTL0902120B* | 32400 | 17 | 8.5 | 32200 | 24800 | 77.02% | 1.98 | 0 | 11.5 |  |  |  |  | R-410A | 2.7 | Residential & Commercial | USHP | Ducted CEE Tier 1
215932013 | Central HP <5.4 tons | TEMPSTAR | HRCU-A-CB (Split System: Heat Pump with Remote Outdoor Unit-Air-Source) | T5H3V36*K*AAA* |  |  | EA*5X30M17A*+WALLCON | *97CMN0601714B* | 31800 | 18.5 | 9 | 34600 | 26600 | 76.88% | 1.9 | 0 | 10.5 |  |  |  |  | R-454B | 2.65 | Residential & Commercial | USHP | Ducted CEE Tier 1
211168169 | Central HP <5.4 tons | AMERICAN STANDARD | HRCU-A-CB (Split System: Heat Pump with Remote Outdoor Unit-Air-Source) | 4A6L9048A1 | ASPEN |  | 4PXFH009AZ3+TDR | *UD2C080ACV4 | 48000 | 19 | 8.7 | 42500 | 34000 | 80% | 2.73 | 0 | 11.7 |  |  |  |  | R-410A | 4 | Residential & Commercial | USHP | Ducted CEE Tier 1
215670516 | Central HP <5.4 tons | CARRIER | HRCU-A-CB (Split System: Heat Pump with Remote Outdoor Unit-Air-Source) | 27VNA036A*030* |  |  | CSAH*6012AM*+UI | 59MN7C080C17**14 | 34400 | 16.5 | 8.5 | 34800 | 25000 | 71.84% | 1.78 | 0 | 9.5 |  |  |  |  | R-454B | 2.8667 | Residential & Commercial | USHP
215670616 | Central HP <5.4 tons | CARRIER | HRCU-A-CB (Split System: Heat Pump with Remote Outdoor Unit-Air-Source) | 27VNA036A*030* |  |  | FE5BNBD60L*+UI | 0 | 35400 | 19.5 | 9.5 | 34000 | 24400 | 71.76% | 2.04 | 0 | 11.5 |  |  |  |  | R-454B | 2.95 | Residential & Commercial | USHP | Ducted CEE Tier 1
211081286 | Central HP <5.4 tons | TRANE | HRCU-A-CB (Split System: Heat Pump with Remote Outdoor Unit-Air-Source) | 4TWV8X60A1 |  |  | 4TXCC009DS3 | S8V2C100M5PDA | 54000 | 18 | 8.2 | 52000 | 40000 | 76.92% | 1.78 | 11.7 | 11.7 |  |  |  |  | R-410A | 4.5 | Residential & Commercial | USHP | Ducted CEE Tier 1
216439943 | Central HP <5.4 tons | AMERICAN STANDARD | HRCU-A-CB (Split System: Heat Pump with Remote Outdoor Unit-Air-Source) | 5A6V0X24A1 |  |  | 5PX*B003AS3 | S9V2B060U3VSB+LRP | 20400 | 18.8 | 9.4 | 23800 | 17600 | 73.95% | 2.1 | 0 | 11.7 |  |  |  |  | R-454B | 1.7 | Residential & Commercial | USHP | Ducted CEE Tier 1
216439979 | Central HP <5.4 tons | AMERICAN STANDARD | HRCU-A-CB (Split System: Heat Pump with Remote Outdoor Unit-Air-Source) | 5A6V0X24A1 |  |  | 5TXCB003AS3 | S9V2B040D3VSB+LRP | 19200 | 17.1 | 9 | 22800 | 16900 | 74.12% | 2 | 0 | 11 |  |  |  |  | R-454B | 1.6 | Residential & Commercial | USHP | Ducted CEE Tier 1
215835680 | Central HP <5.4 tons | AMERICAN STANDARD | HRCU-A-CB (Split System: Heat Pump with Remote Outdoor Unit-Air-Source) | 5A6V8X36A1 |  |  | 5TEMCD04AV31+TDR | 0 | 33600 | 18.1 | 8.5 | 33000 | 25400 | 76.97% | 2.1 | 0 | 10 |  |  |  |  | R-454B | 2.8 | Residential & Commercial | USHP | Ducted CEE Tier 1
212362789 | Central HP <5.4 tons | GOETTL | HRCU-A-CB (Split System: Heat Pump with Remote Outdoor Unit-Air-Source) | GSZV903610A* |  |  | CHPF3642C6C*+TXV | G*VS800604BUA* | 33400 | 18 | 8.2 | 34000 | 24400 | 71.76% | 1.8 | 0 | 11 |  |  |  |  | R-410A | 2.7833 | Residential & Commercial | USHP | Ducted CEE Tier 1
212362830 | Central HP <5.4 tons | GOETTL | HRCU-A-CB (Split System: Heat Pump with Remote Outdoor Unit-Air-Source) | GSZV903610A* |  |  | CSCF3642N6D*+TXV | G*VS800805CUA* | 33800 | 18.5 | 8.2 | 34000 | 24400 | 71.76% | 1.8 | 0 | 11.5 |  |  |  |  | R-410A | 2.8167 | Residential & Commercial | USHP | Ducted CEE Tier 1
212362819 | Central HP <5.4 tons | GOETTL | HRCU-A-CB (Split System: Heat Pump with Remote Outdoor Unit-Air-Source) | GSZV903610A* |  |  | CHPF3743C6B*+TXV | G*VS960805CUA* | 33400 | 18 | 8.2 | 34000 | 24400 | 71.76% | 1.8 | 0 | 11 |  |  |  |  | R-410A | 2.7833 | Residential & Commercial | USHP | Ducted CEE Tier 1
212498606 | Central HP <5.4 tons | BRYANT HEATING AND COOLING SYSTEMS | HRCU-A-CB (Split System: Heat Pump with Remote Outdoor Unit-Air-Source) | 38MURAQ30AB3* | ADP |  | CE2903A+TXV | 0 | 29400 | 15.2 | 8.15 | 33200 | 27000 | 81.33% | 1.76 | 0 | 8.5 |  |  |  |  | R-410A | 2.45 | Residential & Commercial | USHP
216440073 | Central HP <5.4 tons | AMERICAN STANDARD | HRCU-A-CB (Split System: Heat Pump with Remote Outdoor Unit-Air-Source) | 5A6V0X36A1 |  |  | 5PX*C007AS3 | S9V2C100U5PSC+LRP | 34400 | 20 | 9.4 | 32600 | 24200 | 74.23% | 2.1 | 0 | 12.7 |  |  |  |  | R-454B | 2.8667 | Residential & Commercial | USHP | Ducted CEE Tier 1
216440125 | Central HP <5.4 tons | AMERICAN STANDARD | HRCU-A-CB (Split System: Heat Pump with Remote Outdoor Unit-Air-Source) | 5A6V0X36A1 |  |  | 5TXCB004AS3 | S9V2B080D4VSB+LRP | 31400 | 17.1 | 9 | 31400 | 23600 | 75.16% | 2 | 0 | 11.7 |  |  |  |  | R-454B | 2.6167 | Residential & Commercial | USHP | Ducted CEE Tier 1
212362631 | Central HP <5.4 tons | GOETTL | HRCU-A-CB (Split System: Heat Pump with Remote Outdoor Unit-Air-Source) | ASZV903610A* |  |  | CSCF3642N6D*+TXV | A*VM970603BNB* | 33800 | 18.5 | 8.2 | 34000 | 24400 | 71.76% | 1.8 | 0 | 11.5 |  |  |  |  | R-410A | 2.8167 | Residential & Commercial | USHP | Ducted CEE Tier 1
216797066 | Central HP <5.4 tons | TRANE | HRCU-A-CB (Split System: Heat Pump with Remote Outdoor Unit-Air-Source) | 5TWV8X36A1 | ASPEN |  | D(A,C,E)48C3J+TDR | *UHMB080CCV3+LRP | 30200 | 18 | 8.5 | 32800 | 32800 | 100% | 2.72 | 0 | 9.8 |  |  |  |  | R-454B | 2.5167 | Residential & Commercial | USHP
216797073 | Central HP <5.4 tons | TRANE | HRCU-A-CB (Split System: Heat Pump with Remote Outdoor Unit-Air-Source) | 5TWV8X36A1 | ASPEN |  | D(A,C,E)36C3J+TDR | L8V1B080U4VSB+LRP | 29600 | 18 | 8.5 | 32800 | 32800 | 100% | 2.67 | 0 | 9.8 |  |  |  |  | R-454B | 2.4667 | Residential & Commercial | USHP
214608801 | Central HP <5.4 tons | COLEMAN | HRCU-A-CB (Split System: Heat Pump with Remote Outdoor Unit-Air-Source) | HMH72B361 | ASPEN |  | D(A,C,E)36C46+JMET12BS2N1+TDR | 0 | 35400 | 18 | 8.1 | 36000 | 26000 | 72.22% | 2.8 | 0 | 9 |  |  |  |  | R-410A | 2.95 | Residential & Commercial | USHP
213781654 | Central HP <5.4 tons | TEMPSTAR | HRCU-A-CB (Split System: Heat Pump with Remote Outdoor Unit-Air-Source) | TVH837GKA2* |  |  | EA*4X61L21A*+WALLCON | *96CTN1002122B* | 33200 | 17.5 | 8.5 | 32000 | 24800 | 77.5% | 1.98 | 0 | 11.7 |  |  |  |  | R-410A | 2.7667 | Residential & Commercial | USHP | Ducted CEE Tier 1
213782024 | Central HP <5.4 tons | TEMPSTAR | HRCU-A-CB (Split System: Heat Pump with Remote Outdoor Unit-Air-Source) | TVH837GKA2* |  |  | EHD4X42AAL+WALLCON | *96CTN0801714B* | 32400 | 16 | 8.1 | 33000 | 24800 | 75.15% | 1.92 | 0 | 11 |  |  |  |  | R-410A | 2.7 | Residential & Commercial | USHP | Ducted CEE Tier 1
215931713 | Central HP <5.4 tons | TEMPSTAR | HRCU-A-CB (Split System: Heat Pump with Remote Outdoor Unit-Air-Source) | T5H3V60*K*AAA* |  |  | EA*5X61M24A*+WALLCON | *80CTL1102120B* | 57000 | 19 | 8.5 | 60500 | 46500 | 76.86% | 2.02 | 0 | 11.5 |  |  |  |  | R-454B | 4.75 | Residential & Commercial | USHP | Ducted CEE Tier 1
215931913 | Central HP <5.4 tons | TEMPSTAR | HRCU-A-CB (Split System: Heat Pump with Remote Outdoor Unit-Air-Source) | T5H3V60*K*AAA* |  |  | ESH5X60M12A*+WALLCON | *96CTN1002122B* | 56500 | 18 | 8.1 | 61000 | 46000 | 75.41% | 1.95 | 0 | 11 |  |  |  |  | R-454B | 4.7083 | Residential & Commercial | USHP | Ducted CEE Tier 1
212362834 | Central HP <5.4 tons | GOETTL | HRCU-A-CB (Split System: Heat Pump with Remote Outdoor Unit-Air-Source) | GSZV903610A* |  |  | CSCF3642N6D*+TXV | G*VS960603BUA* | 33800 | 18.5 | 8.2 | 34000 | 24400 | 71.76% | 1.8 | 0 | 11.5 |  |  |  |  | R-410A | 2.8167 | Residential & Commercial | USHP | Ducted CEE Tier 1
212632705 | Central HP <5.4 tons | LENNOX | HRCU-A-CB (Split System: Heat Pump with Remote Outdoor Unit-Air-Source) | SL25XPV-036-230A** | ADP |  | LD30/36Z9 | EL296DF070XV48B* | 33200 | 20 | 8.6 | 34400 | 29600 | 86.05% | 1.76 | 0 | 12.5 |  |  |  |  | R-410A | 2.7667 | Residential & Commercial | USHP | Ducted CEE Tier 1
216440027 | Central HP <5.4 tons | AMERICAN STANDARD | HRCU-A-CB (Split System: Heat Pump with Remote Outdoor Unit-Air-Source) | 5A6V0X36A1 |  |  | 5PX*B006AS3 | S9V2B080U4PSC+LRP | 34200 | 19.4 | 9.4 | 32800 | 24200 | 73.78% | 2.1 | 0 | 12.5 |  |  |  |  | R-454B | 2.85 | Residential & Commercial | USHP | Ducted CEE Tier 1
216440045 | Central HP <5.4 tons | AMERICAN STANDARD | HRCU-A-CB (Split System: Heat Pump with Remote Outdoor Unit-Air-Source) | 5A6V0X36A1 |  |  | 5PX*B006AS3 | S9V2B040D3VSB+LRP | 32200 | 17.1 | 9.4 | 31800 | 23800 | 74.84% | 2.1 | 0 | 11.7 |  |  |  |  | R-454B | 2.6833 | Residential & Commercial | USHP | Ducted CEE Tier 1
216410790 | Central HP <5.4 tons | YORK | HRCU-A-CB (Split System: Heat Pump with Remote Outdoor Unit-Air-Source) | HMH72B361 |  |  | XAHC36DBCN1 | Y92E080C16SMPS1 | 34200 | 16.5 | 8.5 | 33800 | 24400 | 72.19% | 2.04 | 0 | 8.5 |  |  |  |  | R-410A | 2.85 | Residential & Commercial | USHP
216440245 | Central HP <5.4 tons | AMERICAN STANDARD | HRCU-A-CB (Split System: Heat Pump with Remote Outdoor Unit-Air-Source) | 5A6V0X48A1 |  |  | 5PX*C007AS3+P0V0C000M50SD+LRP | 0 | 44000 | 20 | 9.7 | 46500 | 33200 | 71.4% | 2.1 | 0 | 12 |  |  |  |  | R-454B | 3.6667 | Residential & Commercial | USHP | Ducted CEE Tier 1
216440079 | Central HP <5.4 tons | AMERICAN STANDARD | HRCU-A-CB (Split System: Heat Pump with Remote Outdoor Unit-Air-Source) | 5A6V0X36A1 |  |  | 5PX*C007AS3 | S9V2C100U5VSB+LRP | 34400 | 20 | 9.4 | 32600 | 24200 | 74.23% | 2.1 | 0 | 12.7 |  |  |  |  | R-454B | 2.8667 | Residential & Commercial | USHP | Ducted CEE Tier 1
216440143 | Central HP <5.4 tons | AMERICAN STANDARD | HRCU-A-CB (Split System: Heat Pump with Remote Outdoor Unit-Air-Source) | 5A6V0X36A1 |  |  | 5TXCB004AS3 | S9V2B040D3PSC+LRP | 31400 | 17 | 9.4 | 31400 | 23600 | 75.16% | 2 | 0 | 11.7 |  |  |  |  | R-454B | 2.6167 | Residential & Commercial | USHP | Ducted CEE Tier 1
213739615 | Central HP <5.4 tons | DAY & NIGHT | HRCU-A-CB (Split System: Heat Pump with Remote Outdoor Unit-Air-Source) | DLCURAH18ABK | ADP |  | PL36H175P789 | *96VSN0401712B* | 17400 | 16 | 8.5 | 16400 | 18400 | 112.2% | 2.24 | 0 | 10.5 |  |  |  |  | R-410A | 1.45 | Residential & Commercial | USHP | Ducted CEE Tier 1
213739630 | Central HP <5.4 tons | DAY & NIGHT | HRCU-A-CB (Split System: Heat Pump with Remote Outdoor Unit-Air-Source) | DLCURAH18ABK | ADP |  | FG33936 | *96VTN0401410B* | 17100 | 16 | 8.5 | 16600 | 19000 | 114.5% | 2.34 | 0 | 10 |  |  |  |  | R-410A | 1.425 | Residential & Commercial | USHP | Ducted CEE Tier 1
206417142 | Central HP <5.4 tons | AMERICAN STANDARD | HRCU-A-CB (Split System: Heat Pump with Remote Outdoor Unit-Air-Source) | 4A6L9036A1 | ASPEN |  | 4PXFH005AZ3+TDR | *UD2B060ACV3 | 35600 | 17 | 8.5 | 33800 | 24400 | 72.19% | 2.69 | 11.5 | 11 |  |  |  |  | R-410A | 2.9667 | Residential & Commercial | USHP | Ducted CEE Tier 1
214776754 | Central HP <5.4 tons | YORK | HRCU-A-CB (Split System: Heat Pump with Remote Outdoor Unit-Air-Source) | HH860E2S11 | ADP |  | CV606**C+TXV | Y81E080C20SMPS1 | 53000 | 19 | 8.5 | 52000 | 38500 | 74.04% | 2 | 0 | 11 |  |  |  |  | R-454B | 4.4167 | Residential & Commercial | USHP | Ducted CEE Tier 1
215935376 | Central HP <5.4 tons | HEIL | HRCU-A-CB (Split System: Heat Pump with Remote Outdoor Unit-Air-Source) | H5H3V36*K*AAA* |  |  | EVM5X60M24A*+WALLCON | *95CSU0802120B* | 35400 | 21.5 | 8.5 | 38000 | 28600 | 75.26% | 2.04 | 0 | 12 |  |  |  |  | R-454B | 2.95 | Residential & Commercial | USHP | Ducted CEE Tier 1
215935326 | Central HP <5.4 tons | HEIL | HRCU-A-CB (Split System: Heat Pump with Remote Outdoor Unit-Air-Source) | H5H3V36*K*AAA* |  |  | EVM5X60M24A*+WALLCON | *80CSU1002120A* | 35400 | 21.5 | 8.5 | 38000 | 28600 | 75.26% | 2.02 | 0 | 12 |  |  |  |  | R-454B | 2.95 | Residential & Commercial | USHP | Ducted CEE Tier 1
215670456 | Central HP <5.4 tons | CARRIER | HRCU-A-CB (Split System: Heat Pump with Remote Outdoor Unit-Air-Source) | 27VNA036A*030* |  |  | CSAH*6012AM*+UI | 58TN*B110C21**20 | 34600 | 17 | 8.5 | 34600 | 24800 | 71.68% | 1.92 | 0 | 10 |  |  |  |  | R-454B | 2.8833 | Residential & Commercial | USHP | Ducted CEE Tier 1
214776377 | Central HP <5.4 tons | YORK | HRCU-A-CB (Split System: Heat Pump with Remote Outdoor Unit-Air-Source) | HH824E2S11 | ADP |  | CV240**C+TXV | Y82E060A12LMPS1 | 21800 | 18 | 8.5 | 21200 | 17300 | 81.6% | 1.9 | 0 | 11 |  |  |  |  | R-454B | 1.8167 | Residential & Commercial | USHP | Ducted CEE Tier 1
212632706 | Central HP <5.4 tons | LENNOX | HRCU-A-CB (Split System: Heat Pump with Remote Outdoor Unit-Air-Source) | SL25XPV-036-230A** | ADP |  | LD30/36Y9 | EL296DF070XV48B* | 33200 | 20 | 8.6 | 34400 | 29600 | 86.05% | 1.76 | 0 | 12.5 |  |  |  |  | R-410A | 2.7667 | Residential & Commercial | USHP | Ducted CEE Tier 1
212632739 | Central HP <5.4 tons | LENNOX | HRCU-A-CB (Split System: Heat Pump with Remote Outdoor Unit-Air-Source) | SL25XPV-036-230A** | ADP |  | LD19/36Y9 | SL280DF090V60C* | 33000 | 20 | 8.7 | 34400 | 28800 | 83.72% | 1.76 | 0 | 12.5 |  |  |  |  | R-410A | 2.75 | Residential & Commercial | USHP | Ducted CEE Tier 1
212632757 | Central HP <5.4 tons | LENNOX | HRCU-A-CB (Split System: Heat Pump with Remote Outdoor Unit-Air-Source) | SL25XPV-036-230A** | ADP |  | LD31/36Z9 | SLP99DF090XV36C* | 33400 | 21 | 8.7 | 34400 | 29000 | 84.3% | 1.76 | 0 | 13 |  |  |  |  | R-410A | 2.7833 | Residential & Commercial | USHP | Ducted CEE Tier 1
212632771 | Central HP <5.4 tons | LENNOX | HRCU-A-CB (Split System: Heat Pump with Remote Outdoor Unit-Air-Source) | SL25XPV-036-230A** | ADP |  | LD30/36Z9 | SLP99DF110XV60C* | 33400 | 20 | 8.7 | 34400 | 29400 | 85.47% | 1.76 | 0 | 13 |  |  |  |  | R-410A | 2.7833 | Residential & Commercial | USHP | Ducted CEE Tier 1
216440139 | Central HP <5.4 tons | AMERICAN STANDARD | HRCU-A-CB (Split System: Heat Pump with Remote Outdoor Unit-Air-Source) | 5A6V0X36A1 |  |  | 5TXCB004AS3 | S9V2B040U3PSC+LRP | 33200 | 18.4 | 9 | 32000 | 24200 | 75.62% | 2.1 | 0 | 12 |  |  |  |  | R-454B | 2.7667 | Residential & Commercial | USHP | Ducted CEE Tier 1
216440141 | Central HP <5.4 tons | AMERICAN STANDARD | HRCU-A-CB (Split System: Heat Pump with Remote Outdoor Unit-Air-Source) | 5A6V0X36A1 |  |  | 5TXCB004AS3 | S9V2B040D3VSB+LRP | 31400 | 17 | 9.4 | 31400 | 23600 | 75.16% | 2 | 0 | 11.7 |  |  |  |  | R-454B | 2.6167 | Residential & Commercial | USHP | Ducted CEE Tier 1
213312004 | Central HP <5.4 tons | BRYANT HEATING AND COOLING SYSTEMS | HRCU-A-CB (Split System: Heat Pump with Remote Outdoor Unit-Air-Source) | 38MURAQ24AB3* | ADP |  | PL36H175P159+CBPE4B* | 0 | 24200 | 18 | 9 | 25000 | 22600 | 90.4% | 1.92 | 0 | 10.5 |  |  |  |  | R-410A | 2.0167 | Residential & Commercial | USHP | Ducted CEE Tier 1
213782224 | Central HP <5.4 tons | TEMPSTAR | HRCU-A-CB (Split System: Heat Pump with Remote Outdoor Unit-Air-Source) | TVH837GKA2* |  |  | EHD4X60AAL+WALLCON | *80CTL0701412B* | 32800 | 16.5 | 8.1 | 32400 | 25600 | 79.01% | 2 | 0 | 11 |  |  |  |  | R-410A | 2.7333 | Residential & Commercial | USHP | Ducted CEE Tier 1
213782274 | Central HP <5.4 tons | TEMPSTAR | HRCU-A-CB (Split System: Heat Pump with Remote Outdoor Unit-Air-Source) | TVH837GKA2* |  |  | EHD4X60AAL+WALLCON | *80CTL1352422B* | 33000 | 16.5 | 8.1 | 32200 | 24800 | 77.02% | 2 | 0 | 11.5 |  |  |  |  | R-410A | 2.75 | Residential & Commercial | USHP | Ducted CEE Tier 1
213779464 | Central HP <5.4 tons | TEMPSTAR | HRCU-A-CB (Split System: Heat Pump with Remote Outdoor Unit-Air-Source) | TVH837GKA** |  |  | EA*4X48L21A*+WALLCON | *96CTN0601714B* | 32200 | 17 | 8.1 | 32600 | 25200 | 77.3% | 1.94 | 0 | 11 |  |  |  |  | R-410A | 2.6833 | Residential & Commercial | USHP | Ducted CEE Tier 1
212499708 | Central HP <5.4 tons | LENNOX | HRCU-A-CB (Split System: Heat Pump with Remote Outdoor Unit-Air-Source) | EL22XPV-024-230A** | ADP |  | LP36/37R9 | EL280UH070E36A* | 24000 | 21 | 8.5 | 22000 | 15400 | 70% | 1.92 | 0 | 13.5 |  |  |  |  | R-410A | 2 | Residential & Commercial | USHP | Ducted CEE Tier 1
212499724 | Central HP <5.4 tons | LENNOX | HRCU-A-CB (Split System: Heat Pump with Remote Outdoor Unit-Air-Source) | EL22XPV-024-230A** | ADP |  | L*19/36U9 | EL280UH070XE36A* | 24000 | 21 | 8.5 | 22000 | 15400 | 70% | 1.92 | 0 | 13.5 |  |  |  |  | R-410A | 2 | Residential & Commercial | USHP | Ducted CEE Tier 1
212499725 | Central HP <5.4 tons | LENNOX | HRCU-A-CB (Split System: Heat Pump with Remote Outdoor Unit-Air-Source) | EL22XPV-024-230A** | ADP |  | L*19/36S9 | EL280UH070XE36A* | 24000 | 21 | 8.5 | 22000 | 15400 | 70% | 1.92 | 0 | 13.5 |  |  |  |  | R-410A | 2 | Residential & Commercial | USHP | Ducted CEE Tier 1
212499726 | Central HP <5.4 tons | LENNOX | HRCU-A-CB (Split System: Heat Pump with Remote Outdoor Unit-Air-Source) | EL22XPV-024-230A** | ADP |  | LP25/36R9 | EL280UH070XE36A* | 24000 | 21 | 8.5 | 22000 | 15400 | 70% | 1.92 | 0 | 13.5 |  |  |  |  | R-410A | 2 | Residential & Commercial | USHP | Ducted CEE Tier 1
212362835 | Central HP <5.4 tons | GOETTL | HRCU-A-CB (Split System: Heat Pump with Remote Outdoor Unit-Air-Source) | GSZV903610A* |  |  | CSCF3642N6D*+TXV | G*VC960603BNB* | 33800 | 18.5 | 8.2 | 34000 | 24400 | 71.76% | 1.8 | 0 | 11.5 |  |  |  |  | R-410A | 2.8167 | Residential & Commercial | USHP | Ducted CEE Tier 1
212362768 | Central HP <5.4 tons | GOETTL | HRCU-A-CB (Split System: Heat Pump with Remote Outdoor Unit-Air-Source) | GSZV903610A* |  |  | CA*F3743*6D*+TXV | G*VS800604BUA* | 33600 | 18.5 | 8.2 | 34000 | 24400 | 71.76% | 1.8 | 0 | 12 |  |  |  |  | R-410A | 2.8 | Residential & Commercial | USHP | Ducted CEE Tier 1
216440157 | Central HP <5.4 tons | AMERICAN STANDARD | HRCU-A-CB (Split System: Heat Pump with Remote Outdoor Unit-Air-Source) | 5A6V0X36A1 |  |  | 5TXCB006AS3 | *DHMB080CCV3+LRP | 33200 | 18.2 | 9.7 | 31600 | 24600 | 77.85% | 2.1 | 0 | 11.7 |  |  |  |  | R-454B | 2.7667 | Residential & Commercial | USHP | Ducted CEE Tier 1
216440189 | Central HP <5.4 tons | AMERICAN STANDARD | HRCU-A-CB (Split System: Heat Pump with Remote Outdoor Unit-Air-Source) | 5A6V0X36A1 |  |  | 5TXCC005AS3 | S9V2C100D5VSB+LRP | 31600 | 17.2 | 9.4 | 31400 | 23400 | 74.52% | 2 | 0 | 11.7 |  |  |  |  | R-454B | 2.6333 | Residential & Commercial | USHP | Ducted CEE Tier 1
216440191 | Central HP <5.4 tons | AMERICAN STANDARD | HRCU-A-CB (Split System: Heat Pump with Remote Outdoor Unit-Air-Source) | 5A6V0X36A1 |  |  | 5TXCC005AS3 | S9V2C100D5PSC+LRP | 31600 | 17.2 | 9.4 | 31400 | 23400 | 74.52% | 2 | 0 | 11.7 |  |  |  |  | R-454B | 2.6333 | Residential & Commercial | USHP | Ducted CEE Tier 1
216440225 | Central HP <5.4 tons | AMERICAN STANDARD | HRCU-A-CB (Split System: Heat Pump with Remote Outdoor Unit-Air-Source) | 5A6V0X36A1 |  |  | 5TXCC009AS3 | S9V2C100U4VSB+LRP | 34800 | 20 | 9.4 | 32400 | 23800 | 73.46% | 2.1 | 0 | 12.7 |  |  |  |  | R-454B | 2.9 | Residential & Commercial | USHP | Ducted CEE Tier 1
216440239 | Central HP <5.4 tons | AMERICAN STANDARD | HRCU-A-CB (Split System: Heat Pump with Remote Outdoor Unit-Air-Source) | 5A6V0X48A1 |  |  | 5PX*C007AS3 | L8V1C100U5VSB+LRP | 44500 | 20 | 9.7 | 47500 | 34000 | 71.58% | 2.1 | 0 | 12 |  |  |  |  | R-454B | 3.7083 | Residential & Commercial | USHP | Ducted CEE Tier 1
216440255 | Central HP <5.4 tons | AMERICAN STANDARD | HRCU-A-CB (Split System: Heat Pump with Remote Outdoor Unit-Air-Source) | 5A6V0X48A1 |  |  | 5PX*C009AS3 | S9V2C080U5PSC+LRP | 44500 | 20 | 9.7 | 46000 | 33000 | 71.74% | 2.1 | 0 | 12 |  |  |  |  | R-454B | 3.7083 | Residential & Commercial | USHP | Ducted CEE Tier 1
216440273 | Central HP <5.4 tons | AMERICAN STANDARD | HRCU-A-CB (Split System: Heat Pump with Remote Outdoor Unit-Air-Source) | 5A6V0X48A1 |  |  | 5PX*D008AS3 | S9V2C100U5VSB+LRP | 44000 | 20 | 9.7 | 46500 | 33400 | 71.83% | 2.1 | 0 | 12 |  |  |  |  | R-454B | 3.6667 | Residential & Commercial | USHP | Ducted CEE Tier 1
212499842 | Central HP <5.4 tons | LENNOX | HRCU-A-CB (Split System: Heat Pump with Remote Outdoor Unit-Air-Source) | EL22XPV-024-230A** | ADP |  | LP29/36X9 | ML180UH045XE36A* | 23400 | 21 | 8.5 | 21200 | 14900 | 70.28% | 1.86 | 0 | 13.5 |  |  |  |  | R-410A | 1.95 | Residential & Commercial | USHP | Ducted CEE Tier 1
216440177 | Central HP <5.4 tons | AMERICAN STANDARD | HRCU-A-CB (Split System: Heat Pump with Remote Outdoor Unit-Air-Source) | 5A6V0X36A1 |  |  | 5TXCB006AS3 | S9V2B080D4VSB+LRP | 32400 | 17.6 | 9.4 | 31800 | 23600 | 74.21% | 2.1 | 0 | 11.7 |  |  |  |  | R-454B | 2.7 | Residential & Commercial | USHP | Ducted CEE Tier 1
216440209 | Central HP <5.4 tons | AMERICAN STANDARD | HRCU-A-CB (Split System: Heat Pump with Remote Outdoor Unit-Air-Source) | 5A6V0X36A1 |  |  | 5TXCC007AS3 | S9V2C100U5PSC+LRP | 34200 | 20 | 9.4 | 32600 | 24200 | 74.23% | 2.1 | 0 | 12.5 |  |  |  |  | R-454B | 2.85 | Residential & Commercial | USHP | Ducted CEE Tier 1
212362837 | Central HP <5.4 tons | GOETTL | HRCU-A-CB (Split System: Heat Pump with Remote Outdoor Unit-Air-Source) | GSZV903610A* |  |  | CSCF3642N6D*+TXV | G*VC960804CNB* | 33800 | 18.5 | 8.2 | 34000 | 24400 | 71.76% | 1.8 | 0 | 11.5 |  |  |  |  | R-410A | 2.8167 | Residential & Commercial | USHP | Ducted CEE Tier 1
212362839 | Central HP <5.4 tons | GOETTL | HRCU-A-CB (Split System: Heat Pump with Remote Outdoor Unit-Air-Source) | GSZV903610A* |  |  | CSCF3642N6D*+TXV | G*VC961005CNB* | 33800 | 18.5 | 8.2 | 34000 | 24400 | 71.76% | 1.8 | 0 | 11.5 |  |  |  |  | R-410A | 2.8167 | Residential & Commercial | USHP | Ducted CEE Tier 1
216440263 | Central HP <5.4 tons | AMERICAN STANDARD | HRCU-A-CB (Split System: Heat Pump with Remote Outdoor Unit-Air-Source) | 5A6V0X48A1 |  |  | 5PX*C009AS3 | S9V2C100U4VSB+LRP | 44500 | 20 | 9.7 | 46000 | 33000 | 71.74% | 2.1 | 0 | 12 |  |  |  |  | R-454B | 3.7083 | Residential & Commercial | USHP | Ducted CEE Tier 1
216440361 | Central HP <5.4 tons | AMERICAN STANDARD | HRCU-A-CB (Split System: Heat Pump with Remote Outdoor Unit-Air-Source) | 5A6V0X48A1 |  |  | 5TXCC009AS3 | S9V2C100U5VSB+LRP | 44500 | 20 | 9.7 | 46000 | 33000 | 71.74% | 2.1 | 0 | 12 |  |  |  |  | R-454B | 3.7083 | Residential & Commercial | USHP | Ducted CEE Tier 1
216453096 | Central HP <5.4 tons | AMERICAN STANDARD | HRCU-A-CB (Split System: Heat Pump with Remote Outdoor Unit-Air-Source) | 5A6V0X36A1 |  |  | 5PX*B004AS3 | S8V2B060M4PDB | 34000 | 19.2 | 9.7 | 31400 | 25000 | 79.62% | 2.1 | 0 | 12 |  |  |  |  | R-454B | 2.8333 | Residential & Commercial | USHP | Ducted CEE Tier 1
215869089 | Central HP <5.4 tons | AMERICAN STANDARD | HRCU-A-CB (Split System: Heat Pump with Remote Outdoor Unit-Air-Source) | 5A6V8X36A1 |  |  | 5PX*B006AS3 | S9V2B060U4VSB+LRP | 32800 | 18.1 | 8.5 | 33600 | 25800 | 76.79% | 2.1 | 0 | 10 |  |  |  |  | R-454B | 2.7333 | Residential & Commercial | USHP | Ducted CEE Tier 1
215869103 | Central HP <5.4 tons | AMERICAN STANDARD | HRCU-A-CB (Split System: Heat Pump with Remote Outdoor Unit-Air-Source) | 5A6V8X36A1 |  |  | 5TXCB004AS3 | S9V2B060U4VSB+LRP | 31800 | 18.1 | 8.5 | 33000 | 25400 | 76.97% | 2 | 0 | 10 |  |  |  |  | R-454B | 2.65 | Residential & Commercial | USHP | Ducted CEE Tier 1
215869155 | Central HP <5.4 tons | AMERICAN STANDARD | HRCU-A-CB (Split System: Heat Pump with Remote Outdoor Unit-Air-Source) | 5A6V8X60A1 |  |  | 5TXCD010AS3 | S9V2D120D5VSB+LRP | 50500 | 18.1 | 8.5 | 52500 | 38500 | 73.33% | 1.9 | 0 | 9.8 |  |  |  |  | R-454B | 4.2083 | Residential & Commercial | USHP
204456384 | Central HP <5.4 tons | AIRQUEST | HRCU-A-CB (Split System: Heat Pump with Remote Outdoor Unit-Air-Source) | HVH825GKA2* |  |  | EA*4X24L17A*+WALLCON | *96CTN0601714A* | 23200 | 16 | 8.1 | 22000 | 16900 | 76.82% | 1.88 | 11 | 10.5 |  |  |  |  | R-410A | 1.9333 | Residential & Commercial | USHP | Ducted CEE Tier 1
213773615 | Central HP <5.4 tons | CARRIER | HRCU-A-CB (Split System: Heat Pump with Remote Outdoor Unit-Air-Source) | 25VNA825A*032* |  |  | CAP**4321AL*+UI | 59CU5B060C17**16 | 24400 | 16.5 | 8.1 | 21200 | 16600 | 78.3% | 2.02 | 0 | 10.5 |  |  |  |  | R-410A | 2.0333 | Residential & Commercial | USHP | Ducted CEE Tier 1
216056560 | Central HP <5.4 tons | YORK | HRCU-A-CB (Split System: Heat Pump with Remote Outdoor Unit-Air-Source) | HH836E2S11 | ASPEN |  | C(A,C,D,E)36B3K+TDR | Y91E080C20SMPS1 | 31200 | 17.5 | 8.1 | 32000 | 24200 | 75.62% | 2 | 0 | 10.5 |  |  |  |  | R-454B | 2.6 | Residential & Commercial | USHP | Ducted CEE Tier 1
216056569 | Central HP <5.4 tons | YORK | HRCU-A-CB (Split System: Heat Pump with Remote Outdoor Unit-Air-Source) | HH836E2S11 | ASPEN |  | C(A,C,D,E)36B3K+TDR | YPLC100C16MP13 | 33000 | 18 | 8.5 | 31200 | 25400 | 81.41% | 2 | 0 | 11 |  |  |  |  | R-454B | 2.75 | Residential & Commercial | USHP | Ducted CEE Tier 1
216056633 | Central HP <5.4 tons | YORK | HRCU-A-CB (Split System: Heat Pump with Remote Outdoor Unit-Air-Source) | HH836E2S11 | ASPEN |  | D(A,C,E)36A4K+TDR | TPLC100C16MP13 | 31000 | 18 | 8.5 | 31200 | 25400 | 81.41% | 2 | 0 | 10.5 |  |  |  |  | R-454B | 2.5833 | Residential & Commercial | USHP | Ducted CEE Tier 1
216056676 | Central HP <5.4 tons | YORK | HRCU-A-CB (Split System: Heat Pump with Remote Outdoor Unit-Air-Source) | HH836E2S11 | ASPEN |  | C(A,C,D,E)48A3K+TDR | TM9V080C16MP12 | 31200 | 18 | 8.1 | 31400 | 25400 | 80.89% | 2 | 0 | 10.5 |  |  |  |  | R-454B | 2.6 | Residential & Commercial | USHP | Ducted CEE Tier 1
212499940 | Central HP <5.4 tons | LENNOX | HRCU-A-CB (Split System: Heat Pump with Remote Outdoor Unit-Air-Source) | EL22XPV-024-230A** | ADP |  | L*19/36S9 | ML180UH090V48B* | 24000 | 21 | 8.7 | 22000 | 15400 | 70% | 1.9 | 0 | 13.5 |  |  |  |  | R-410A | 2 | Residential & Commercial | USHP | Ducted CEE Tier 1
214271609 | Central HP <5.4 tons | CARRIER | HRCU-A-CB (Split System: Heat Pump with Remote Outdoor Unit-Air-Source) | 25VNA424A*031* | ADP |  | C36A***L139 | 58TN*B070C14**12 | 23400 | 20 | 10.5 | 25000 | 19500 | 78% | 2.42 | 0 | 13 |  |  |  |  | R-410A | 1.95 | Residential & Commercial | USHP | Ducted CEE Tier 1
216035484 | Central HP <5.4 tons | COLEMAN | HRCU-A-CB (Split System: Heat Pump with Remote Outdoor Unit-Air-Source) | HH860E2S11 | ASPEN |  | AE*L+CM48D3J+TDR | 0 | 43500 | 19 | 9 | 45500 | 39000 | 85.71% | 2.89 | 0 | 12 |  |  |  |  | R-454B | 3.625 | Residential & Commercial | USHP | Ducted CEE Tier 1
216755385 | Central HP <5.4 tons | COMFORTMAKER | HRCU-A-CB (Split System: Heat Pump with Remote Outdoor Unit-Air-Source) | D5CUHAH30AAK |  |  | EA*5X37M21A* | *80VSL1102122B* | 31000 | 15.2 | 9 | 34200 | 30200 | 88.3% | 1.8 | 0 | 9.5 |  |  |  |  | R-454B | 2.5833 | Residential & Commercial | USHP
216056165 | Central HP <5.4 tons | YORK | HRCU-A-CB (Split System: Heat Pump with Remote Outdoor Unit-Air-Source) | HH824E2S11 | ASPEN |  | C(A,C,D,E)24D2K+TDR | TM8E040A12MP11 | 19800 | 16 | 9 | 22600 | 17200 | 76.11% | 2 | 0 | 11.2 |  |  |  |  | R-454B | 1.65 | Residential & Commercial | USHP | Ducted CEE Tier 1
216056199 | Central HP <5.4 tons | YORK | HRCU-A-CB (Split System: Heat Pump with Remote Outdoor Unit-Air-Source) | HH824E2S11 | ASPEN |  | C(A,C,D,E)24D2K+TDR | TM9V040A10MP12 | 19700 | 16 | 9 | 23000 | 17500 | 76.09% | 2 | 0 | 10 |  |  |  |  | R-454B | 1.6417 | Residential & Commercial | USHP | Ducted CEE Tier 1
216374539 | Central HP <5.4 tons | YORK | HRCU-A-CB (Split System: Heat Pump with Remote Outdoor Unit-Air-Source) | HH860E2S11 |  |  | CTF60D5CJS1 | Y92E120D20SMPS1 | 53500 | 19 | 9 | 56000 | 40500 | 72.32% | 2 | 0 | 10 |  |  |  |  | R-454B | 4.4583 | Residential & Commercial | USHP | Ducted CEE Tier 1
216056753 | Central HP <5.4 tons | YORK | HRCU-A-CB (Split System: Heat Pump with Remote Outdoor Unit-Air-Source) | HH860E2S11 | ASPEN |  | C(A,C,D,E)48A3K+TDR | TMLV100C16MP12 | 39500 | 16.5 | 8.1 | 43500 | 33400 | 76.78% | 2 | 0 | 11.2 |  |  |  |  | R-454B | 3.2917 | Residential & Commercial | USHP | Ducted CEE Tier 1
216056274 | Central HP <5.4 tons | YORK | HRCU-A-CB (Split System: Heat Pump with Remote Outdoor Unit-Air-Source) | HH824E2S11 | ASPEN |  | C(A,C,D,E)24D2K+TDR | YPLC080B12MP13 | 21000 | 17 | 8.5 | 22800 | 17700 | 77.63% | 2 | 0 | 9.8 |  |  |  |  | R-454B | 1.75 | Residential & Commercial | USHP
216056292 | Central HP <5.4 tons | YORK | HRCU-A-CB (Split System: Heat Pump with Remote Outdoor Unit-Air-Source) | HH824E2S11 | ASPEN |  | D(A,C,E)24B3K+TDR | TM8E100B12MP11 | 22000 | 17 | 8.1 | 22600 | 18000 | 79.65% | 2 | 0 | 12 |  |  |  |  | R-454B | 1.8333 | Residential & Commercial | USHP | Ducted CEE Tier 1
216056760 | Central HP <5.4 tons | YORK | HRCU-A-CB (Split System: Heat Pump with Remote Outdoor Unit-Air-Source) | HH860E2S11 | ASPEN |  | C(A,C,D,E)48A3K+TDR | TPLC100C16MP13 | 39500 | 16.5 | 8.1 | 43500 | 33400 | 76.78% | 2 | 0 | 11.2 |  |  |  |  | R-454B | 3.2917 | Residential & Commercial | USHP | Ducted CEE Tier 1
214271612 | Central HP <5.4 tons | CARRIER | HRCU-A-CB (Split System: Heat Pump with Remote Outdoor Unit-Air-Source) | 25VNA424A*031* | ADP |  | PL36H175P149 | 58TN*B070C14**12 | 23400 | 20 | 10.5 | 25000 | 19500 | 78% | 2.42 | 0 | 13 |  |  |  |  | R-410A | 1.95 | Residential & Commercial | USHP | Ducted CEE Tier 1
216056721 | Central HP <5.4 tons | YORK | HRCU-A-CB (Split System: Heat Pump with Remote Outdoor Unit-Air-Source) | HH860E2S11 | ASPEN |  | C(A,C,D,E)48A3K+TDR | TM8E100C20MP11 | 41000 | 16.5 | 8.1 | 46000 | 35000 | 76.09% | 2 | 0 | 10.5 |  |  |  |  | R-454B | 3.4167 | Residential & Commercial | USHP | Ducted CEE Tier 1
216056205 | Central HP <5.4 tons | YORK | HRCU-A-CB (Split System: Heat Pump with Remote Outdoor Unit-Air-Source) | HH824E2S11 | ASPEN |  | C(A,C,D,E)24D2K+TDR | TM9V080B12MP12 | 21000 | 17 | 8.5 | 22800 | 18300 | 80.26% | 2 | 0 | 11.7 |  |  |  |  | R-454B | 1.75 | Residential & Commercial | USHP | Ducted CEE Tier 1
216056223 | Central HP <5.4 tons | YORK | HRCU-A-CB (Split System: Heat Pump with Remote Outdoor Unit-Air-Source) | HH824E2S11 | ASPEN |  | C(A,C,D,E)24D2K+TDR | TMLE080B12MP11 | 21000 | 17 | 8.5 | 22800 | 18000 | 78.95% | 2 | 0 | 11.7 |  |  |  |  | R-454B | 1.75 | Residential & Commercial | USHP | Ducted CEE Tier 1
216056237 | Central HP <5.4 tons | YORK | HRCU-A-CB (Split System: Heat Pump with Remote Outdoor Unit-Air-Source) | HH824E2S11 | ASPEN |  | C(A,C,D,E)24D2K+TDR | Y81E040A12SMPS1 | 19500 | 17 | 9.5 | 22800 | 18100 | 79.39% | 2 | 0 | 11 |  |  |  |  | R-454B | 1.625 | Residential & Commercial | USHP | Ducted CEE Tier 1
216797096 | Central HP <5.4 tons | TRANE | HRCU-A-CB (Split System: Heat Pump with Remote Outdoor Unit-Air-Source) | 5TWV8X36A1 | ASPEN |  | D(A,C,E)48C3J+TDR | S9V2B040D3PSC+LRP | 30400 | 18 | 8.5 | 34000 | 34000 | 100% | 2.7 | 0 | 9.8 |  |  |  |  | R-454B | 2.5333 | Residential & Commercial | USHP
214609727 | Central HP <5.4 tons | AMERICAN STANDARD | HRCU-A-CB (Split System: Heat Pump with Remote Outdoor Unit-Air-Source) | 4A6V0X60A1 | ADP |  | H,TG74960 | S8V2D120M5PDA | 54000 | 19 | 8.2 | 50000 | 39000 | 78% | 1.83 | 0 | 11.7 |  |  |  |  | R-410A | 4.5 | Residential & Commercial | USHP | Ducted CEE Tier 1
216374517 | Central HP <5.4 tons | YORK | HRCU-A-CB (Split System: Heat Pump with Remote Outdoor Unit-Air-Source) | HH824E2S11 |  |  | CTF36B5ADS1 | Y92E060B12SMPS1 | 23000 | 18 | 9.5 | 23000 | 18300 | 79.57% | 2 | 0 | 12 |  |  |  |  | R-454B | 1.9167 | Residential & Commercial | USHP | Ducted CEE Tier 1
216056097 | Central HP <5.4 tons | YORK | HRCU-A-CB (Split System: Heat Pump with Remote Outdoor Unit-Air-Source) | HH824E2S11 | ASPEN |  | C(A,C,D,E)24A3K+TDR | TM9E060B12MP12 | 21600 | 17 | 8.1 | 22600 | 18300 | 80.97% | 2 | 0 | 11 |  |  |  |  | R-454B | 1.8 | Residential & Commercial | USHP | Ducted CEE Tier 1
212500024 | Central HP <5.4 tons | LENNOX | HRCU-A-CB (Split System: Heat Pump with Remote Outdoor Unit-Air-Source) | EL22XPV-024-230A** | ADP |  | LH29/36X9 | ML196UH070XE48B* | 24000 | 16 | 8.2 | 22400 | 15700 | 70.09% | 1.88 | 0 | 12.5 |  |  |  |  | R-410A | 2 | Residential & Commercial | USHP | Ducted CEE Tier 1
216056588 | Central HP <5.4 tons | YORK | HRCU-A-CB (Split System: Heat Pump with Remote Outdoor Unit-Air-Source) | HH836E2S11 | ASPEN |  | D(A,C,E)36A4K+TDR | TM8E100B12MP11 | 30600 | 18 | 8.5 | 31200 | 25400 | 81.41% | 2 | 0 | 10.5 |  |  |  |  | R-454B | 2.55 | Residential & Commercial | USHP | Ducted CEE Tier 1
216056591 | Central HP <5.4 tons | YORK | HRCU-A-CB (Split System: Heat Pump with Remote Outdoor Unit-Air-Source) | HH836E2S11 | ASPEN |  | D(A,C,E)36A4K+TDR | TM8E120C16MP11 | 30400 | 18 | 8.5 | 30200 | 24800 | 82.12% | 2 | 0 | 11.2 |  |  |  |  | R-454B | 2.5333 | Residential & Commercial | USHP | Ducted CEE Tier 1
216056240 | Central HP <5.4 tons | YORK | HRCU-A-CB (Split System: Heat Pump with Remote Outdoor Unit-Air-Source) | HH824E2S11 | ASPEN |  | C(A,C,D,E)24D2K+TDR | Y81E060A12SMPS1 | 19700 | 17 | 9 | 22600 | 17300 | 76.55% | 2 | 0 | 11.2 |  |  |  |  | R-454B | 1.6417 | Residential & Commercial | USHP | Ducted CEE Tier 1
216056271 | Central HP <5.4 tons | YORK | HRCU-A-CB (Split System: Heat Pump with Remote Outdoor Unit-Air-Source) | HH824E2S11 | ASPEN |  | C(A,C,D,E)24D2K+TDR | YP9C080B12MP13 | 21200 | 17 | 8.5 | 22800 | 18300 | 80.26% | 2 | 0 | 9.8 |  |  |  |  | R-454B | 1.7667 | Residential & Commercial | USHP
216056304 | Central HP <5.4 tons | YORK | HRCU-A-CB (Split System: Heat Pump with Remote Outdoor Unit-Air-Source) | HH824E2S11 | ASPEN |  | D(A,C,E)24B3K+TDR | TM9E026A08MP12 | 20600 | 16.5 | 8.5 | 22800 | 17600 | 77.19% | 2 | 0 | 9.8 |  |  |  |  | R-454B | 1.7167 | Residential & Commercial | USHP
216056373 | Central HP <5.4 tons | YORK | HRCU-A-CB (Split System: Heat Pump with Remote Outdoor Unit-Air-Source) | HH824E2S11 | ASPEN |  | D(A,C,E)24B3K+TDR | Y82E080B12LMPS1 | 22000 | 18 | 8.5 | 22600 | 18500 | 81.86% | 2 | 0 | 12 |  |  |  |  | R-454B | 1.8333 | Residential & Commercial | USHP | Ducted CEE Tier 1
216056723 | Central HP <5.4 tons | YORK | HRCU-A-CB (Split System: Heat Pump with Remote Outdoor Unit-Air-Source) | HH860E2S11 | ASPEN |  | C(A,C,D,E)48A3K+TDR | TM8E120C20MP11 | 41000 | 16.5 | 8.1 | 46000 | 35000 | 76.09% | 2 | 0 | 10.5 |  |  |  |  | R-454B | 3.4167 | Residential & Commercial | USHP | Ducted CEE Tier 1
216056738 | Central HP <5.4 tons | YORK | HRCU-A-CB (Split System: Heat Pump with Remote Outdoor Unit-Air-Source) | HH860E2S11 | ASPEN |  | C(A,C,D,E)48A3K+TDR | TM9V080C16MP12 | 39500 | 16.5 | 8.1 | 43500 | 33600 | 77.24% | 2 | 0 | 10.5 |  |  |  |  | R-454B | 3.2917 | Residential & Commercial | USHP | Ducted CEE Tier 1
216440275 | Central HP <5.4 tons | AMERICAN STANDARD | HRCU-A-CB (Split System: Heat Pump with Remote Outdoor Unit-Air-Source) | 5A6V0X48A1 |  |  | 5PX*D008AS3 | S9V2C100U4VSB+LRP | 44000 | 20 | 9.7 | 46500 | 33400 | 71.83% | 2.1 | 0 | 12 |  |  |  |  | R-454B | 3.6667 | Residential & Commercial | USHP | Ducted CEE Tier 1
216440291 | Central HP <5.4 tons | AMERICAN STANDARD | HRCU-A-CB (Split System: Heat Pump with Remote Outdoor Unit-Air-Source) | 5A6V0X48A1 |  |  | 5PX*D008AS3 | L8V1C100U5VSB+LRP | 44500 | 20 | 9.7 | 47500 | 34000 | 71.58% | 2.1 | 0 | 12 |  |  |  |  | R-454B | 3.7083 | Residential & Commercial | USHP | Ducted CEE Tier 1
216056188 | Central HP <5.4 tons | YORK | HRCU-A-CB (Split System: Heat Pump with Remote Outdoor Unit-Air-Source) | HH824E2S11 | ASPEN |  | C(A,C,D,E)24D2K+TDR | TM9E040A10MP12 | 19500 | 16 | 9 | 23000 | 18100 | 78.7% | 2 | 0 | 10 |  |  |  |  | R-454B | 1.625 | Residential & Commercial | USHP | Ducted CEE Tier 1
216056220 | Central HP <5.4 tons | YORK | HRCU-A-CB (Split System: Heat Pump with Remote Outdoor Unit-Air-Source) | HH824E2S11 | ASPEN |  | C(A,C,D,E)24D2K+TDR | TMLE060A12MP11 | 19500 | 17 | 9 | 23000 | 17900 | 77.83% | 2 | 0 | 11 |  |  |  |  | R-454B | 1.625 | Residential & Commercial | USHP | Ducted CEE Tier 1
216056289 | Central HP <5.4 tons | YORK | HRCU-A-CB (Split System: Heat Pump with Remote Outdoor Unit-Air-Source) | HH824E2S11 | ASPEN |  | D(A,C,E)24B3K+TDR | TM8E080B12MP11 | 22000 | 17 | 8.1 | 22600 | 18000 | 79.65% | 2 | 0 | 12 |  |  |  |  | R-454B | 1.8333 | Residential & Commercial | USHP | Ducted CEE Tier 1
216056322 | Central HP <5.4 tons | YORK | HRCU-A-CB (Split System: Heat Pump with Remote Outdoor Unit-Air-Source) | HH824E2S11 | ASPEN |  | D(A,C,E)24B3K+TDR | TM9V060B12MP12 | 22000 | 17 | 8.1 | 22600 | 18000 | 79.65% | 2 | 0 | 12 |  |  |  |  | R-454B | 1.8333 | Residential & Commercial | USHP | Ducted CEE Tier 1
213279291 | Central HP <5.4 tons | COLEMAN | HRCU-A-CB (Split System: Heat Pump with Remote Outdoor Unit-Air-Source) | THF2B48T21 | ASPEN |  | D(A,C,E)60A46+TDR | TPLC080C16MP13 | 43000 | 16 | 8.2 | 44000 | 31200 | 70.91% | 3.16 | 0 | 11.5 |  |  |  |  | R-410A | 3.5833 | Residential & Commercial | USHP | Ducted CEE Tier 1
216056776 | Central HP <5.4 tons | YORK | HRCU-A-CB (Split System: Heat Pump with Remote Outdoor Unit-Air-Source) | HH860E2S11 | ASPEN |  | C(A,C,D,E)48A3K+TDR | YPLC100C20MP13 | 31600 | 17.5 | 8.1 | 45000 | 33800 | 75.11% | 2 | 0 | 11 |  |  |  |  | R-454B | 2.6333 | Residential & Commercial | USHP | Ducted CEE Tier 1
216056310 | Central HP <5.4 tons | YORK | HRCU-A-CB (Split System: Heat Pump with Remote Outdoor Unit-Air-Source) | HH824E2S11 | ASPEN |  | D(A,C,E)24B3K+TDR | TM9E060A10MP12 | 20400 | 16.5 | 8.5 | 22800 | 18100 | 79.39% | 2 | 0 | 9.8 |  |  |  |  | R-454B | 1.7 | Residential & Commercial | USHP
216056358 | Central HP <5.4 tons | YORK | HRCU-A-CB (Split System: Heat Pump with Remote Outdoor Unit-Air-Source) | HH824E2S11 | ASPEN |  | D(A,C,E)24B3K+TDR | Y81E040A12SMPS1 | 20400 | 17.5 | 9.5 | 22600 | 18100 | 80.09% | 2 | 0 | 11.2 |  |  |  |  | R-454B | 1.7 | Residential & Commercial | USHP | Ducted CEE Tier 1
216056385 | Central HP <5.4 tons | YORK | HRCU-A-CB (Split System: Heat Pump with Remote Outdoor Unit-Air-Source) | HH824E2S11 | ASPEN |  | D(A,C,E)24B3K+TDR | Y91E060B12SMPS1 | 22000 | 17 | 8.5 | 22600 | 18600 | 82.3% | 2 | 0 | 11.7 |  |  |  |  | R-454B | 1.8333 | Residential & Commercial | USHP | Ducted CEE Tier 1
216056576 | Central HP <5.4 tons | YORK | HRCU-A-CB (Split System: Heat Pump with Remote Outdoor Unit-Air-Source) | HH824E2S11 | ASPEN |  | D(A,C,E)36A4K+TDR | TM9V040A10MP12 | 21200 | 17 | 8.5 | 23000 | 17500 | 76.09% | 2 | 0 | 10.5 |  |  |  |  | R-454B | 1.7667 | Residential & Commercial | USHP | Ducted CEE Tier 1
216056521 | Central HP <5.4 tons | YORK | HRCU-A-CB (Split System: Heat Pump with Remote Outdoor Unit-Air-Source) | HH836E2S11 | ASPEN |  | C(A,C,D,E)36B3K+TDR | TM9E100C16MP12 | 31000 | 18 | 8.5 | 31200 | 25200 | 80.77% | 2 | 0 | 10.5 |  |  |  |  | R-454B | 2.5833 | Residential & Commercial | USHP | Ducted CEE Tier 1
216056439 | Central HP <5.4 tons | YORK | HRCU-A-CB (Split System: Heat Pump with Remote Outdoor Unit-Air-Source) | HH824E2S11 | ASPEN |  | D(A,C,E)36A3K+TDR | TMLE060A12MP11 | 20800 | 17.5 | 8.5 | 22800 | 17900 | 78.51% | 2 | 0 | 11.2 |  |  |  |  | R-454B | 1.7333 | Residential & Commercial | USHP | Ducted CEE Tier 1
216056456 | Central HP <5.4 tons | YORK | HRCU-A-CB (Split System: Heat Pump with Remote Outdoor Unit-Air-Source) | HH824E2S11 | ASPEN |  | D(A,C,E)24B4K+TDR | TL8E060A12UH11 | 21000 | 18 | 9 | 23000 | 17900 | 77.83% | 2 | 0 | 11.2 |  |  |  |  | R-454B | 1.75 | Residential & Commercial | USHP | Ducted CEE Tier 1
216056556 | Central HP <5.4 tons | YORK | HRCU-A-CB (Split System: Heat Pump with Remote Outdoor Unit-Air-Source) | HH836E2S11 | ASPEN |  | C(A,C,D,E)36B3K+TDR | Y81E120C16SMPS1 | 31400 | 18 | 8.5 | 31200 | 25200 | 80.77% | 2 | 0 | 11 |  |  |  |  | R-454B | 2.6167 | Residential & Commercial | USHP | Ducted CEE Tier 1
216056640 | Central HP <5.4 tons | YORK | HRCU-A-CB (Split System: Heat Pump with Remote Outdoor Unit-Air-Source) | HH836E2S11 | ASPEN |  | D(A,C,E)36A4K+TDR | Y81E120C16SMPS1 | 31400 | 18 | 8.5 | 31200 | 25200 | 80.77% | 2 | 0 | 11 |  |  |  |  | R-454B | 2.6167 | Residential & Commercial | USHP | Ducted CEE Tier 1
216056470 | Central HP <5.4 tons | YORK | HRCU-A-CB (Split System: Heat Pump with Remote Outdoor Unit-Air-Source) | HH824E2S11 | ASPEN |  | D(A,C,E)24B4K+TDR | TM9V040A10MP12 | 21000 | 17 | 9 | 23000 | 17500 | 76.09% | 2 | 0 | 10.5 |  |  |  |  | R-454B | 1.75 | Residential & Commercial | USHP | Ducted CEE Tier 1
216056487 | Central HP <5.4 tons | YORK | HRCU-A-CB (Split System: Heat Pump with Remote Outdoor Unit-Air-Source) | HH824E2S11 | ASPEN |  | D(A,C,E)24B4K+TDR | Y82E060A12LMPS1 | 21000 | 19 | 9 | 23000 | 17700 | 76.96% | 2 | 0 | 11.7 |  |  |  |  | R-454B | 1.75 | Residential & Commercial | USHP | Ducted CEE Tier 1
216056211 | Central HP <5.4 tons | YORK | HRCU-A-CB (Split System: Heat Pump with Remote Outdoor Unit-Air-Source) | HH824E2S11 | ASPEN |  | C(A,C,D,E)24D2K+TDR | TM9Y060B12MP11 | 21000 | 17 | 8.5 | 22800 | 18400 | 80.7% | 2 | 0 | 11.2 |  |  |  |  | R-454B | 1.75 | Residential & Commercial | USHP | Ducted CEE Tier 1
216056231 | Central HP <5.4 tons | YORK | HRCU-A-CB (Split System: Heat Pump with Remote Outdoor Unit-Air-Source) | HH824E2S11 | ASPEN |  | C(A,C,D,E)24D2K+TDR | TP9C080B12MP13 | 21000 | 17 | 8.5 | 22800 | 18300 | 80.26% | 2 | 0 | 11.7 |  |  |  |  | R-454B | 1.75 | Residential & Commercial | USHP | Ducted CEE Tier 1
216056245 | Central HP <5.4 tons | YORK | HRCU-A-CB (Split System: Heat Pump with Remote Outdoor Unit-Air-Source) | HH824E2S11 | ASPEN |  | C(A,C,D,E)24D2K+TDR | Y81E100B12SMPS1 | 19500 | 18 | 9.5 | 22800 | 18000 | 78.95% | 2 | 0 | 11 |  |  |  |  | R-454B | 1.625 | Residential & Commercial | USHP | Ducted CEE Tier 1
216056263 | Central HP <5.4 tons | YORK | HRCU-A-CB (Split System: Heat Pump with Remote Outdoor Unit-Air-Source) | HH824E2S11 | ASPEN |  | C(A,C,D,E)24D2K+TDR | Y91E060B12SMPS1 | 21000 | 17 | 8.5 | 22800 | 18600 | 81.58% | 2 | 0 | 11.2 |  |  |  |  | R-454B | 1.75 | Residential & Commercial | USHP | Ducted CEE Tier 1
216056298 | Central HP <5.4 tons | YORK | HRCU-A-CB (Split System: Heat Pump with Remote Outdoor Unit-Air-Source) | HH824E2S11 | ASPEN |  | D(A,C,E)24B3K+TDR | TM8Y060A12MP11 | 20400 | 17.5 | 9 | 22600 | 18400 | 81.42% | 2 | 0 | 9.8 |  |  |  |  | R-454B | 1.7 | Residential & Commercial | USHP
216056415 | Central HP <5.4 tons | YORK | HRCU-A-CB (Split System: Heat Pump with Remote Outdoor Unit-Air-Source) | HH824E2S11 | ASPEN |  | D(A,C,E)36A3K+TDR | TM9E026A08MP12 | 20800 | 16.5 | 8.5 | 22800 | 17600 | 77.19% | 2 | 0 | 10.5 |  |  |  |  | R-454B | 1.7333 | Residential & Commercial | USHP | Ducted CEE Tier 1
215565286 | Central HP <5.4 tons | COLEMAN | HRCU-A-CB (Split System: Heat Pump with Remote Outdoor Unit-Air-Source) | HH860E2S11 | ASPEN |  | D(A,C,E)49B3J+TDR | Z8ES120C16SMPS1 | 41000 | 18 | 8.5 | 43000 | 33000 | 76.74% | 2 | 0 | 11.7 |  |  |  |  | R-454B | 3.4167 | Residential & Commercial | USHP | Ducted CEE Tier 1
214776471 | Central HP <5.4 tons | YORK | HRCU-A-CB (Split System: Heat Pump with Remote Outdoor Unit-Air-Source) | HH860E2S11 | ADP |  | CV609**A+TXV | TL9E100C20UH11 | 52000 | 19 | 8.5 | 51500 | 38000 | 73.79% | 2 | 0 | 11 |  |  |  |  | R-454B | 4.3333 | Residential & Commercial | USHP | Ducted CEE Tier 1
212632888 | Central HP <5.4 tons | LENNOX | HRCU-A-CB (Split System: Heat Pump with Remote Outdoor Unit-Air-Source) | SL25XPV-048-230A** | ADP |  | LD42/49Y9 | EL296DF090XV60C* | 45500 | 20 | 9.1 | 42000 | 35000 | 83.33% | 1.84 | 0 | 12 |  |  |  |  | R-410A | 3.7917 | Residential & Commercial | USHP | Ducted CEE Tier 1
214776490 | Central HP <5.4 tons | YORK | HRCU-A-CB (Split System: Heat Pump with Remote Outdoor Unit-Air-Source) | HH860E2S11 | ADP |  | CH604**C+TXV | TM9E080C20MP12 | 53500 | 19 | 8.5 | 53000 | 39500 | 74.53% | 2 | 0 | 11 |  |  |  |  | R-454B | 4.4583 | Residential & Commercial | USHP | Ducted CEE Tier 1
214776524 | Central HP <5.4 tons | YORK | HRCU-A-CB (Split System: Heat Pump with Remote Outdoor Unit-Air-Source) | HH860E2S11 | ADP |  | CV601**C+TXV | TM9E100C20MP12 | 52500 | 18 | 8.35 | 53000 | 39500 | 74.53% | 1.98 | 0 | 10.5 |  |  |  |  | R-454B | 4.375 | Residential & Commercial | USHP | Ducted CEE Tier 1
214776558 | Central HP <5.4 tons | YORK | HRCU-A-CB (Split System: Heat Pump with Remote Outdoor Unit-Air-Source) | HH860E2S11 | ADP |  | CV605**C+TXV | TM9V080C16MP12 | 43500 | 18 | 8.5 | 42000 | 33000 | 78.57% | 2 | 0 | 11 |  |  |  |  | R-454B | 3.625 | Residential & Commercial | USHP | Ducted CEE Tier 1
214776621 | Central HP <5.4 tons | YORK | HRCU-A-CB (Split System: Heat Pump with Remote Outdoor Unit-Air-Source) | HH860E2S11 | ADP |  | CV607**C+TXV | TMLE080C16MP11 | 44500 | 18 | 8.5 | 43500 | 33800 | 77.7% | 2 | 0 | 11 |  |  |  |  | R-454B | 3.7083 | Residential & Commercial | USHP | Ducted CEE Tier 1
214776622 | Central HP <5.4 tons | YORK | HRCU-A-CB (Split System: Heat Pump with Remote Outdoor Unit-Air-Source) | HH860E2S11 | ADP |  | CH602**A+TXV | TMLE080C16MP11 | 44500 | 18 | 8.5 | 43500 | 33800 | 77.7% | 2 | 0 | 11 |  |  |  |  | R-454B | 3.7083 | Residential & Commercial | USHP | Ducted CEE Tier 1
214776674 | Central HP <5.4 tons | YORK | HRCU-A-CB (Split System: Heat Pump with Remote Outdoor Unit-Air-Source) | HH860E2S11 | ADP |  | CV600**C+TXV | TMLE120C20MP11 | 51500 | 18 | 8.3 | 52500 | 39000 | 74.29% | 1.96 | 0 | 10.5 |  |  |  |  | R-454B | 4.2917 | Residential & Commercial | USHP | Ducted CEE Tier 1
214776690 | Central HP <5.4 tons | YORK | HRCU-A-CB (Split System: Heat Pump with Remote Outdoor Unit-Air-Source) | HH860E2S11 | ADP |  | CX601C*35+TXV | TMLE130D20MP11 | 54000 | 19 | 8.5 | 53000 | 39500 | 74.53% | 2 | 0 | 11 |  |  |  |  | R-454B | 4.5 | Residential & Commercial | USHP | Ducted CEE Tier 1
214776708 | Central HP <5.4 tons | YORK | HRCU-A-CB (Split System: Heat Pump with Remote Outdoor Unit-Air-Source) | HH860E2S11 | ADP |  | CH605D*C+TXV | TMLV100C16MP12 | 43500 | 18 | 8.5 | 42000 | 32800 | 78.1% | 2 | 0 | 11.7 |  |  |  |  | R-454B | 3.625 | Residential & Commercial | USHP | Ducted CEE Tier 1
216056488 | Central HP <5.4 tons | YORK | HRCU-A-CB (Split System: Heat Pump with Remote Outdoor Unit-Air-Source) | HH824E2S11 | ASPEN |  | D(A,C,E)24B4K+TDR | Y82E080B12LMPS1 | 22600 | 18 | 8.5 | 22800 | 18500 | 81.14% | 2 | 0 | 12 |  |  |  |  | R-454B | 1.8833 | Residential & Commercial | USHP | Ducted CEE Tier 1
216056489 | Central HP <5.4 tons | YORK | HRCU-A-CB (Split System: Heat Pump with Remote Outdoor Unit-Air-Source) | HH824E2S11 | ASPEN |  | D(A,C,E)24B4K+TDR | Y91E026A08SMPS1 | 21000 | 17.5 | 8.5 | 23000 | 17300 | 75.22% | 2 | 0 | 11.7 |  |  |  |  | R-454B | 1.75 | Residential & Commercial | USHP | Ducted CEE Tier 1
216056724 | Central HP <5.4 tons | YORK | HRCU-A-CB (Split System: Heat Pump with Remote Outdoor Unit-Air-Source) | HH860E2S11 | ASPEN |  | C(A,C,D,E)48A3K+TDR | TM8E130D20MP11 | 41500 | 16.5 | 8.1 | 46000 | 35200 | 76.52% | 2 | 0 | 10.5 |  |  |  |  | R-454B | 3.4583 | Residential & Commercial | USHP | Ducted CEE Tier 1
216056774 | Central HP <5.4 tons | YORK | HRCU-A-CB (Split System: Heat Pump with Remote Outdoor Unit-Air-Source) | HH860E2S11 | ASPEN |  | C(A,C,D,E)48A3K+TDR | YPLC080C16MP13 | 33000 | 16.5 | 8.1 | 44000 | 33400 | 75.91% | 2 | 0 | 11 |  |  |  |  | R-454B | 2.75 | Residential & Commercial | USHP | Ducted CEE Tier 1
216056790 | Central HP <5.4 tons | YORK | HRCU-A-CB (Split System: Heat Pump with Remote Outdoor Unit-Air-Source) | HH860E2S11 | ASPEN |  | C(A,C,D,E)60A3K+TDR | TM8E100C16MP11 | 41000 | 18 | 8.5 | 45000 | 34200 | 76% | 2 | 0 | 10.5 |  |  |  |  | R-454B | 3.4167 | Residential & Commercial | USHP | Ducted CEE Tier 1
216056806 | Central HP <5.4 tons | YORK | HRCU-A-CB (Split System: Heat Pump with Remote Outdoor Unit-Air-Source) | HH860E2S11 | ASPEN |  | C(A,C,D,E)60A3K+TDR | TM8V120C20MP12 | 41000 | 18 | 8.5 | 44500 | 33800 | 75.96% | 2 | 0 | 10.5 |  |  |  |  | R-454B | 3.4167 | Residential & Commercial | USHP | Ducted CEE Tier 1
216056808 | Central HP <5.4 tons | YORK | HRCU-A-CB (Split System: Heat Pump with Remote Outdoor Unit-Air-Source) | HH860E2S11 | ASPEN |  | C(A,C,D,E)60A3K+TDR | TM8Y080C16MP11 | 41000 | 17 | 8.1 | 43500 | 33400 | 76.78% | 2 | 0 | 11 |  |  |  |  | R-454B | 3.4167 | Residential & Commercial | USHP | Ducted CEE Tier 1
216056888 | Central HP <5.4 tons | YORK | HRCU-A-CB (Split System: Heat Pump with Remote Outdoor Unit-Air-Source) | HH860E2S11 | ASPEN |  | C(A,C,D,E)60A3K+TDR | YP9C080C16MP13 | 33200 | 17 | 8.5 | 44000 | 33600 | 76.36% | 2 | 0 | 9.8 |  |  |  |  | R-454B | 2.7667 | Residential & Commercial | USHP
212632891 | Central HP <5.4 tons | LENNOX | HRCU-A-CB (Split System: Heat Pump with Remote Outdoor Unit-Air-Source) | SL25XPV-048-230A** | ADP |  | LD42/49Y9 | EL296DF110XV60C* | 45500 | 20 | 9 | 42000 | 35000 | 83.33% | 1.84 | 0 | 12 |  |  |  |  | R-410A | 3.7917 | Residential & Commercial | USHP | Ducted CEE Tier 1
212632905 | Central HP <5.4 tons | LENNOX | HRCU-A-CB (Split System: Heat Pump with Remote Outdoor Unit-Air-Source) | SL25XPV-048-230A** | ADP |  | LD42/49Y9 | SLP99DF090XV60C* | 45500 | 20 | 9.1 | 42000 | 35000 | 83.33% | 1.84 | 0 | 12 |  |  |  |  | R-410A | 3.7917 | Residential & Commercial | USHP | Ducted CEE Tier 1
212500160 | Central HP <5.4 tons | LENNOX | HRCU-A-CB (Split System: Heat Pump with Remote Outdoor Unit-Air-Source) | EL22XPV-024-230A** | ADP |  | LH35/36X9 | SLP99UH070XV36B* | 23800 | 21 | 8.5 | 22000 | 15400 | 70% | 1.92 | 0 | 13.5 |  |  |  |  | R-410A | 1.9833 | Residential & Commercial | USHP | Ducted CEE Tier 1
216056882 | Central HP <5.4 tons | YORK | HRCU-A-CB (Split System: Heat Pump with Remote Outdoor Unit-Air-Source) | HH860E2S11 | ASPEN |  | C(A,C,D,E)60A3K+TDR | Y91E100C16SMPS1 | 42000 | 18 | 8.5 | 46500 | 34200 | 73.55% | 2 | 0 | 10.5 |  |  |  |  | R-454B | 3.5 | Residential & Commercial | USHP | Ducted CEE Tier 1
214776755 | Central HP <5.4 tons | YORK | HRCU-A-CB (Split System: Heat Pump with Remote Outdoor Unit-Air-Source) | HH860E2S11 | ADP |  | CV603**A+TXV | Y81E080C20SMPS1 | 53000 | 19 | 8.5 | 52000 | 38500 | 74.04% | 2 | 0 | 11 |  |  |  |  | R-454B | 4.4167 | Residential & Commercial | USHP | Ducted CEE Tier 1
214776757 | Central HP <5.4 tons | YORK | HRCU-A-CB (Split System: Heat Pump with Remote Outdoor Unit-Air-Source) | HH860E2S11 | ADP |  | CH602**A+TXV | Y81E080C20SMPS1 | 53000 | 19 | 8.5 | 52000 | 38500 | 74.04% | 2 | 0 | 11 |  |  |  |  | R-454B | 4.4167 | Residential & Commercial | USHP | Ducted CEE Tier 1
214776808 | Central HP <5.4 tons | YORK | HRCU-A-CB (Split System: Heat Pump with Remote Outdoor Unit-Air-Source) | HH860E2S11 | ADP |  | CH600C*C+TXV | YP9C100C20MP13 | 51000 | 18 | 8.3 | 51500 | 38000 | 73.79% | 1.96 | 0 | 10.5 |  |  |  |  | R-454B | 4.25 | Residential & Commercial | USHP | Ducted CEE Tier 1
214776824 | Central HP <5.4 tons | YORK | HRCU-A-CB (Split System: Heat Pump with Remote Outdoor Unit-Air-Source) | HH860E2S11 | ADP |  | CH600D*C+TXV | YP9C120D20MP13 | 51500 | 18 | 8.3 | 52500 | 39000 | 74.29% | 1.96 | 0 | 10.5 |  |  |  |  | R-454B | 4.2917 | Residential & Commercial | USHP | Ducted CEE Tier 1
216056462 | Central HP <5.4 tons | YORK | HRCU-A-CB (Split System: Heat Pump with Remote Outdoor Unit-Air-Source) | HH824E2S11 | ASPEN |  | D(A,C,E)24B4K+TDR | TM8V080B12MP12 | 22400 | 17 | 8.5 | 22800 | 17700 | 77.63% | 2 | 0 | 12 |  |  |  |  | R-454B | 1.8667 | Residential & Commercial | USHP | Ducted CEE Tier 1
214776339 | Central HP <5.4 tons | YORK | HRCU-A-CB (Split System: Heat Pump with Remote Outdoor Unit-Air-Source) | HH824E2S11 | ADP |  | CV363**C+TXV | TM9E060B12MP12 | 23000 | 17 | 9 | 21400 | 17900 | 83.64% | 2 | 0 | 11.7 |  |  |  |  | R-454B | 1.9167 | Residential & Commercial | USHP | Ducted CEE Tier 1
214777224 | Central HP <5.4 tons | YORK | HRCU-A-CB (Split System: Heat Pump with Remote Outdoor Unit-Air-Source) | HH860E2S11 | ADP |  | CV602C*A+TXV | YP9C120D20MP13 | 53000 | 19 | 8.5 | 52500 | 39000 | 74.29% | 2 | 0 | 11 |  |  |  |  | R-454B | 4.4167 | Residential & Commercial | USHP | Ducted CEE Tier 1
214777225 | Central HP <5.4 tons | YORK | HRCU-A-CB (Split System: Heat Pump with Remote Outdoor Unit-Air-Source) | HH860E2S11 | ADP |  | CV602C*A+TXV | YPLC080C16MP13 | 43500 | 18 | 8.5 | 42000 | 32800 | 78.1% | 2 | 0 | 11.7 |  |  |  |  | R-454B | 3.625 | Residential & Commercial | USHP | Ducted CEE Tier 1
213307203 | Central HP <5.4 tons | YORK | HRCU-A-CB (Split System: Heat Pump with Remote Outdoor Unit-Air-Source) | HMH72B341 | ASPEN |  | DM36A34+TDR | TM9V100C16MP12 | 31400 | 17.4 | 8.2 | 33800 | 27200 | 80.47% | 2.61 | 0 | 9.8 |  |  |  |  | R-410A | 2.6167 | Residential & Commercial | USHP
213307204 | Central HP <5.4 tons | YORK | HRCU-A-CB (Split System: Heat Pump with Remote Outdoor Unit-Air-Source) | HMH72B341 | ASPEN |  | DM36A34+TDR | TM9V100C20MP12 | 31200 | 17.4 | 8.1 | 33600 | 28200 | 83.93% | 2.65 | 0 | 9.3 |  |  |  |  | R-410A | 2.6 | Residential & Commercial | USHP
213307336 | Central HP <5.4 tons | YORK | HRCU-A-CB (Split System: Heat Pump with Remote Outdoor Unit-Air-Source) | HMH72B341 | ASPEN |  | DM36A36+TDR | TL8E080C16UH11 | 31200 | 17.4 | 8.1 | 33600 | 27600 | 82.14% | 2.62 | 0 | 9.8 |  |  |  |  | R-410A | 2.6 | Residential & Commercial | USHP
213307373 | Central HP <5.4 tons | YORK | HRCU-A-CB (Split System: Heat Pump with Remote Outdoor Unit-Air-Source) | HMH72B341 | ASPEN |  | DM36A36+TDR | TM9V120D20MP12 | 30800 | 16.8 | 8.3 | 32000 | 28000 | 87.5% | 2.74 | 0 | 9.2 |  |  |  |  | R-410A | 2.5667 | Residential & Commercial | USHP
206771570 | Central HP <5.4 tons | AIRQUEST | HRCU-A-CB (Split System: Heat Pump with Remote Outdoor Unit-Air-Source) | HVH837GKA2* |  |  | EA*4X42L24A*+WALLCON | *97CMN1202422A* | 31800 | 17 | 8.1 | 33200 | 24400 | 73.49% | 1.88 | 11.5 | 11 |  |  |  |  | R-410A | 2.65 | Residential & Commercial | USHP | Ducted CEE Tier 1
212293069 | Central HP <5.4 tons | YORK | HRCU-A-CB (Split System: Heat Pump with Remote Outdoor Unit-Air-Source) | HMH72B341 | ASPEN |  | C(A,C,D,E)48A34+TDR | TPLC120C20MP13 | 31600 | 16.5 | 8.1 | 32400 | 27400 | 84.57% | 2.49 | 0 | 8.9 |  |  |  |  | R-410A | 2.6333 | Residential & Commercial | USHP
213774574 | Central HP <5.4 tons | TEMPSTAR | HRCU-A-CB (Split System: Heat Pump with Remote Outdoor Unit-Air-Source) | TVH825GKA3* |  |  | EHD4X48AAL+WALLCON | *80CTL0701412B* | 24400 | 16.5 | 8.1 | 21200 | 16600 | 78.3% | 2 | 0 | 10.5 |  |  |  |  | R-410A | 2.0333 | Residential & Commercial | USHP | Ducted CEE Tier 1
213774624 | Central HP <5.4 tons | TEMPSTAR | HRCU-A-CB (Split System: Heat Pump with Remote Outdoor Unit-Air-Source) | TVH825GKA3* |  |  | EHD4X48AAL+WALLCON | *80CTL1352422B* | 24200 | 16 | 8.1 | 21200 | 16600 | 78.3% | 2 | 0 | 10.5 |  |  |  |  | R-410A | 2.0167 | Residential & Commercial | USHP | Ducted CEE Tier 1
213258056 | Central HP <5.4 tons | LENNOX | HRCU-A-CB (Split System: Heat Pump with Remote Outdoor Unit-Air-Source) | SL25XPV-036-230A** |  |  | CRX35-50/60C-**-*+TDR | EL296DF090XV60C* | 34200 | 21 | 9.3 | 36000 | 29000 | 80.56% | 1.84 | 0 | 13.5 |  |  |  |  | R-410A | 2.85 | Residential & Commercial | USHP | Ducted CEE Tier 1
216013290 | Central HP <5.4 tons | YORK | HRCU-A-CB (Split System: Heat Pump with Remote Outdoor Unit-Air-Source) | HH824E2S11 |  |  | CTM36B5ADS1+JMET12BS2N1 | 0 | 23000 | 18 | 9.5 | 23000 | 18000 | 78.26% | 2 | 0 | 12 |  |  |  |  | R-454B | 1.9167 | Residential & Commercial | USHP | Ducted CEE Tier 1
215941745 | Central HP <5.4 tons | BRYANT HEATING AND COOLING SYSTEMS | HRCU-A-CB (Split System: Heat Pump with Remote Outdoor Unit-Air-Source) | 293VAN048**AA* |  |  | CVAVA6024XMA*+UI | 987TA66100C21*** | 45500 | 20.5 | 8.1 | 52500 | 38000 | 72.38% | 1.9 | 0 | 11.5 |  |  |  |  | R-454B | 3.7917 | Residential & Commercial | USHP | Ducted CEE Tier 1
216056084 | Central HP <5.4 tons | YORK | HRCU-A-CB (Split System: Heat Pump with Remote Outdoor Unit-Air-Source) | HH824E2S11 | ASPEN |  | C(A,C,D,E)24A3K+TDR | TM8Y060A12MP11 | 20000 | 17.5 | 8.5 | 22600 | 18400 | 81.42% | 2 | 0 | 9.8 |  |  |  |  | R-454B | 1.6667 | Residential & Commercial | USHP
216056150 | Central HP <5.4 tons | YORK | HRCU-A-CB (Split System: Heat Pump with Remote Outdoor Unit-Air-Source) | HH824E2S11 | ASPEN |  | C(A,C,D,E)24A3K+TDR | YP9C060B12MP13 | 21400 | 17 | 8.1 | 22600 | 18000 | 79.65% | 2 | 0 | 9.8 |  |  |  |  | R-454B | 1.7833 | Residential & Commercial | USHP
216056243 | Central HP <5.4 tons | YORK | HRCU-A-CB (Split System: Heat Pump with Remote Outdoor Unit-Air-Source) | HH824E2S11 | ASPEN |  | C(A,C,D,E)24D2K+TDR | Y81E080B12SMPS1 | 21000 | 17.5 | 8.5 | 22800 | 18500 | 81.14% | 2 | 0 | 11.7 |  |  |  |  | R-454B | 1.75 | Residential & Commercial | USHP | Ducted CEE Tier 1
216056266 | Central HP <5.4 tons | YORK | HRCU-A-CB (Split System: Heat Pump with Remote Outdoor Unit-Air-Source) | HH824E2S11 | ASPEN |  | C(A,C,D,E)24D2K+TDR | Y91E080B12SMPS1 | 21000 | 17 | 8.5 | 22800 | 18100 | 79.39% | 2 | 0 | 11.7 |  |  |  |  | R-454B | 1.75 | Residential & Commercial | USHP | Ducted CEE Tier 1
216056286 | Central HP <5.4 tons | YORK | HRCU-A-CB (Split System: Heat Pump with Remote Outdoor Unit-Air-Source) | HH824E2S11 | ASPEN |  | D(A,C,E)24B3K+TDR | TM8E060A12MP11 | 20400 | 17.5 | 8.5 | 22800 | 17900 | 78.51% | 2 | 0 | 11.2 |  |  |  |  | R-454B | 1.7 | Residential & Commercial | USHP | Ducted CEE Tier 1
215934453 | Central HP <5.4 tons | TEMPSTAR | HRCU-A-CB (Split System: Heat Pump with Remote Outdoor Unit-Air-Source) | T5H3V48*K*AAA* |  |  | ESH5X48M12A*+WALLCON | *80CTL0901716B* | 43500 | 20 | 9 | 48500 | 35800 | 73.81% | 1.86 | 0 | 11 |  |  |  |  | R-454B | 3.625 | Residential & Commercial | USHP | Ducted CEE Tier 1
213779684 | Central HP <5.4 tons | TEMPSTAR | HRCU-A-CB (Split System: Heat Pump with Remote Outdoor Unit-Air-Source) | TVH837GKA** |  |  | EA*4X61L21A*+WALLCON | *95CSU0601716B* | 33000 | 17 | 8.1 | 32200 | 25000 | 77.64% | 1.96 | 0 | 11 |  |  |  |  | R-410A | 2.75 | Residential & Commercial | USHP | Ducted CEE Tier 1
214776403 | Central HP <5.4 tons | YORK | HRCU-A-CB (Split System: Heat Pump with Remote Outdoor Unit-Air-Source) | HH836E2S11 | ADP |  | CH365B*C+TXV | Y81E080B12SMPS1 | 32400 | 17 | 8.4 | 28400 | 24400 | 85.92% | 1.98 | 0 | 11.5 |  |  |  |  | R-454B | 2.7 | Residential & Commercial | USHP | Ducted CEE Tier 1
216056502 | Central HP <5.4 tons | YORK | HRCU-A-CB (Split System: Heat Pump with Remote Outdoor Unit-Air-Source) | HH836E2S11 | ASPEN |  | C(A,C,D,E)36B3K+TDR | TM8E080C16MP11 | 31000 | 18 | 8.5 | 31000 | 25200 | 81.29% | 2 | 0 | 10.5 |  |  |  |  | R-454B | 2.5833 | Residential & Commercial | USHP | Ducted CEE Tier 1
216056543 | Central HP <5.4 tons | YORK | HRCU-A-CB (Split System: Heat Pump with Remote Outdoor Unit-Air-Source) | HH836E2S11 | ASPEN |  | C(A,C,D,E)36B3K+TDR | TP9C080B12MP13 | 30600 | 18 | 8.5 | 30800 | 25200 | 81.82% | 2 | 0 | 10.5 |  |  |  |  | R-454B | 2.55 | Residential & Commercial | USHP | Ducted CEE Tier 1
216056568 | Central HP <5.4 tons | YORK | HRCU-A-CB (Split System: Heat Pump with Remote Outdoor Unit-Air-Source) | HH836E2S11 | ASPEN |  | C(A,C,D,E)36B3K+TDR | YPLC080C16MP13 | 31800 | 18 | 8.5 | 31200 | 25400 | 81.41% | 2 | 0 | 11 |  |  |  |  | R-454B | 2.65 | Residential & Commercial | USHP | Ducted CEE Tier 1
216056718 | Central HP <5.4 tons | YORK | HRCU-A-CB (Split System: Heat Pump with Remote Outdoor Unit-Air-Source) | HH860E2S11 | ASPEN |  | C(A,C,D,E)48A3K+TDR | TM8E080C16MP11 | 40000 | 17.5 | 8.1 | 45000 | 34200 | 76% | 2 | 0 | 10.5 |  |  |  |  | R-454B | 3.3333 | Residential & Commercial | USHP | Ducted CEE Tier 1
216056743 | Central HP <5.4 tons | YORK | HRCU-A-CB (Split System: Heat Pump with Remote Outdoor Unit-Air-Source) | HH860E2S11 | ASPEN |  | C(A,C,D,E)48A3K+TDR | TM9Y100C16MP11 | 39500 | 16.5 | 8.1 | 44000 | 33800 | 76.82% | 2 | 0 | 10.5 |  |  |  |  | R-454B | 3.2917 | Residential & Commercial | USHP | Ducted CEE Tier 1
216056745 | Central HP <5.4 tons | YORK | HRCU-A-CB (Split System: Heat Pump with Remote Outdoor Unit-Air-Source) | HH860E2S11 | ASPEN |  | C(A,C,D,E)48A3K+TDR | TM9Y120D20MP11 | 40000 | 17.5 | 8.1 | 43500 | 33400 | 76.78% | 2 | 0 | 11.2 |  |  |  |  | R-454B | 3.3333 | Residential & Commercial | USHP | Ducted CEE Tier 1
216411166 | Central HP <5.4 tons | YORK | HRCU-A-CB (Split System: Heat Pump with Remote Outdoor Unit-Air-Source) | HH824E2S11 |  |  | CTF30A5ADS1 | Y92E040A10SMPS1 | 23000 | 17 | 9 | 23000 | 17200 | 74.78% | 2 | 0 | 12 |  |  |  |  | R-454B | 1.9167 | Residential & Commercial | USHP | Ducted CEE Tier 1
216056584 | Central HP <5.4 tons | YORK | HRCU-A-CB (Split System: Heat Pump with Remote Outdoor Unit-Air-Source) | HH836E2S11 | ASPEN |  | D(A,C,E)36A4K+TDR | TL9E100C20UH11 | 31200 | 17 | 8.5 | 31600 | 25400 | 80.38% | 2 | 0 | 10.5 |  |  |  |  | R-454B | 2.6 | Residential & Commercial | USHP | Ducted CEE Tier 1
216056600 | Central HP <5.4 tons | YORK | HRCU-A-CB (Split System: Heat Pump with Remote Outdoor Unit-Air-Source) | HH836E2S11 | ASPEN |  | D(A,C,E)36A4K+TDR | TM8Y120C20MP11 | 30800 | 18 | 8.5 | 30600 | 25000 | 81.7% | 2 | 0 | 11 |  |  |  |  | R-454B | 2.5667 | Residential & Commercial | USHP | Ducted CEE Tier 1
216056777 | Central HP <5.4 tons | YORK | HRCU-A-CB (Split System: Heat Pump with Remote Outdoor Unit-Air-Source) | HH860E2S11 | ASPEN |  | C(A,C,D,E)48A3K+TDR | YPLC120C20MP13 | 32800 | 17.5 | 8.1 | 45000 | 33800 | 75.11% | 2 | 0 | 9.8 |  |  |  |  | R-454B | 2.7333 | Residential & Commercial | USHP
216056779 | Central HP <5.4 tons | YORK | HRCU-A-CB (Split System: Heat Pump with Remote Outdoor Unit-Air-Source) | HH860E2S11 | ASPEN |  | D(A,C,E)60A3K+TDR | TL8E080C16UH11 | 41000 | 17 | 8.5 | 44000 | 33600 | 76.36% | 2 | 0 | 11.5 |  |  |  |  | R-454B | 3.4167 | Residential & Commercial | USHP | Ducted CEE Tier 1
216056786 | Central HP <5.4 tons | YORK | HRCU-A-CB (Split System: Heat Pump with Remote Outdoor Unit-Air-Source) | HH860E2S11 | ASPEN |  | C(A,C,D,E)60A3K+TDR | TM8E080C16MP11 | 41000 | 18 | 8.5 | 45000 | 34200 | 76% | 2 | 0 | 10.5 |  |  |  |  | R-454B | 3.4167 | Residential & Commercial | USHP | Ducted CEE Tier 1
216056793 | Central HP <5.4 tons | YORK | HRCU-A-CB (Split System: Heat Pump with Remote Outdoor Unit-Air-Source) | HH860E2S11 | ASPEN |  | D(A,C,E)60A3K+TDR | TM8E100C20MP11 | 42000 | 17 | 8.1 | 46500 | 35000 | 75.27% | 2 | 0 | 10.5 |  |  |  |  | R-454B | 3.5 | Residential & Commercial | USHP | Ducted CEE Tier 1
216056611 | Central HP <5.4 tons | YORK | HRCU-A-CB (Split System: Heat Pump with Remote Outdoor Unit-Air-Source) | HH836E2S11 | ASPEN |  | D(A,C,E)36A4K+TDR | TM9V100C20MP12 | 31600 | 18 | 8.5 | 32400 | 26000 | 80.25% | 2 | 0 | 9.8 |  |  |  |  | R-454B | 2.6333 | Residential & Commercial | USHP
216056627 | Central HP <5.4 tons | YORK | HRCU-A-CB (Split System: Heat Pump with Remote Outdoor Unit-Air-Source) | HH836E2S11 | ASPEN |  | D(A,C,E)36A4K+TDR | TP9C080B12MP13 | 30600 | 18 | 8.5 | 30800 | 25200 | 81.82% | 2 | 0 | 10.5 |  |  |  |  | R-454B | 2.55 | Residential & Commercial | USHP | Ducted CEE Tier 1
215654036 | Central HP <5.4 tons | YORK | HRCU-A-CB (Split System: Heat Pump with Remote Outdoor Unit-Air-Source) | HH836E2S11 | ASPEN |  | CH48A3J+TDR | TM8V080C16MP12 | 31000 | 18 | 8.5 | 31200 | 25400 | 81.41% | 2 | 0 | 10.5 |  |  |  |  | R-454B | 2.5833 | Residential & Commercial | USHP | Ducted CEE Tier 1
215654054 | Central HP <5.4 tons | YORK | HRCU-A-CB (Split System: Heat Pump with Remote Outdoor Unit-Air-Source) | HH860E2S11 | ASPEN |  | CH60A3J+TDR | Y81E120C16SMPS1 | 41000 | 18 | 8.5 | 43000 | 33000 | 76.74% | 2 | 0 | 11.7 |  |  |  |  | R-454B | 3.4167 | Residential & Commercial | USHP | Ducted CEE Tier 1
213773665 | Central HP <5.4 tons | CARRIER | HRCU-A-CB (Split System: Heat Pump with Remote Outdoor Unit-Air-Source) | 25VNA825A*032* |  |  | CAP**4321AL*+UI | 59TN6C080C17**14 | 24400 | 16.5 | 8.1 | 21200 | 16600 | 78.3% | 2.02 | 0 | 11 |  |  |  |  | R-410A | 2.0333 | Residential & Commercial | USHP | Ducted CEE Tier 1
213773835 | Central HP <5.4 tons | CARRIER | HRCU-A-CB (Split System: Heat Pump with Remote Outdoor Unit-Air-Source) | 25VNA825A*032* |  |  | CAP**4824AL*+UI | 59MN7C100C21**22 | 24200 | 16.5 | 8.1 | 21000 | 16500 | 78.57% | 2.02 | 0 | 11 |  |  |  |  | R-410A | 2.0167 | Residential & Commercial | USHP | Ducted CEE Tier 1
216017533 | Central HP <5.4 tons | YORK | HRCU-A-C (Split System: Heat Pump with Remote Outdoor Unit with No Indoor Fan --Air Source) | HH824E2S11 | ADP |  | H,YG8J*36+TXV-BLEED+TD | 0 | 23000 | 15.2 | 8.5 | 21400 | 17000 | 79.44% | 2 | 0 | 11 |  |  |  |  | R-454B | 1.9167 | Residential & Commercial | USHP | Ducted CEE Tier 1
216056802 | Central HP <5.4 tons | YORK | HRCU-A-CB (Split System: Heat Pump with Remote Outdoor Unit-Air-Source) | HH860E2S11 | ASPEN |  | C(A,C,D,E)60A3K+TDR | TM8V100C16MP12 | 40500 | 16.5 | 8.1 | 43500 | 33400 | 76.78% | 2 | 0 | 11.2 |  |  |  |  | R-454B | 3.375 | Residential & Commercial | USHP | Ducted CEE Tier 1
216056809 | Central HP <5.4 tons | YORK | HRCU-A-CB (Split System: Heat Pump with Remote Outdoor Unit-Air-Source) | HH860E2S11 | ASPEN |  | D(A,C,E)60A3K+TDR | TM8Y080C16MP11 | 41000 | 17 | 8.1 | 43500 | 33400 | 76.78% | 2 | 0 | 11 |  |  |  |  | R-454B | 3.4167 | Residential & Commercial | USHP | Ducted CEE Tier 1
216056693 | Central HP <5.4 tons | YORK | HRCU-A-CB (Split System: Heat Pump with Remote Outdoor Unit-Air-Source) | HH836E2S11 | ASPEN |  | C(A,C,D,E)48A3K+TDR | TP9C080B12MP13 | 30800 | 18 | 8.1 | 30800 | 25200 | 81.82% | 2 | 0 | 10.5 |  |  |  |  | R-454B | 2.5667 | Residential & Commercial | USHP | Ducted CEE Tier 1
216056695 | Central HP <5.4 tons | YORK | HRCU-A-CB (Split System: Heat Pump with Remote Outdoor Unit-Air-Source) | HH836E2S11 | ASPEN |  | C(A,C,D,E)48A3K+TDR | TP9C100C16MP13 | 31200 | 18 | 8.1 | 31000 | 25200 | 81.29% | 2 | 0 | 10.5 |  |  |  |  | R-454B | 2.6 | Residential & Commercial | USHP | Ducted CEE Tier 1
216440413 | Central HP <5.4 tons | AMERICAN STANDARD | HRCU-A-CB (Split System: Heat Pump with Remote Outdoor Unit-Air-Source) | 5A6V0X48A1 |  |  | 5TXCD010AS3 | L8V1C100U5VSB+LRP | 45500 | 20.2 | 9.7 | 47000 | 33600 | 71.49% | 2.1 | 0 | 12 |  |  |  |  | R-454B | 3.7917 | Residential & Commercial | USHP | Ducted CEE Tier 1
216056834 | Central HP <5.4 tons | YORK | HRCU-A-CB (Split System: Heat Pump with Remote Outdoor Unit-Air-Source) | HH860E2S11 | ASPEN |  | C(A,C,D,E)60A3K+TDR | TM9Y080C16MP11 | 40500 | 17 | 8.5 | 44000 | 33800 | 76.82% | 2 | 0 | 10.5 |  |  |  |  | R-454B | 3.375 | Residential & Commercial | USHP | Ducted CEE Tier 1
216056861 | Central HP <5.4 tons | YORK | HRCU-A-CB (Split System: Heat Pump with Remote Outdoor Unit-Air-Source) | HH860E2S11 | ASPEN |  | D(A,C,E)60A3K+TDR | TP9C080C16MP13 | 40500 | 17 | 8.5 | 43500 | 33600 | 77.24% | 2 | 0 | 10.5 |  |  |  |  | R-454B | 3.375 | Residential & Commercial | USHP | Ducted CEE Tier 1
216056561 | Central HP <5.4 tons | YORK | HRCU-A-CB (Split System: Heat Pump with Remote Outdoor Unit-Air-Source) | HH836E2S11 | ASPEN |  | C(A,C,D,E)36B3K+TDR | Y91E100C16SMPS1 | 32000 | 17.5 | 8.1 | 32400 | 24600 | 75.93% | 2 | 0 | 10.5 |  |  |  |  | R-454B | 2.6667 | Residential & Commercial | USHP | Ducted CEE Tier 1
216056645 | Central HP <5.4 tons | YORK | HRCU-A-CB (Split System: Heat Pump with Remote Outdoor Unit-Air-Source) | HH836E2S11 | ASPEN |  | D(A,C,E)36A4K+TDR | Y91E100C16SMPS1 | 32000 | 17.5 | 8.1 | 32600 | 24600 | 75.46% | 2 | 0 | 10.5 |  |  |  |  | R-454B | 2.6667 | Residential & Commercial | USHP | Ducted CEE Tier 1
216056661 | Central HP <5.4 tons | YORK | HRCU-A-CB (Split System: Heat Pump with Remote Outdoor Unit-Air-Source) | HH836E2S11 | ASPEN |  | C(A,C,D,E)48A3K+TDR | TM8E100C16MP11 | 31400 | 18 | 8.1 | 31200 | 25200 | 80.77% | 2 | 0 | 10.5 |  |  |  |  | R-454B | 2.6167 | Residential & Commercial | USHP | Ducted CEE Tier 1
216056677 | Central HP <5.4 tons | YORK | HRCU-A-CB (Split System: Heat Pump with Remote Outdoor Unit-Air-Source) | HH836E2S11 | ASPEN |  | C(A,C,D,E)48A3K+TDR | TM9V100C16MP12 | 31200 | 18 | 8.1 | 31000 | 25200 | 81.29% | 2 | 0 | 10.5 |  |  |  |  | R-454B | 2.6 | Residential & Commercial | USHP | Ducted CEE Tier 1
216056734 | Central HP <5.4 tons | YORK | HRCU-A-CB (Split System: Heat Pump with Remote Outdoor Unit-Air-Source) | HH860E2S11 | ASPEN |  | C(A,C,D,E)48A3K+TDR | TM9E080C20MP12 | 41500 | 16.5 | 8.1 | 46000 | 35000 | 76.09% | 2 | 0 | 10.5 |  |  |  |  | R-454B | 3.4583 | Residential & Commercial | USHP | Ducted CEE Tier 1
216056752 | Central HP <5.4 tons | YORK | HRCU-A-CB (Split System: Heat Pump with Remote Outdoor Unit-Air-Source) | HH860E2S11 | ASPEN |  | C(A,C,D,E)48A3K+TDR | TMLE130D20MP11 | 41500 | 16.5 | 8.1 | 46000 | 35200 | 76.52% | 2 | 0 | 10.5 |  |  |  |  | R-454B | 3.4583 | Residential & Commercial | USHP | Ducted CEE Tier 1
216056759 | Central HP <5.4 tons | YORK | HRCU-A-CB (Split System: Heat Pump with Remote Outdoor Unit-Air-Source) | HH860E2S11 | ASPEN |  | C(A,C,D,E)48A3K+TDR | TPLC080C16MP13 | 39500 | 16.5 | 8.1 | 43500 | 33400 | 76.78% | 2 | 0 | 11.2 |  |  |  |  | R-454B | 3.2917 | Residential & Commercial | USHP | Ducted CEE Tier 1
216056761 | Central HP <5.4 tons | YORK | HRCU-A-CB (Split System: Heat Pump with Remote Outdoor Unit-Air-Source) | HH860E2S11 | ASPEN |  | C(A,C,D,E)48A3K+TDR | TPLC100C20MP13 | 40000 | 17.5 | 8.1 | 44500 | 33800 | 75.96% | 2 | 0 | 10.5 |  |  |  |  | R-454B | 3.3333 | Residential & Commercial | USHP | Ducted CEE Tier 1
212290970 | Central HP <5.4 tons | GOETTL | HRCU-A-CB (Split System: Heat Pump with Remote Outdoor Unit-Air-Source) | ASZS601810A* |  |  | CA*EA2422*4A* | A*VS800805CUA* | 16600 | 17.5 | 8.5 | 17400 | 13000 | 74.71% | 2.1 | 0 | 10.9 |  |  |  |  | R-410A | 1.3833 | Residential & Commercial | USHP | Ducted CEE Tier 1
212505539 | Central HP <5.4 tons | BRYANT HEATING AND COOLING SYSTEMS | HRCU-A-CB (Split System: Heat Pump with Remote Outdoor Unit-Air-Source) | 288BNV037*0**B* | ADP |  | H,PG81936 | 88*TA48090C17*** | 32400 | 18 | 8.1 | 30800 | 27200 | 88.31% | 2.2 | 0 | 11.5 |  |  |  |  | R-410A | 2.7 | Residential & Commercial | USHP | Ducted CEE Tier 1
216056511 | Central HP <5.4 tons | YORK | HRCU-A-CB (Split System: Heat Pump with Remote Outdoor Unit-Air-Source) | HH836E2S11 | ASPEN |  | C(A,C,D,E)36B3K+TDR | TM8V100C16MP12 | 31000 | 18 | 8.5 | 31200 | 25400 | 81.41% | 2 | 0 | 10.5 |  |  |  |  | R-454B | 2.5833 | Residential & Commercial | USHP | Ducted CEE Tier 1
216056525 | Central HP <5.4 tons | YORK | HRCU-A-CB (Split System: Heat Pump with Remote Outdoor Unit-Air-Source) | HH836E2S11 | ASPEN |  | C(A,C,D,E)36B3K+TDR | TM9V080C16MP12 | 30800 | 18 | 8.5 | 31400 | 25400 | 80.89% | 2 | 0 | 10.5 |  |  |  |  | R-454B | 2.5667 | Residential & Commercial | USHP | Ducted CEE Tier 1
216056536 | Central HP <5.4 tons | YORK | HRCU-A-CB (Split System: Heat Pump with Remote Outdoor Unit-Air-Source) | HH836E2S11 | ASPEN |  | C(A,C,D,E)36B3K+TDR | TMLE100B12MP11 | 30800 | 18 | 8.5 | 31200 | 25400 | 81.41% | 2 | 0 | 10.5 |  |  |  |  | R-454B | 2.5667 | Residential & Commercial | USHP | Ducted CEE Tier 1
216056586 | Central HP <5.4 tons | YORK | HRCU-A-CB (Split System: Heat Pump with Remote Outdoor Unit-Air-Source) | HH836E2S11 | ASPEN |  | D(A,C,E)36A4K+TDR | TM8E080C16MP11 | 31000 | 18 | 8.5 | 31000 | 25200 | 81.29% | 2 | 0 | 10.5 |  |  |  |  | R-454B | 2.5833 | Residential & Commercial | USHP | Ducted CEE Tier 1
216056595 | Central HP <5.4 tons | YORK | HRCU-A-CB (Split System: Heat Pump with Remote Outdoor Unit-Air-Source) | HH836E2S11 | ASPEN |  | D(A,C,E)36A4K+TDR | TM8V100C16MP12 | 31000 | 18 | 8.5 | 31200 | 25400 | 81.41% | 2 | 0 | 10.5 |  |  |  |  | R-454B | 2.5833 | Residential & Commercial | USHP | Ducted CEE Tier 1
216056634 | Central HP <5.4 tons | YORK | HRCU-A-CB (Split System: Heat Pump with Remote Outdoor Unit-Air-Source) | HH836E2S11 | ASPEN |  | D(A,C,E)36A4K+TDR | Y81E080B12SMPS1 | 30400 | 18 | 8.5 | 30000 | 24800 | 82.67% | 2 | 0 | 11.2 |  |  |  |  | R-454B | 2.5333 | Residential & Commercial | USHP | Ducted CEE Tier 1
214569412 | Central HP <5.4 tons | CARRIER | HRCU-A-CB (Split System: Heat Pump with Remote Outdoor Unit-Air-Source) | 25VNA448A*031* |  |  | CAP**4824AL*+UI | 59CU5B100C21**22 | 44000 | 21 | 10 | 46000 | 36200 | 78.7% | 2.3 | 0 | 11.5 |  |  |  |  | R-410A | 3.6667 | Residential & Commercial | USHP | Ducted CEE Tier 1
214569446 | Central HP <5.4 tons | CARRIER | HRCU-A-CB (Split System: Heat Pump with Remote Outdoor Unit-Air-Source) | 25VNA448A*031* |  |  | CAP**6124AL*+UI | 59CU5B080C21**20 | 45500 | 21 | 10 | 46000 | 36400 | 79.13% | 2.36 | 0 | 11.5 |  |  |  |  | R-410A | 3.7917 | Residential & Commercial | USHP | Ducted CEE Tier 1
214569328 | Central HP <5.4 tons | CARRIER | HRCU-A-CB (Split System: Heat Pump with Remote Outdoor Unit-Air-Source) | 25VNA424A*031* |  |  | CAP**3721AL*+UI | 59CU5B100C21**22 | 24200 | 20.5 | 11 | 26400 | 19600 | 74.24% | 2.56 | 0 | 13.5 |  |  |  |  | R-410A | 2.0167 | Residential & Commercial | USHP | Ducted CEE Tier 1
214569512 | Central HP <5.4 tons | CARRIER | HRCU-A-CB (Split System: Heat Pump with Remote Outdoor Unit-Air-Source) | 25VNA448A*031* |  |  | CNPV*6024AL*+UI | 59MN7C080C21**20 | 44500 | 21 | 9 | 46500 | 36400 | 78.28% | 2.26 | 0 | 12 |  |  |  |  | R-410A | 3.7083 | Residential & Commercial | USHP | Ducted CEE Tier 1
214569562 | Central HP <5.4 tons | CARRIER | HRCU-A-CB (Split System: Heat Pump with Remote Outdoor Unit-Air-Source) | 25VNA436A*031* |  |  | CAP**4821AL*+UI | 59CU5B080C21**20 | 33800 | 19 | 9.5 | 36600 | 25800 | 70.49% | 2.04 | 0 | 12 |  |  |  |  | R-410A | 2.8167 | Residential & Commercial | USHP | Ducted CEE Tier 1
214569580 | Central HP <5.4 tons | CARRIER | HRCU-A-CB (Split System: Heat Pump with Remote Outdoor Unit-Air-Source) | 25VNA436A*031* |  |  | CAP**4824AL*+UI | 59MN7C080C21**20 | 33800 | 19.5 | 9.5 | 36400 | 25800 | 70.88% | 2.04 | 0 | 12 |  |  |  |  | R-410A | 2.8167 | Residential & Commercial | USHP | Ducted CEE Tier 1
216683004 | Central HP <5.4 tons | TEMPSTAR | HRCU-A-CB (Split System: Heat Pump with Remote Outdoor Unit-Air-Source) | DLCURAH24ABK |  |  | EHD4X30AAL | *97VTN1002122A* | 23800 | 16 | 9 | 26000 | 22800 | 87.69% | 1.76 | 0 | 10 |  |  |  |  | R-410A | 1.9833 | Residential & Commercial | USHP | Ducted CEE Tier 1
213779080 | Central HP <5.4 tons | COMFORTMAKER | HRCU-A-CB (Split System: Heat Pump with Remote Outdoor Unit-Air-Source) | CVH837GKA** |  |  | EA*4X42L21A*+WALLCON | *80CTL0901716B* | 31800 | 17 | 8.1 | 33000 | 24400 | 73.94% | 1.88 | 0 | 11 |  |  |  |  | R-410A | 2.65 | Residential & Commercial | USHP | Ducted CEE Tier 1
216056656 | Central HP <5.4 tons | YORK | HRCU-A-CB (Split System: Heat Pump with Remote Outdoor Unit-Air-Source) | HH836E2S11 | ASPEN |  | C(A,C,D,E)48A3K+TDR | TL9E100C20UH11 | 31400 | 17 | 8.5 | 31400 | 25400 | 80.89% | 2 | 0 | 10.5 |  |  |  |  | R-454B | 2.6167 | Residential & Commercial | USHP | Ducted CEE Tier 1
216056672 | Central HP <5.4 tons | YORK | HRCU-A-CB (Split System: Heat Pump with Remote Outdoor Unit-Air-Source) | HH836E2S11 | ASPEN |  | C(A,C,D,E)48A3K+TDR | TM9E100C16MP12 | 31200 | 18 | 8.1 | 31200 | 25200 | 80.77% | 2 | 0 | 10.5 |  |  |  |  | R-454B | 2.6 | Residential & Commercial | USHP | Ducted CEE Tier 1
211168124 | Central HP <5.4 tons | AMERICAN STANDARD | HRCU-A-CB (Split System: Heat Pump with Remote Outdoor Unit-Air-Source) | 4A6L9036A1 | ASPEN |  | 4PXFH005AZ3+TDR | *DHMB060BCV3 | 35400 | 16.5 | 8.5 | 33800 | 24400 | 72.19% | 2.72 | 0 | 10 |  |  |  |  | R-410A | 2.95 | Residential & Commercial | USHP | Ducted CEE Tier 1
214777212 | Central HP <5.4 tons | YORK | HRCU-A-CB (Split System: Heat Pump with Remote Outdoor Unit-Air-Source) | HH860E2S11 | ADP |  | CV602C*A+TXV | TMLE100C16MP11 | 44500 | 18 | 8.5 | 43500 | 33800 | 77.7% | 2 | 0 | 11 |  |  |  |  | R-454B | 3.7083 | Residential & Commercial | USHP | Ducted CEE Tier 1
216571178 | Central HP <5.4 tons | TRANE | HRCU-A-CB (Split System: Heat Pump with Remote Outdoor Unit-Air-Source) | 5TWV8X24A1 |  |  | 5PX*B003AS3 | L8V1B080U4VSB+LRP | 21400 | 18.1 | 8.5 | 24400 | 18900 | 77.46% | 2.1 | 0 | 11.2 |  |  |  |  | R-454B | 1.7833 | Residential & Commercial | USHP | Ducted CEE Tier 1
216571162 | Central HP <5.4 tons | TRANE | HRCU-A-CB (Split System: Heat Pump with Remote Outdoor Unit-Air-Source) | 5TWV0X60A1 |  |  | 5PX*DD10AS3 | S8V2C080M5PDB | 52000 | 18.4 | 9 | 53500 | 38000 | 71.03% | 2 | 0 | 10 |  |  |  |  | R-454B | 4.3333 | Residential & Commercial | USHP | Ducted CEE Tier 1
214807640 | Central HP <5.4 tons | YORK | HRCU-A-CB (Split System: Heat Pump with Remote Outdoor Unit-Air-Source) | HH860E2S11 |  |  | CTU60D5XGS1+JMC20D2SN1+TXV | 0 | 46000 | 19 | 9.5 | 46000 | 34000 | 73.91% | 2 | 0 | 12 |  |  |  |  | R-454B | 3.8333 | Residential & Commercial | USHP | Ducted CEE Tier 1
214807658 | Central HP <5.4 tons | YORK | HRCU-A-CB (Split System: Heat Pump with Remote Outdoor Unit-Air-Source) | HH860E2S11 |  |  | CTU60C5XGS1+TXV | TL8E080C16UH11 | 44000 | 18 | 9 | 44500 | 33600 | 75.51% | 2 | 0 | 11.7 |  |  |  |  | R-454B | 3.6667 | Residential & Commercial | USHP | Ducted CEE Tier 1
212971675 | Central HP <5.4 tons | TEMPSTAR | HRCU-A-CB (Split System: Heat Pump with Remote Outdoor Unit-Air-Source) | DLCURAH24ABK |  |  | EA*4X36L21A* | *80VTL0701716B* | 23800 | 17 | 8.5 | 26200 | 22000 | 83.97% | 1.84 | 0 | 10 |  |  |  |  | R-410A | 1.9833 | Residential & Commercial | USHP | Ducted CEE Tier 1
212971708 | Central HP <5.4 tons | TEMPSTAR | HRCU-A-CB (Split System: Heat Pump with Remote Outdoor Unit-Air-Source) | DLCURAH24ABK |  |  | EN(A,D)4X24L17** | *80VTL0701716B* | 23200 | 16.5 | 8.5 | 26800 | 24200 | 90.3% | 2.02 | 0 | 10 |  |  |  |  | R-410A | 1.9333 | Residential & Commercial | USHP | Ducted CEE Tier 1
216056684 | Central HP <5.4 tons | YORK | HRCU-A-CB (Split System: Heat Pump with Remote Outdoor Unit-Air-Source) | HH836E2S11 | ASPEN |  | C(A,C,D,E)48A3K+TDR | TMLE080B12MP11 | 31000 | 18 | 8.1 | 31400 | 25400 | 80.89% | 2 | 0 | 10.5 |  |  |  |  | R-454B | 2.5833 | Residential & Commercial | USHP | Ducted CEE Tier 1
216056709 | Central HP <5.4 tons | YORK | HRCU-A-CB (Split System: Heat Pump with Remote Outdoor Unit-Air-Source) | HH836E2S11 | ASPEN |  | C(A,C,D,E)48A3K+TDR | YP9C100C16MP13 | 33000 | 18 | 8.1 | 31000 | 25200 | 81.29% | 2 | 0 | 11 |  |  |  |  | R-454B | 2.75 | Residential & Commercial | USHP | Ducted CEE Tier 1
216056775 | Central HP <5.4 tons | YORK | HRCU-A-CB (Split System: Heat Pump with Remote Outdoor Unit-Air-Source) | HH860E2S11 | ASPEN |  | C(A,C,D,E)48A3K+TDR | YPLC100C16MP13 | 30400 | 16.5 | 8.1 | 44000 | 33400 | 75.91% | 2 | 0 | 11.2 |  |  |  |  | R-454B | 2.5333 | Residential & Commercial | USHP | Ducted CEE Tier 1
216056784 | Central HP <5.4 tons | YORK | HRCU-A-CB (Split System: Heat Pump with Remote Outdoor Unit-Air-Source) | HH860E2S11 | ASPEN |  | C(A,C,D,E)60A3K+TDR | TL9E100C20UH11 | 41000 | 17 | 8.1 | 44000 | 33400 | 75.91% | 2 | 0 | 11.5 |  |  |  |  | R-454B | 3.4167 | Residential & Commercial | USHP | Ducted CEE Tier 1
216056827 | Central HP <5.4 tons | YORK | HRCU-A-CB (Split System: Heat Pump with Remote Outdoor Unit-Air-Source) | HH860E2S11 | ASPEN |  | D(A,C,E)60A3K+TDR | TM9V080C16MP12 | 40500 | 17 | 8.5 | 43500 | 33600 | 77.24% | 2 | 0 | 10.5 |  |  |  |  | R-454B | 3.375 | Residential & Commercial | USHP | Ducted CEE Tier 1
216056877 | Central HP <5.4 tons | YORK | HRCU-A-CB (Split System: Heat Pump with Remote Outdoor Unit-Air-Source) | HH860E2S11 | ASPEN |  | D(A,C,E)60A3K+TDR | Y81E120C20SMPS1 | 41500 | 17.5 | 8.1 | 45000 | 34000 | 75.56% | 2 | 0 | 11.5 |  |  |  |  | R-454B | 3.4583 | Residential & Commercial | USHP | Ducted CEE Tier 1
216051088 | Central HP <5.4 tons | FRIEDRICH | HRCU-A-CB (Split System: Heat Pump with Remote Outdoor Unit-Air-Source) | FRP19AY36AJVC |  |  | RCFY3621MEAAM | FR97MV0855A21DH | 34200 | 21 | 10 | 34200 | 29400 | 85.96% | 2 | 0 | 12 |  |  |  |  | R-454B | 2.85 | Residential & Commercial | USHP | Ducted CEE Tier 1
216051093 | Central HP <5.4 tons | FRIEDRICH | HRCU-A-CB (Split System: Heat Pump with Remote Outdoor Unit-Air-Source) | FRP19AY36AJVC |  |  | RCFY3621MEAAM | FR98MV1005A21UP | 34200 | 21 | 10 | 34200 | 29400 | 85.96% | 2 | 0 | 12 |  |  |  |  | R-454B | 2.85 | Residential & Commercial | USHP | Ducted CEE Tier 1
216571312 | Central HP <5.4 tons | TRANE | HRCU-A-CB (Split System: Heat Pump with Remote Outdoor Unit-Air-Source) | 5TWV8X36A1 |  |  | 5TXCC009AS3 | S8V2C080M5PDB | 33000 | 18.1 | 8.5 | 33000 | 25200 | 76.36% | 2.1 | 0 | 10.5 |  |  |  |  | R-454B | 2.75 | Residential & Commercial | USHP | Ducted CEE Tier 1
213779300 | Central HP <5.4 tons | COMFORTMAKER | HRCU-A-CB (Split System: Heat Pump with Remote Outdoor Unit-Air-Source) | CVH837GKA** |  |  | EA*4X43L21A*+WALLCON | *95CSU0601716B* | 32800 | 17 | 8.5 | 33000 | 25200 | 76.36% | 1.96 | 0 | 11 |  |  |  |  | R-410A | 2.7333 | Residential & Commercial | USHP | Ducted CEE Tier 1
213779380 | Central HP <5.4 tons | COMFORTMAKER | HRCU-A-CB (Split System: Heat Pump with Remote Outdoor Unit-Air-Source) | CVH837GKA** |  |  | EA*4X48L21A*+WALLCON | *80CTL0701716B* | 32200 | 17 | 8.1 | 32600 | 25000 | 76.69% | 1.96 | 0 | 11 |  |  |  |  | R-410A | 2.6833 | Residential & Commercial | USHP | Ducted CEE Tier 1
213797146 | Central HP <5.4 tons | CARRIER | HRCU-A-C (Split System: Heat Pump with Remote Outdoor Unit with No Indoor Fan --Air Source) | 38MURAQ36AB3 | ADP |  | V,C36H175P139+CBPE4B* | 0 | 35000 | 15.2 | 8.6 | 37400 | 31600 | 84.49% | 1.96 | 0 | 10 |  |  |  |  | R-410A | 2.9167 | Residential & Commercial | USHP | Ducted CEE Tier 1
215941004 | Central HP <5.4 tons | CARRIER | HRCU-A-CB (Split System: Heat Pump with Remote Outdoor Unit-Air-Source) | 27VNA348A*030* |  |  | CAA**6024AM*+UI | 59TN7A080C21**20 | 44500 | 21 | 9.5 | 48500 | 36600 | 75.46% | 2 | 0 | 11 |  |  |  |  | R-454B | 3.7083 | Residential & Commercial | USHP | Ducted CEE Tier 1
215941154 | Central HP <5.4 tons | CARRIER | HRCU-A-CB (Split System: Heat Pump with Remote Outdoor Unit-Air-Source) | 27VNA348A*030* |  |  | CSAH*4812AM*+UI | 58CU*B060C17**16 | 44000 | 20 | 9 | 48500 | 36600 | 75.46% | 1.8 | 0 | 11 |  |  |  |  | R-454B | 3.6667 | Residential & Commercial | USHP | Ducted CEE Tier 1
216056116 | Central HP <5.4 tons | YORK | HRCU-A-CB (Split System: Heat Pump with Remote Outdoor Unit-Air-Source) | HH824E2S11 | ASPEN |  | C(A,C,D,E)24A3K+TDR | TMLE060A12MP11 | 20200 | 17.5 | 8.5 | 22600 | 17900 | 79.2% | 2 | 0 | 11.2 |  |  |  |  | R-454B | 1.6833 | Residential & Commercial | USHP | Ducted CEE Tier 1
216056132 | Central HP <5.4 tons | YORK | HRCU-A-CB (Split System: Heat Pump with Remote Outdoor Unit-Air-Source) | HH824E2S11 | ASPEN |  | C(A,C,D,E)24A3K+TDR | Y81E100B12SMPS1 | 20000 | 18.5 | 9 | 22600 | 18000 | 79.65% | 2 | 0 | 11.2 |  |  |  |  | R-454B | 1.6667 | Residential & Commercial | USHP | Ducted CEE Tier 1
216056225 | Central HP <5.4 tons | YORK | HRCU-A-CB (Split System: Heat Pump with Remote Outdoor Unit-Air-Source) | HH824E2S11 | ASPEN |  | C(A,C,D,E)24D2K+TDR | TMLE100B12MP11 | 21000 | 17 | 8.5 | 22800 | 18000 | 78.95% | 2 | 0 | 11.7 |  |  |  |  | R-454B | 1.75 | Residential & Commercial | USHP | Ducted CEE Tier 1
216056257 | Central HP <5.4 tons | YORK | HRCU-A-CB (Split System: Heat Pump with Remote Outdoor Unit-Air-Source) | HH824E2S11 | ASPEN |  | C(A,C,D,E)24D2K+TDR | Y91E040A10SMPS1 | 19500 | 17 | 8.5 | 23000 | 17800 | 77.39% | 2 | 0 | 11.2 |  |  |  |  | R-454B | 1.625 | Residential & Commercial | USHP | Ducted CEE Tier 1
213796466 | Central HP <5.4 tons | CARRIER | HRCU-A-C (Split System: Heat Pump with Remote Outdoor Unit with No Indoor Fan --Air Source) | 38MURAQ36AB3 | ADP |  | C36A***L139+CBPE4B* | 0 | 35000 | 15.2 | 8.6 | 37400 | 31600 | 84.49% | 1.85 | 0 | 10 |  |  |  |  | R-410A | 2.9167 | Residential & Commercial | USHP | Ducted CEE Tier 1
206417144 | Central HP <5.4 tons | AMERICAN STANDARD | HRCU-A-CB (Split System: Heat Pump with Remote Outdoor Unit-Air-Source) | 4A6L9036A1 | ASPEN |  | 4PXFH005AZ3+TDR | *UD2C080ACV4 | 35600 | 17 | 8.7 | 33200 | 24000 | 72.29% | 2.81 | 12 | 11.5 |  |  |  |  | R-410A | 2.9667 | Residential & Commercial | USHP | Ducted CEE Tier 1
216056316 | Central HP <5.4 tons | YORK | HRCU-A-CB (Split System: Heat Pump with Remote Outdoor Unit-Air-Source) | HH824E2S11 | ASPEN |  | D(A,C,E)24B3K+TDR | TM9E080B12MP12 | 22000 | 17 | 8.5 | 22400 | 18700 | 83.48% | 2 | 0 | 11.7 |  |  |  |  | R-454B | 1.8333 | Residential & Commercial | USHP | Ducted CEE Tier 1
216056325 | Central HP <5.4 tons | YORK | HRCU-A-CB (Split System: Heat Pump with Remote Outdoor Unit-Air-Source) | HH824E2S11 | ASPEN |  | D(A,C,E)24B3K+TDR | TM9V080B12MP12 | 22000 | 17 | 8.1 | 22600 | 18300 | 80.97% | 2 | 0 | 12 |  |  |  |  | R-454B | 1.8333 | Residential & Commercial | USHP | Ducted CEE Tier 1
215670126 | Central HP <5.4 tons | CARRIER | HRCU-A-CB (Split System: Heat Pump with Remote Outdoor Unit-Air-Source) | 27VNA036A*030* |  |  | CSAH*4812AM*+UI | 58CU*A040C17**12 | 34200 | 17 | 8.5 | 35400 | 25200 | 71.19% | 1.88 | 0 | 9.5 |  |  |  |  | R-454B | 2.85 | Residential & Commercial | USHP
216056541 | Central HP <5.4 tons | YORK | HRCU-A-CB (Split System: Heat Pump with Remote Outdoor Unit-Air-Source) | HH836E2S11 | ASPEN |  | C(A,C,D,E)36B3K+TDR | TMLV100C16MP12 | 31000 | 18 | 8.5 | 31200 | 25400 | 81.41% | 2 | 0 | 10.5 |  |  |  |  | R-454B | 2.5833 | Residential & Commercial | USHP | Ducted CEE Tier 1
216056609 | Central HP <5.4 tons | YORK | HRCU-A-CB (Split System: Heat Pump with Remote Outdoor Unit-Air-Source) | HH836E2S11 | ASPEN |  | D(A,C,E)36A4K+TDR | TM9V080C16MP12 | 30800 | 18 | 8.5 | 31400 | 25400 | 80.89% | 2 | 0 | 10.5 |  |  |  |  | R-454B | 2.5667 | Residential & Commercial | USHP | Ducted CEE Tier 1
216056620 | Central HP <5.4 tons | YORK | HRCU-A-CB (Split System: Heat Pump with Remote Outdoor Unit-Air-Source) | HH836E2S11 | ASPEN |  | D(A,C,E)36A4K+TDR | TMLE100B12MP11 | 30600 | 18 | 8.5 | 31200 | 25400 | 81.41% | 2 | 0 | 10.5 |  |  |  |  | R-454B | 2.55 | Residential & Commercial | USHP | Ducted CEE Tier 1
216056625 | Central HP <5.4 tons | YORK | HRCU-A-CB (Split System: Heat Pump with Remote Outdoor Unit-Air-Source) | HH836E2S11 | ASPEN |  | D(A,C,E)36A4K+TDR | TMLV100C16MP12 | 31000 | 18 | 8.5 | 31200 | 25400 | 81.41% | 2 | 0 | 10.5 |  |  |  |  | R-454B | 2.5833 | Residential & Commercial | USHP | Ducted CEE Tier 1
215940065 | Central HP <5.4 tons | BRYANT HEATING AND COOLING SYSTEMS | HRCU-A-CB (Split System: Heat Pump with Remote Outdoor Unit-Air-Source) | 293VAN036**AA* |  |  | CSAH*4212AM*+UI | 987TA60080C21*** | 33600 | 19 | 9 | 34800 | 26600 | 76.44% | 1.92 | 0 | 11.5 |  |  |  |  | R-454B | 2.8 | Residential & Commercial | USHP | Ducted CEE Tier 1
213613866 | Central HP <5.4 tons | CARRIER | HRCU-A-C (Split System: Heat Pump with Remote Outdoor Unit with No Indoor Fan --Air Source) | 38MURAQ36AB3 | ADP |  | CDP36A15P+TD | 0 | 34800 | 15.2 | 8.2 | 36200 | 31200 | 86.19% | 1.78 | 0 | 9.5 |  |  |  |  | R-410A | 2.9 | Residential & Commercial | USHP
215940165 | Central HP <5.4 tons | BRYANT HEATING AND COOLING SYSTEMS | HRCU-A-CB (Split System: Heat Pump with Remote Outdoor Unit-Air-Source) | 293VAN036**AA* |  |  | CSAH*4812AM*+UI | 987TA66120C24*** | 33800 | 19.5 | 9 | 34600 | 26400 | 76.3% | 1.92 | 0 | 11.7 |  |  |  |  | R-454B | 2.8167 | Residential & Commercial | USHP | Ducted CEE Tier 1
215683975 | Central HP <5.4 tons | CARRIER | HRCU-A-CB (Split System: Heat Pump with Remote Outdoor Unit-Air-Source) | 27VNA036A*030* |  |  | CAA**4321AM*+UI | 58CU*A100C21**20 | 34400 | 17.5 | 9 | 35400 | 25200 | 71.19% | 1.9 | 0 | 10 |  |  |  |  | R-454B | 2.8667 | Residential & Commercial | USHP | Ducted CEE Tier 1
216056498 | Central HP <5.4 tons | YORK | HRCU-A-CB (Split System: Heat Pump with Remote Outdoor Unit-Air-Source) | HH836E2S11 | ASPEN |  | C(A,C,D,E)36B3K+TDR | TL8E100C20UH11 | 31000 | 17 | 8.5 | 30800 | 25000 | 81.17% | 2 | 0 | 11 |  |  |  |  | R-454B | 2.5833 | Residential & Commercial | USHP | Ducted CEE Tier 1
216056514 | Central HP <5.4 tons | YORK | HRCU-A-CB (Split System: Heat Pump with Remote Outdoor Unit-Air-Source) | HH836E2S11 | ASPEN |  | C(A,C,D,E)36B3K+TDR | TM8Y100C16MP11 | 30800 | 18 | 8.5 | 30400 | 25000 | 82.24% | 2 | 0 | 11 |  |  |  |  | R-454B | 2.5667 | Residential & Commercial | USHP | Ducted CEE Tier 1
216056529 | Central HP <5.4 tons | YORK | HRCU-A-CB (Split System: Heat Pump with Remote Outdoor Unit-Air-Source) | HH836E2S11 | ASPEN |  | C(A,C,D,E)36B3K+TDR | TM9Y080B12MP11 | 30600 | 18 | 8.5 | 31000 | 25400 | 81.94% | 2 | 0 | 10.5 |  |  |  |  | R-454B | 2.55 | Residential & Commercial | USHP | Ducted CEE Tier 1
206135758 | Central HP <5.4 tons | DAY & NIGHT | HRCU-A-CB (Split System: Heat Pump with Remote Outdoor Unit-Air-Source) | CVH837GKA** |  |  | EA*4X43L21A*+WALLCON | *80CSU1002120A* | 32800 | 17 | 8.5 | 33000 | 25200 | 76.36% | 1.98 | 12 | 11 |  |  |  |  | R-410A | 2.7333 | Residential & Commercial | USHP | Ducted CEE Tier 1
214271895 | Central HP <5.4 tons | CARRIER | HRCU-A-CB (Split System: Heat Pump with Remote Outdoor Unit-Air-Source) | 25VNA825A*032* | ADP |  | PL36H175P149 | 58TN*B070C14**12 | 23400 | 16 | 8.1 | 20000 | 16300 | 81.5% | 1.92 | 0 | 11 |  |  |  |  | R-410A | 1.95 | Residential & Commercial | USHP | Ducted CEE Tier 1
215939815 | Central HP <5.4 tons | BRYANT HEATING AND COOLING SYSTEMS | HRCU-A-CB (Split System: Heat Pump with Remote Outdoor Unit-Air-Source) | 293VAN036**AA* |  |  | CAA**6024AM*+UI | 987TA66120C24*** | 34000 | 20.5 | 9.5 | 34000 | 26000 | 76.47% | 2.06 | 0 | 12 |  |  |  |  | R-454B | 2.8333 | Residential & Commercial | USHP | Ducted CEE Tier 1
215941474 | Central HP <5.4 tons | CARRIER | HRCU-A-CB (Split System: Heat Pump with Remote Outdoor Unit-Air-Source) | 27VNA348A*030* |  |  | CVAMA6024XMA*+UI | 59TN7A120C24**22 | 45500 | 20.5 | 8.1 | 52500 | 38000 | 72.38% | 1.95 | 0 | 11.5 |  |  |  |  | R-454B | 3.7917 | Residential & Commercial | USHP | Ducted CEE Tier 1
215941574 | Central HP <5.4 tons | CARRIER | HRCU-A-CB (Split System: Heat Pump with Remote Outdoor Unit-Air-Source) | 27VNA348A*030* |  |  | CVAVA4821XMA*+UI | 59TN7A100C21**22 | 44500 | 20 | 8.1 | 52000 | 38500 | 74.04% | 2 | 0 | 11 |  |  |  |  | R-454B | 3.7083 | Residential & Commercial | USHP | Ducted CEE Tier 1
215932113 | Central HP <5.4 tons | TEMPSTAR | HRCU-A-CB (Split System: Heat Pump with Remote Outdoor Unit-Air-Source) | T5H3V36*K*AAA* |  |  | EA*5X36M17A*+WALLCON | *96CTN0401410B* | 31000 | 17.5 | 9 | 34200 | 26400 | 77.19% | 1.92 | 0 | 10.5 |  |  |  |  | R-454B | 2.5833 | Residential & Commercial | USHP | Ducted CEE Tier 1
213608464 | Central HP <5.4 tons | CARRIER | HRCU-A-C (Split System: Heat Pump with Remote Outdoor Unit with No Indoor Fan --Air Source) | 38MURAQ36AB3 | ADP |  | CDP36J15P+TD | 0 | 35400 | 15.2 | 8.35 | 36200 | 31200 | 86.19% | 1.8 | 0 | 9.5 |  |  |  |  | R-410A | 2.95 | Residential & Commercial | USHP
214607185 | Central HP <5.4 tons | LENNOX | HRCU-A-CB (Split System: Heat Pump with Remote Outdoor Unit-Air-Source) | EL22XPV-024-230A** | ADP |  | LH29/36X9+LEFE3A* | 0 | 22800 | 20 | 8.55 | 20600 | 15700 | 76.21% | 2.24 | 0 | 13 |  |  |  |  | R-410A | 1.9 | Residential & Commercial | USHP | Ducted CEE Tier 1
213739832 | Central HP <5.4 tons | DAY & NIGHT | HRCU-A-CB (Split System: Heat Pump with Remote Outdoor Unit-Air-Source) | DLCURAH24ABK | ADP |  | PL36H***P039 | *80MS(N,L)0451412A* | 22600 | 16 | 9 | 25400 | 25800 | 101.6% | 2.2 | 0 | 9.5 |  |  |  |  | R-410A | 1.8833 | Residential & Commercial | USHP
213739850 | Central HP <5.4 tons | DAY & NIGHT | HRCU-A-CB (Split System: Heat Pump with Remote Outdoor Unit-Air-Source) | DLCURAH24ABK | ADP |  | PL36H175P069 | *80MS(N,L)0701712A* | 23400 | 17 | 8.5 | 24600 | 24200 | 98.37% | 2.06 | 0 | 10.5 |  |  |  |  | R-410A | 1.95 | Residential & Commercial | USHP | Ducted CEE Tier 1
213739880 | Central HP <5.4 tons | DAY & NIGHT | HRCU-A-CB (Split System: Heat Pump with Remote Outdoor Unit-Air-Source) | DLCURAH24ABK | ADP |  | PL36H175P069 | *80VTL0451412B* | 23600 | 17 | 8.5 | 24600 | 24200 | 98.37% | 2.04 | 0 | 10.5 |  |  |  |  | R-410A | 1.9667 | Residential & Commercial | USHP | Ducted CEE Tier 1
213739981 | Central HP <5.4 tons | DAY & NIGHT | HRCU-A-CB (Split System: Heat Pump with Remote Outdoor Unit-Air-Source) | DLCURAH24ABK | ADP |  | FG80936 | *96VSN0601412B* | 23600 | 17 | 8.5 | 24600 | 23600 | 95.93% | 2 | 0 | 10 |  |  |  |  | R-410A | 1.9667 | Residential & Commercial | USHP | Ducted CEE Tier 1
212970675 | Central HP <5.4 tons | TEMPSTAR | HRCU-A-CB (Split System: Heat Pump with Remote Outdoor Unit-Air-Source) | DLCURAH36ABK |  |  | EA*4X42L24A* | *80VSL0902120B* | 35200 | 16 | 8.1 | 38000 | 35000 | 92.11% | 2.08 | 0 | 10 |  |  |  |  | R-410A | 2.9333 | Residential & Commercial | USHP | Ducted CEE Tier 1
215932183 | Central HP <5.4 tons | TEMPSTAR | HRCU-A-CB (Split System: Heat Pump with Remote Outdoor Unit-Air-Source) | T5H3V36*K*AAA* |  |  | EA*5X37M21A*+WALLCON | *96CTN0601714B* | 33800 | 19.5 | 9.5 | 34200 | 26000 | 76.02% | 2.06 | 0 | 11 |  |  |  |  | R-454B | 2.8167 | Residential & Commercial | USHP | Ducted CEE Tier 1
215932433 | Central HP <5.4 tons | TEMPSTAR | HRCU-A-CB (Split System: Heat Pump with Remote Outdoor Unit-Air-Source) | T5H3V36*K*AAA* |  |  | EA*5X48M21A*+WALLCON | *80CTL0901716B* | 33400 | 20 | 9.5 | 34600 | 26400 | 76.3% | 2.04 | 0 | 11.5 |  |  |  |  | R-454B | 2.7833 | Residential & Commercial | USHP | Ducted CEE Tier 1
215932833 | Central HP <5.4 tons | TEMPSTAR | HRCU-A-CB (Split System: Heat Pump with Remote Outdoor Unit-Air-Source) | T5H3V36*K*AAA* |  |  | EA*5X61M21A*+WALLCON | *96CTN0801714B* | 34200 | 20 | 9 | 34600 | 26400 | 76.3% | 1.94 | 0 | 11.5 |  |  |  |  | R-454B | 2.85 | Residential & Commercial | USHP | Ducted CEE Tier 1
215933083 | Central HP <5.4 tons | TEMPSTAR | HRCU-A-CB (Split System: Heat Pump with Remote Outdoor Unit-Air-Source) | T5H3V36*K*AAA* |  |  | ESH5X36M12A*+WALLCON | *80CTL0701716B* | 33200 | 18.5 | 9 | 35200 | 27000 | 76.7% | 1.92 | 0 | 11 |  |  |  |  | R-454B | 2.7667 | Residential & Commercial | USHP | Ducted CEE Tier 1
215933133 | Central HP <5.4 tons | TEMPSTAR | HRCU-A-CB (Split System: Heat Pump with Remote Outdoor Unit-Air-Source) | T5H3V36*K*AAA* |  |  | ESH5X36M12A*+WALLCON | *80CTL1352422B* | 33400 | 19 | 9 | 34800 | 26600 | 76.44% | 1.92 | 0 | 11.5 |  |  |  |  | R-454B | 2.7833 | Residential & Commercial | USHP | Ducted CEE Tier 1
215934723 | Central HP <5.4 tons | TEMPSTAR | HRCU-A-CB (Split System: Heat Pump with Remote Outdoor Unit-Air-Source) | T5H3V36*K*AAA* |  |  | EVM5X36M17A*+WALLCON | *97CMN0601714B* | 34000 | 20 | 8.1 | 38000 | 27200 | 71.58% | 2 | 0 | 11 |  |  |  |  | R-454B | 2.8333 | Residential & Commercial | USHP | Ducted CEE Tier 1
215934753 | Central HP <5.4 tons | TEMPSTAR | HRCU-A-CB (Split System: Heat Pump with Remote Outdoor Unit-Air-Source) | T5H3V36*K*AAA* |  |  | EVM5X42M21A*+WALLCON | *96CTN0601714B* | 34000 | 20.5 | 8.1 | 38000 | 27000 | 71.05% | 1.95 | 0 | 11 |  |  |  |  | R-454B | 2.8333 | Residential & Commercial | USHP | Ducted CEE Tier 1
213608442 | Central HP <5.4 tons | CARRIER | HRCU-A-C (Split System: Heat Pump with Remote Outdoor Unit with No Indoor Fan --Air Source) | 38MURAQ36AB3 | ADP |  | H,PG33936+TD | 0 | 35400 | 15.2 | 8.35 | 36200 | 31200 | 86.19% | 1.8 | 0 | 9.5 |  |  |  |  | R-410A | 2.95 | Residential & Commercial | USHP
213796467 | Central HP <5.4 tons | CARRIER | HRCU-A-CB (Split System: Heat Pump with Remote Outdoor Unit-Air-Source) | 38MURAQ36AB3 | ADP |  | C36A***L139+CBPE3A* | 0 | 35800 | 15.2 | 8.35 | 36200 | 31200 | 86.19% | 1.8 | 0 | 10 |  |  |  |  | R-410A | 2.9833 | Residential & Commercial | USHP | Ducted CEE Tier 1
212984698 | Central HP <5.4 tons | BRYANT HEATING AND COOLING SYSTEMS | HRCU-A-CB (Split System: Heat Pump with Remote Outdoor Unit-Air-Source) | 38MURAQ18AB3* |  |  | CAP**1917AL* | 912SE48080M17*** | 18300 | 16.5 | 8.5 | 18200 | 17700 | 97.25% | 2.14 | 0 | 11 |  |  |  |  | R-410A | 1.525 | Residential & Commercial | USHP | Ducted CEE Tier 1
216056654 | Central HP <5.4 tons | YORK | HRCU-A-CB (Split System: Heat Pump with Remote Outdoor Unit-Air-Source) | HH836E2S11 | ASPEN |  | C(A,C,D,E)48A3K+TDR | TL8E080C16UH11 | 31400 | 18 | 8.5 | 31600 | 25600 | 81.01% | 2 | 0 | 10.5 |  |  |  |  | R-454B | 2.6167 | Residential & Commercial | USHP | Ducted CEE Tier 1
216056708 | Central HP <5.4 tons | YORK | HRCU-A-CB (Split System: Heat Pump with Remote Outdoor Unit-Air-Source) | HH836E2S11 | ASPEN |  | C(A,C,D,E)48A3K+TDR | YP9C080C16MP13 | 31800 | 18 | 8.1 | 31400 | 25400 | 80.89% | 2 | 0 | 11 |  |  |  |  | R-454B | 2.65 | Residential & Commercial | USHP | Ducted CEE Tier 1
214607182 | Central HP <5.4 tons | LENNOX | HRCU-A-CB (Split System: Heat Pump with Remote Outdoor Unit-Air-Source) | EL22XPV-024-230A** | ADP |  | L*18/36S9+LEFE3A* | 0 | 23000 | 20 | 8.45 | 20400 | 15000 | 73.53% | 2.04 | 0 | 12.5 |  |  |  |  | R-410A | 1.9167 | Residential & Commercial | USHP | Ducted CEE Tier 1
214607184 | Central HP <5.4 tons | LENNOX | HRCU-A-CB (Split System: Heat Pump with Remote Outdoor Unit-Air-Source) | EL22XPV-024-230A** | ADP |  | L*18/36T9+LEFE3A* | 0 | 22600 | 20 | 8.45 | 20600 | 15600 | 75.73% | 2.2 | 0 | 13 |  |  |  |  | R-410A | 1.8833 | Residential & Commercial | USHP | Ducted CEE Tier 1
216051102 | Central HP <5.4 tons | FRIEDRICH | HRCU-A-CB (Split System: Heat Pump with Remote Outdoor Unit-Air-Source) | FRP19AY36AJVC |  |  | RCFY3621MEAAM | FR97MV0603A17DH | 34200 | 21 | 10 | 34200 | 29600 | 86.55% | 2 | 0 | 12 |  |  |  |  | R-454B | 2.85 | Residential & Commercial | USHP | Ducted CEE Tier 1
216439945 | Central HP <5.4 tons | AMERICAN STANDARD | HRCU-A-CB (Split System: Heat Pump with Remote Outdoor Unit-Air-Source) | 5A6V0X24A1 |  |  | 5PX*B003AS3 | S9V2B040U3VSB+LRP | 20600 | 19 | 9.4 | 23800 | 17600 | 73.95% | 2.1 | 0 | 11.7 |  |  |  |  | R-454B | 1.7167 | Residential & Commercial | USHP | Ducted CEE Tier 1
216682300 | Central HP <5.4 tons | HEIL | HRCU-A-CB (Split System: Heat Pump with Remote Outdoor Unit-Air-Source) | DLCURAH24ABK |  |  | EA*4X36L21A* | *97VTN1002120A* | 23600 | 17 | 9 | 25600 | 23200 | 90.62% | 1.82 | 0 | 10 |  |  |  |  | R-410A | 1.9667 | Residential & Commercial | USHP | Ducted CEE Tier 1
216439995 | Central HP <5.4 tons | AMERICAN STANDARD | HRCU-A-CB (Split System: Heat Pump with Remote Outdoor Unit-Air-Source) | 5A6V0X36A1 |  |  | 5PX*B004AS3 | S9V2B080D4PSC+LRP | 31400 | 17.1 | 9 | 31400 | 23600 | 75.16% | 2 | 0 | 11.7 |  |  |  |  | R-454B | 2.6167 | Residential & Commercial | USHP | Ducted CEE Tier 1
216440061 | Central HP <5.4 tons | AMERICAN STANDARD | HRCU-A-CB (Split System: Heat Pump with Remote Outdoor Unit-Air-Source) | 5A6V0X36A1 |  |  | 5PX*C005AS3 | S9V2C100U4VSB+LRP | 33200 | 18.8 | 9.4 | 32000 | 24000 | 75% | 2.1 | 0 | 12 |  |  |  |  | R-454B | 2.7667 | Residential & Commercial | USHP | Ducted CEE Tier 1
216440145 | Central HP <5.4 tons | AMERICAN STANDARD | HRCU-A-CB (Split System: Heat Pump with Remote Outdoor Unit-Air-Source) | 5A6V0X36A1 |  |  | 5TXCB004AS3+P0V0A000M30SD+LRP | 0 | 33200 | 18.2 | 9.4 | 32000 | 24200 | 75.62% | 2.1 | 0 | 12 |  |  |  |  | R-454B | 2.7667 | Residential & Commercial | USHP | Ducted CEE Tier 1
212506453 | Central HP <5.4 tons | YORK | HRCU-A-CB (Split System: Heat Pump with Remote Outdoor Unit-Air-Source) | HMH72B361 | ASPEN |  | L(E,G)M36E4 | 0 | 35000 | 18 | 8.1 | 35400 | 26000 | 73.45% | 2.82 | 0 | 9 |  |  |  |  | R-410A | 2.9167 | Residential & Commercial | USHP
215940315 | Central HP <5.4 tons | BRYANT HEATING AND COOLING SYSTEMS | HRCU-A-CB (Split System: Heat Pump with Remote Outdoor Unit-Air-Source) | 293VAN036**AA* |  |  | CVAMA4421XMA*+UI | 987TA66100C21*** | 35600 | 22 | 8.5 | 38000 | 28600 | 75.26% | 2.02 | 0 | 12.5 |  |  |  |  | R-454B | 2.9667 | Residential & Commercial | USHP | Ducted CEE Tier 1
215939915 | Central HP <5.4 tons | BRYANT HEATING AND COOLING SYSTEMS | HRCU-A-CB (Split System: Heat Pump with Remote Outdoor Unit-Air-Source) | 293VAN036**AA* |  |  | CAA**6124AM*+UI | 987TA66100C21*** | 34400 | 20.5 | 9.5 | 34200 | 26000 | 76.02% | 2.06 | 0 | 12 |  |  |  |  | R-454B | 2.8667 | Residential & Commercial | USHP | Ducted CEE Tier 1
215940665 | Central HP <5.4 tons | BRYANT HEATING AND COOLING SYSTEMS | HRCU-A-CB (Split System: Heat Pump with Remote Outdoor Unit-Air-Source) | 293VAN036**AA* |  |  | CVAVA4221XMA*+UI | 987TA60080C21*** | 34400 | 20.5 | 8.5 | 38500 | 28200 | 73.25% | 2.04 | 0 | 11.7 |  |  |  |  | R-454B | 2.8667 | Residential & Commercial | USHP | Ducted CEE Tier 1
215940685 | Central HP <5.4 tons | BRYANT HEATING AND COOLING SYSTEMS | HRCU-A-CB (Split System: Heat Pump with Remote Outdoor Unit-Air-Source) | 293VAN036**AA* |  |  | CVAVA4224XMA*+UI | 986TD60080C21*** | 35400 | 21.5 | 8.5 | 38000 | 28600 | 75.26% | 2.04 | 0 | 12 |  |  |  |  | R-454B | 2.95 | Residential & Commercial | USHP | Ducted CEE Tier 1
215939765 | Central HP <5.4 tons | BRYANT HEATING AND COOLING SYSTEMS | HRCU-A-CB (Split System: Heat Pump with Remote Outdoor Unit-Air-Source) | 293VAN036**AA* |  |  | CAA**4821AM*+UI | 987TA60080C21*** | 33400 | 20 | 9.5 | 34600 | 26400 | 76.3% | 2.04 | 0 | 11.5 |  |  |  |  | R-454B | 2.7833 | Residential & Commercial | USHP | Ducted CEE Tier 1
215940115 | Central HP <5.4 tons | BRYANT HEATING AND COOLING SYSTEMS | HRCU-A-CB (Split System: Heat Pump with Remote Outdoor Unit-Air-Source) | 293VAN036**AA* |  |  | CSAH*4812AM*+UI | 83*CB48060C17*** | 33800 | 19.5 | 9 | 34600 | 26400 | 76.3% | 1.92 | 0 | 11.7 |  |  |  |  | R-454B | 2.8167 | Residential & Commercial | USHP | Ducted CEE Tier 1
215940215 | Central HP <5.4 tons | BRYANT HEATING AND COOLING SYSTEMS | HRCU-A-CB (Split System: Heat Pump with Remote Outdoor Unit-Air-Source) | 293VAN036**AA* |  |  | CSAH*6012AM*+UI | 987TA42080C17*** | 34000 | 19 | 9 | 34800 | 26400 | 75.86% | 1.92 | 0 | 11 |  |  |  |  | R-454B | 2.8333 | Residential & Commercial | USHP | Ducted CEE Tier 1
215940265 | Central HP <5.4 tons | BRYANT HEATING AND COOLING SYSTEMS | HRCU-A-CB (Split System: Heat Pump with Remote Outdoor Unit-Air-Source) | 293VAN036**AA* |  |  | CVAMA4421XMA*+UI | 83*CB36040C17*** | 35600 | 22 | 8.5 | 38000 | 28600 | 75.26% | 2.02 | 0 | 12.5 |  |  |  |  | R-454B | 2.9667 | Residential & Commercial | USHP | Ducted CEE Tier 1
215940385 | Central HP <5.4 tons | BRYANT HEATING AND COOLING SYSTEMS | HRCU-A-CB (Split System: Heat Pump with Remote Outdoor Unit-Air-Source) | 293VAN036**AA* |  |  | CVAMA4921XMA*+UI | 987TA66100C21*** | 35600 | 22 | 8.5 | 38000 | 28600 | 75.26% | 2.02 | 0 | 12.5 |  |  |  |  | R-454B | 2.9667 | Residential & Commercial | USHP | Ducted CEE Tier 1
215940415 | Central HP <5.4 tons | BRYANT HEATING AND COOLING SYSTEMS | HRCU-A-CB (Split System: Heat Pump with Remote Outdoor Unit-Air-Source) | 293VAN036**AA* |  |  | CVAMA6021XMA*+UI | 83*CB48060C17*** | 35600 | 22 | 8.5 | 38000 | 28600 | 75.26% | 2.02 | 0 | 12.5 |  |  |  |  | R-454B | 2.9667 | Residential & Commercial | USHP | Ducted CEE Tier 1
215940485 | Central HP <5.4 tons | BRYANT HEATING AND COOLING SYSTEMS | HRCU-A-CB (Split System: Heat Pump with Remote Outdoor Unit-Air-Source) | 293VAN036**AA* |  |  | CVAMA6024XMA*+UI | 987TA66100C21*** | 35600 | 22 | 8.5 | 38000 | 28400 | 74.74% | 2.04 | 0 | 12.5 |  |  |  |  | R-454B | 2.9667 | Residential & Commercial | USHP | Ducted CEE Tier 1
212982295 | Central HP <5.4 tons | HEIL | HRCU-A-CB (Split System: Heat Pump with Remote Outdoor Unit-Air-Source) | DLCURAH24ABK |  |  | EA*4X36L21A* | *80MSU0401712A* | 23600 | 17 | 8.5 | 25800 | 23200 | 89.92% | 1.94 | 0 | 10 |  |  |  |  | R-410A | 1.9667 | Residential & Commercial | USHP | Ducted CEE Tier 1
212394422 | Central HP <5.4 tons | LENNOX | HRCU-A-CB (Split System: Heat Pump with Remote Outdoor Unit-Air-Source) | EL22XPV-024-230A** | ADP |  | L*18/36V9 | SL297UH040NV36B* | 23800 | 21 | 8.5 | 22000 | 15400 | 70% | 1.92 | 0 | 13.5 |  |  |  |  | R-410A | 1.9833 | Residential & Commercial | USHP | Ducted CEE Tier 1
214061819 | Central HP <5.4 tons | LENNOX | HRCU-A-CB (Split System: Heat Pump with Remote Outdoor Unit-Air-Source) | EL22XPV-024-230A** | ADP |  | HG80936 | EL280UH070XE36A* | 24000 | 21 | 8.5 | 22000 | 15400 | 70% | 1.92 | 0 | 13.5 |  |  |  |  | R-410A | 2 | Residential & Commercial | USHP | Ducted CEE Tier 1
214626249 | Central HP <5.4 tons | LENNOX | HRCU-A-CB (Split System: Heat Pump with Remote Outdoor Unit-Air-Source) | SL25XPV-048-230A** |  |  | CK40CT-49C-0*+TDR | SL297UH080NV60C* | 45500 | 20 | 8.9 | 44000 | 36000 | 81.82% | 1.76 | 0 | 12 |  |  |  |  | R-410A | 3.7917 | Residential & Commercial | USHP | Ducted CEE Tier 1
206135668 | Central HP <5.4 tons | DAY & NIGHT | HRCU-A-CB (Split System: Heat Pump with Remote Outdoor Unit-Air-Source) | CVH837GKA** |  |  | EA*4X37L21A*+WALLCON | *80CSU0601716A* | 32800 | 17 | 8.5 | 33000 | 25200 | 76.36% | 1.96 | 12 | 11 |  |  |  |  | R-410A | 2.7333 | Residential & Commercial | USHP | Ducted CEE Tier 1
213779450 | Central HP <5.4 tons | COMFORTMAKER | HRCU-A-CB (Split System: Heat Pump with Remote Outdoor Unit-Air-Source) | CVH837GKA** |  |  | EA*4X48L21A*+WALLCON | *97CMN1002122B* | 32400 | 17 | 8.1 | 32600 | 24800 | 76.07% | 1.98 | 0 | 11 |  |  |  |  | R-410A | 2.7 | Residential & Commercial | USHP | Ducted CEE Tier 1
213780000 | Central HP <5.4 tons | COMFORTMAKER | HRCU-A-CB (Split System: Heat Pump with Remote Outdoor Unit-Air-Source) | CVH837GKA** |  |  | EHD4X42AAL+WALLCON | *80CTL0701716B* | 32400 | 16 | 8.1 | 33200 | 24800 | 74.7% | 1.92 | 0 | 11 |  |  |  |  | R-410A | 2.7 | Residential & Commercial | USHP | Ducted CEE Tier 1
215934773 | Central HP <5.4 tons | TEMPSTAR | HRCU-A-CB (Split System: Heat Pump with Remote Outdoor Unit-Air-Source) | T5H3V36*K*AAA* |  |  | EVM5X43M21A*+WALLCON | *96CTN0601714B* | 34600 | 20.5 | 8.5 | 38000 | 27600 | 72.63% | 2.06 | 0 | 11.5 |  |  |  |  | R-454B | 2.8833 | Residential & Commercial | USHP | Ducted CEE Tier 1
215934873 | Central HP <5.4 tons | TEMPSTAR | HRCU-A-CB (Split System: Heat Pump with Remote Outdoor Unit-Air-Source) | T5H3V36*K*AAA* |  |  | EVM5X44M21A*+WALLCON | *95CSU0601716B* | 35400 | 21.5 | 8.5 | 38500 | 29000 | 75.32% | 2.02 | 0 | 12 |  |  |  |  | R-454B | 2.95 | Residential & Commercial | USHP | Ducted CEE Tier 1
212632906 | Central HP <5.4 tons | LENNOX | HRCU-A-CB (Split System: Heat Pump with Remote Outdoor Unit-Air-Source) | SL25XPV-048-230A** | ADP |  | LD41/59Y9 | SLP99DF090XV60C* | 45500 | 20 | 9.1 | 42000 | 35000 | 83.33% | 1.84 | 0 | 12 |  |  |  |  | R-410A | 3.7917 | Residential & Commercial | USHP | Ducted CEE Tier 1
214607190 | Central HP <5.4 tons | LENNOX | HRCU-A-CB (Split System: Heat Pump with Remote Outdoor Unit-Air-Source) | EL22XPV-024-230A** | ADP |  | L*19/36S9+LEFE3A* | 0 | 22800 | 20 | 8.55 | 20600 | 15700 | 76.21% | 2.24 | 0 | 13 |  |  |  |  | R-410A | 1.9 | Residential & Commercial | USHP | Ducted CEE Tier 1
215939995 | Central HP <5.4 tons | BRYANT HEATING AND COOLING SYSTEMS | HRCU-A-CB (Split System: Heat Pump with Remote Outdoor Unit-Air-Source) | 293VAN036**AA* |  |  | CSAH*3612AM*+UI | 987TA66100C21*** | 33400 | 19 | 9 | 34800 | 26600 | 76.44% | 1.92 | 0 | 11 |  |  |  |  | R-454B | 2.7833 | Residential & Commercial | USHP | Ducted CEE Tier 1
215940045 | Central HP <5.4 tons | BRYANT HEATING AND COOLING SYSTEMS | HRCU-A-CB (Split System: Heat Pump with Remote Outdoor Unit-Air-Source) | 293VAN036**AA* |  |  | CSAH*4212AM*+UI | 987TA42060C17*** | 33200 | 18.5 | 9 | 35600 | 27200 | 76.4% | 1.92 | 0 | 10.5 |  |  |  |  | R-454B | 2.7667 | Residential & Commercial | USHP | Ducted CEE Tier 1
216056636 | Central HP <5.4 tons | YORK | HRCU-A-CB (Split System: Heat Pump with Remote Outdoor Unit-Air-Source) | HH836E2S11 | ASPEN |  | D(A,C,E)36A4K+TDR | Y81E080C20SMPS1 | 32000 | 19 | 8.5 | 32200 | 25800 | 80.12% | 2 | 0 | 10.5 |  |  |  |  | R-454B | 2.6667 | Residential & Commercial | USHP | Ducted CEE Tier 1
216056652 | Central HP <5.4 tons | YORK | HRCU-A-CB (Split System: Heat Pump with Remote Outdoor Unit-Air-Source) | HH836E2S11 | ASPEN |  | D(A,C,E)36A4K+TDR | YPLC080C16MP13 | 31000 | 18 | 8.5 | 31200 | 25400 | 81.41% | 2 | 0 | 10.5 |  |  |  |  | R-454B | 2.5833 | Residential & Commercial | USHP | Ducted CEE Tier 1
216056675 | Central HP <5.4 tons | YORK | HRCU-A-CB (Split System: Heat Pump with Remote Outdoor Unit-Air-Source) | HH836E2S11 | ASPEN |  | C(A,C,D,E)48A3K+TDR | TM9V080B12MP12 | 30800 | 18 | 8.1 | 30800 | 25200 | 81.82% | 2 | 0 | 10.5 |  |  |  |  | R-454B | 2.5667 | Residential & Commercial | USHP | Ducted CEE Tier 1
216056702 | Central HP <5.4 tons | YORK | HRCU-A-CB (Split System: Heat Pump with Remote Outdoor Unit-Air-Source) | HH836E2S11 | ASPEN |  | C(A,C,D,E)48A3K+TDR | Y81E120C20SMPS1 | 31600 | 18 | 8.5 | 31400 | 25400 | 80.89% | 2 | 0 | 10.5 |  |  |  |  | R-454B | 2.6333 | Residential & Commercial | USHP | Ducted CEE Tier 1
216056720 | Central HP <5.4 tons | YORK | HRCU-A-CB (Split System: Heat Pump with Remote Outdoor Unit-Air-Source) | HH860E2S11 | ASPEN |  | C(A,C,D,E)48A3K+TDR | TM8E100C16MP11 | 40000 | 17.5 | 8.1 | 45000 | 34200 | 76% | 2 | 0 | 10.5 |  |  |  |  | R-454B | 3.3333 | Residential & Commercial | USHP | Ducted CEE Tier 1
216056736 | Central HP <5.4 tons | YORK | HRCU-A-CB (Split System: Heat Pump with Remote Outdoor Unit-Air-Source) | HH860E2S11 | ASPEN |  | C(A,C,D,E)48A3K+TDR | TM9E100C20MP12 | 41000 | 16.5 | 8.1 | 46000 | 35000 | 76.09% | 2 | 0 | 10.5 |  |  |  |  | R-454B | 3.4167 | Residential & Commercial | USHP | Ducted CEE Tier 1
215934553 | Central HP <5.4 tons | TEMPSTAR | HRCU-A-CB (Split System: Heat Pump with Remote Outdoor Unit-Air-Source) | T5H3V48*K*AAA* |  |  | ESH5X60M12A*+WALLCON | *80CSU1002120A* | 45000 | 20.5 | 9 | 48500 | 36600 | 75.46% | 1.82 | 0 | 11 |  |  |  |  | R-454B | 3.75 | Residential & Commercial | USHP | Ducted CEE Tier 1
216737372 | Central HP <5.4 tons | TEMPSTAR | HRCU-A-CB (Split System: Heat Pump with Remote Outdoor Unit-Air-Source) | D5CUHAH24AAK |  |  | ESH5X30M12A* | *80VTL1102122B* | 22400 | 15.2 | 8.1 | 21000 | 18900 | 90% | 1.85 | 0 | 10.5 |  |  |  |  | R-454B | 1.8667 | Residential & Commercial | USHP | Ducted CEE Tier 1
216737921 | Central HP <5.4 tons | TEMPSTAR | HRCU-A-CB (Split System: Heat Pump with Remote Outdoor Unit-Air-Source) | D5CUHAH24AAK |  |  | ESH5X30M12A* | *97VTN0802120A* | 22600 | 15.5 | 8.1 | 21000 | 18900 | 90% | 1.85 | 0 | 10.5 |  |  |  |  | R-454B | 1.8833 | Residential & Commercial | USHP | Ducted CEE Tier 1
216738088 | Central HP <5.4 tons | TEMPSTAR | HRCU-A-CB (Split System: Heat Pump with Remote Outdoor Unit-Air-Source) | D5CUHAH24AAK |  |  | ESH5X36M12A* | *80MS(N,L)0902120A* | 22600 | 15.5 | 8.1 | 20800 | 18400 | 88.46% | 1.9 | 0 | 10.5 |  |  |  |  | R-454B | 1.8833 | Residential & Commercial | USHP | Ducted CEE Tier 1
211756078 | Central HP <5.4 tons | YORK | HRCU-A-CB (Split System: Heat Pump with Remote Outdoor Unit-Air-Source) | HMH72B341 | ASPEN |  | D(A,C,E)36B36+TDR | TMLV060A12MP12 | 32000 | 17.5 | 8.1 | 34000 | 27800 | 81.76% | 2.5 | 0 | 9.4 |  |  |  |  | R-410A | 2.6667 | Residential & Commercial | USHP
211756111 | Central HP <5.4 tons | YORK | HRCU-A-CB (Split System: Heat Pump with Remote Outdoor Unit-Air-Source) | HMH72B341 | ASPEN |  | D(A,C,E)36A46+TDR | YP9C080C16MP13 | 32000 | 17.5 | 8.1 | 33800 | 27400 | 81.07% | 2.53 | 0 | 9.9 |  |  |  |  | R-410A | 2.6667 | Residential & Commercial | USHP
216439999 | Central HP <5.4 tons | AMERICAN STANDARD | HRCU-A-CB (Split System: Heat Pump with Remote Outdoor Unit-Air-Source) | 5A6V0X36A1 |  |  | 5PX*B004AS3 | S9V2B080U4PSC+LRP | 33200 | 18.4 | 9.4 | 32000 | 24200 | 75.62% | 2.1 | 0 | 12 |  |  |  |  | R-454B | 2.7667 | Residential & Commercial | USHP | Ducted CEE Tier 1
214776842 | Central HP <5.4 tons | YORK | HRCU-A-CB (Split System: Heat Pump with Remote Outdoor Unit-Air-Source) | HH860E2S11 | ADP |  | CX601C*35+TXV | YPLC080C16MP13 | 43500 | 18 | 8.5 | 42000 | 32800 | 78.1% | 2 | 0 | 11.7 |  |  |  |  | R-454B | 3.625 | Residential & Commercial | USHP | Ducted CEE Tier 1
216056715 | Central HP <5.4 tons | YORK | HRCU-A-CB (Split System: Heat Pump with Remote Outdoor Unit-Air-Source) | HH860E2S11 | ASPEN |  | C(A,C,D,E)48A3K+TDR | TL8E100C20UH11 | 40500 | 17.5 | 8.1 | 45000 | 34000 | 75.56% | 2 | 0 | 11.2 |  |  |  |  | R-454B | 3.375 | Residential & Commercial | USHP | Ducted CEE Tier 1
216056731 | Central HP <5.4 tons | YORK | HRCU-A-CB (Split System: Heat Pump with Remote Outdoor Unit-Air-Source) | HH860E2S11 | ASPEN |  | C(A,C,D,E)48A3K+TDR | TM8Y100C20MP11 | 40000 | 17.5 | 8.1 | 44500 | 33800 | 75.96% | 2 | 0 | 11.2 |  |  |  |  | R-454B | 3.3333 | Residential & Commercial | USHP | Ducted CEE Tier 1
216056764 | Central HP <5.4 tons | YORK | HRCU-A-CB (Split System: Heat Pump with Remote Outdoor Unit-Air-Source) | HH860E2S11 | ASPEN |  | C(A,C,D,E)48A3K+TDR | Y81E120C20SMPS1 | 40500 | 17.5 | 8.1 | 45000 | 34000 | 75.56% | 2 | 0 | 11.2 |  |  |  |  | R-454B | 3.375 | Residential & Commercial | USHP | Ducted CEE Tier 1
216056781 | Central HP <5.4 tons | YORK | HRCU-A-CB (Split System: Heat Pump with Remote Outdoor Unit-Air-Source) | HH860E2S11 | ASPEN |  | D(A,C,E)60A3K+TDR | TL8E100C20UH11 | 41500 | 18 | 8.5 | 45000 | 34000 | 75.56% | 2 | 0 | 11.5 |  |  |  |  | R-454B | 3.4583 | Residential & Commercial | USHP | Ducted CEE Tier 1
216056782 | Central HP <5.4 tons | YORK | HRCU-A-CB (Split System: Heat Pump with Remote Outdoor Unit-Air-Source) | HH860E2S11 | ASPEN |  | C(A,C,D,E)60A3K+TDR | TL9E080C16UH11 | 41000 | 18 | 8.5 | 45500 | 34400 | 75.6% | 2 | 0 | 10.5 |  |  |  |  | R-454B | 3.4167 | Residential & Commercial | USHP | Ducted CEE Tier 1
216056180 | Central HP <5.4 tons | YORK | HRCU-A-CB (Split System: Heat Pump with Remote Outdoor Unit-Air-Source) | HH824E2S11 | ASPEN |  | C(A,C,D,E)24D2K+TDR | TM8Y060A12MP11 | 19500 | 17 | 9 | 22800 | 18400 | 80.7% | 2 | 0 | 10 |  |  |  |  | R-454B | 1.625 | Residential & Commercial | USHP | Ducted CEE Tier 1
216056196 | Central HP <5.4 tons | YORK | HRCU-A-CB (Split System: Heat Pump with Remote Outdoor Unit-Air-Source) | HH824E2S11 | ASPEN |  | C(A,C,D,E)24D2K+TDR | TM9E080B12MP12 | 21000 | 17 | 9 | 22600 | 18700 | 82.74% | 2 | 0 | 11.2 |  |  |  |  | R-454B | 1.75 | Residential & Commercial | USHP | Ducted CEE Tier 1
216056313 | Central HP <5.4 tons | YORK | HRCU-A-CB (Split System: Heat Pump with Remote Outdoor Unit-Air-Source) | HH824E2S11 | ASPEN |  | D(A,C,E)24B3K+TDR | TM9E060B12MP12 | 22000 | 17 | 8.1 | 22600 | 18300 | 80.97% | 2 | 0 | 11.7 |  |  |  |  | R-454B | 1.8333 | Residential & Commercial | USHP | Ducted CEE Tier 1
216056328 | Central HP <5.4 tons | YORK | HRCU-A-CB (Split System: Heat Pump with Remote Outdoor Unit-Air-Source) | HH824E2S11 | ASPEN |  | D(A,C,E)24B3K+TDR | TM9Y040A10MP11 | 20600 | 16.5 | 8.1 | 22400 | 17300 | 77.23% | 2 | 0 | 9.8 |  |  |  |  | R-454B | 1.7167 | Residential & Commercial | USHP
216056464 | Central HP <5.4 tons | YORK | HRCU-A-CB (Split System: Heat Pump with Remote Outdoor Unit-Air-Source) | HH824E2S11 | ASPEN |  | D(A,C,E)24B4K+TDR | TM8Y080B12MP11 | 22600 | 17 | 8.5 | 22800 | 18300 | 80.26% | 2 | 0 | 12 |  |  |  |  | R-454B | 1.8833 | Residential & Commercial | USHP | Ducted CEE Tier 1
216056479 | Central HP <5.4 tons | YORK | HRCU-A-CB (Split System: Heat Pump with Remote Outdoor Unit-Air-Source) | HH824E2S11 | ASPEN |  | D(A,C,E)24B4K+TDR | TMLE100B12MP11 | 22600 | 17 | 8.5 | 22800 | 18000 | 78.95% | 2 | 0 | 12 |  |  |  |  | R-454B | 1.8833 | Residential & Commercial | USHP | Ducted CEE Tier 1
211756112 | Central HP <5.4 tons | YORK | HRCU-A-CB (Split System: Heat Pump with Remote Outdoor Unit-Air-Source) | HMH72B341 | ASPEN |  | D(A,C,E)36B36+TDR | YP9C080C16MP13 | 32200 | 17.5 | 8.1 | 33800 | 27400 | 81.07% | 2.53 | 0 | 9.9 |  |  |  |  | R-410A | 2.6833 | Residential & Commercial | USHP
216056512 | Central HP <5.4 tons | YORK | HRCU-A-CB (Split System: Heat Pump with Remote Outdoor Unit-Air-Source) | HH836E2S11 | ASPEN |  | C(A,C,D,E)36B3K+TDR | TM8Y080B12MP11 | 30600 | 18 | 8.5 | 30800 | 25200 | 81.82% | 2 | 0 | 10.5 |  |  |  |  | R-454B | 2.55 | Residential & Commercial | USHP | Ducted CEE Tier 1
216056513 | Central HP <5.4 tons | YORK | HRCU-A-CB (Split System: Heat Pump with Remote Outdoor Unit-Air-Source) | HH836E2S11 | ASPEN |  | C(A,C,D,E)36B3K+TDR | TM8Y080C16MP11 | 30800 | 18 | 8.5 | 30400 | 25000 | 82.24% | 2 | 0 | 11 |  |  |  |  | R-454B | 2.5667 | Residential & Commercial | USHP | Ducted CEE Tier 1
216056549 | Central HP <5.4 tons | YORK | HRCU-A-CB (Split System: Heat Pump with Remote Outdoor Unit-Air-Source) | HH836E2S11 | ASPEN |  | C(A,C,D,E)36B3K+TDR | TPLC100C16MP13 | 31000 | 18 | 8.5 | 31200 | 25400 | 81.41% | 2 | 0 | 10.5 |  |  |  |  | R-454B | 2.5833 | Residential & Commercial | USHP | Ducted CEE Tier 1
216056582 | Central HP <5.4 tons | YORK | HRCU-A-CB (Split System: Heat Pump with Remote Outdoor Unit-Air-Source) | HH836E2S11 | ASPEN |  | D(A,C,E)36A4K+TDR | TL8E100C20UH11 | 31000 | 17 | 8.5 | 30800 | 25000 | 81.17% | 2 | 0 | 11 |  |  |  |  | R-454B | 2.5833 | Residential & Commercial | USHP | Ducted CEE Tier 1
216056596 | Central HP <5.4 tons | YORK | HRCU-A-CB (Split System: Heat Pump with Remote Outdoor Unit-Air-Source) | HH836E2S11 | ASPEN |  | D(A,C,E)36A4K+TDR | TM8Y080B12MP11 | 30600 | 18 | 8.5 | 30800 | 25200 | 81.82% | 2 | 0 | 10.5 |  |  |  |  | R-454B | 2.55 | Residential & Commercial | USHP | Ducted CEE Tier 1
216056632 | Central HP <5.4 tons | YORK | HRCU-A-CB (Split System: Heat Pump with Remote Outdoor Unit-Air-Source) | HH836E2S11 | ASPEN |  | D(A,C,E)36A4K+TDR | TPLC080C16MP13 | 31000 | 18 | 8.5 | 31200 | 25400 | 81.41% | 2 | 0 | 10.5 |  |  |  |  | R-454B | 2.5833 | Residential & Commercial | USHP | Ducted CEE Tier 1
216056648 | Central HP <5.4 tons | YORK | HRCU-A-CB (Split System: Heat Pump with Remote Outdoor Unit-Air-Source) | HH836E2S11 | ASPEN |  | D(A,C,E)36A4K+TDR | YP9C080C16MP13 | 30800 | 18 | 8.5 | 31400 | 25400 | 80.89% | 2 | 0 | 10.5 |  |  |  |  | R-454B | 2.5667 | Residential & Commercial | USHP | Ducted CEE Tier 1
216056813 | Central HP <5.4 tons | YORK | HRCU-A-CB (Split System: Heat Pump with Remote Outdoor Unit-Air-Source) | HH860E2S11 | ASPEN |  | D(A,C,E)60A3K+TDR | TM8Y100C20MP11 | 41000 | 17.5 | 8.1 | 44500 | 33800 | 75.96% | 2 | 0 | 11.5 |  |  |  |  | R-454B | 3.4167 | Residential & Commercial | USHP | Ducted CEE Tier 1
216056833 | Central HP <5.4 tons | YORK | HRCU-A-CB (Split System: Heat Pump with Remote Outdoor Unit-Air-Source) | HH860E2S11 | ASPEN |  | D(A,C,E)60A3K+TDR | TM9V120D20MP12 | 41000 | 17.5 | 8.1 | 44000 | 33400 | 75.91% | 2 | 0 | 11.5 |  |  |  |  | R-454B | 3.4167 | Residential & Commercial | USHP | Ducted CEE Tier 1
216056881 | Central HP <5.4 tons | YORK | HRCU-A-CB (Split System: Heat Pump with Remote Outdoor Unit-Air-Source) | HH860E2S11 | ASPEN |  | D(A,C,E)60A3K+TDR | Y91E080C20SMPS1 | 41500 | 17.5 | 8.1 | 46000 | 33400 | 72.61% | 2 | 0 | 11.5 |  |  |  |  | R-454B | 3.4583 | Residential & Commercial | USHP | Ducted CEE Tier 1
216056898 | Central HP <5.4 tons | YORK | HRCU-A-CB (Split System: Heat Pump with Remote Outdoor Unit-Air-Source) | HH860E2S11 | ASPEN |  | C(A,C,D,E)60A3K+TDR | YPLC100C16MP13 | 30000 | 17 | 8.5 | 44000 | 33400 | 75.91% | 2 | 0 | 11.2 |  |  |  |  | R-454B | 2.5 | Residential & Commercial | USHP | Ducted CEE Tier 1
216440063 | Central HP <5.4 tons | AMERICAN STANDARD | HRCU-A-CB (Split System: Heat Pump with Remote Outdoor Unit-Air-Source) | 5A6V0X36A1 |  |  | 5PX*C005AS3 | S9V2C100D4VSB+LRP | 31600 | 17.2 | 9.4 | 31400 | 23400 | 74.52% | 2 | 0 | 11.7 |  |  |  |  | R-454B | 2.6333 | Residential & Commercial | USHP | Ducted CEE Tier 1
216440131 | Central HP <5.4 tons | AMERICAN STANDARD | HRCU-A-CB (Split System: Heat Pump with Remote Outdoor Unit-Air-Source) | 5A6V0X36A1 |  |  | 5TXCB004AS3 | S9V2B060U3VSB+LRP | 33400 | 18.2 | 9.4 | 32000 | 24200 | 75.62% | 2.1 | 0 | 12 |  |  |  |  | R-454B | 2.7833 | Residential & Commercial | USHP | Ducted CEE Tier 1
216440147 | Central HP <5.4 tons | AMERICAN STANDARD | HRCU-A-CB (Split System: Heat Pump with Remote Outdoor Unit-Air-Source) | 5A6V0X36A1 |  |  | 5TXCB004AS3 | L8V1B080U4VSB+LRP | 34000 | 18.8 | 9.7 | 31600 | 25000 | 79.11% | 2.1 | 0 | 12 |  |  |  |  | R-454B | 2.8333 | Residential & Commercial | USHP | Ducted CEE Tier 1
216440181 | Central HP <5.4 tons | AMERICAN STANDARD | HRCU-A-CB (Split System: Heat Pump with Remote Outdoor Unit-Air-Source) | 5A6V0X36A1 |  |  | 5TXCC005AS3 | S9V2C080U5PSC+LRP | 33200 | 18.6 | 9.4 | 31800 | 24000 | 75.47% | 2.1 | 0 | 12 |  |  |  |  | R-454B | 2.7667 | Residential & Commercial | USHP | Ducted CEE Tier 1
216440231 | Central HP <5.4 tons | AMERICAN STANDARD | HRCU-A-CB (Split System: Heat Pump with Remote Outdoor Unit-Air-Source) | 5A6V0X48A1 |  |  | 5PX*B006AS3 | L8V1B080U4VSB+LRP | 43500 | 19 | 9.4 | 46500 | 33600 | 72.26% | 2.1 | 0 | 11.7 |  |  |  |  | R-454B | 3.625 | Residential & Commercial | USHP | Ducted CEE Tier 1
216440233 | Central HP <5.4 tons | AMERICAN STANDARD | HRCU-A-CB (Split System: Heat Pump with Remote Outdoor Unit-Air-Source) | 5A6V0X48A1 |  |  | 5PX*B006AS3 | S9V2B060U4PSC+LRP | 43500 | 19.2 | 9.4 | 46500 | 33600 | 72.26% | 2.1 | 0 | 11.7 |  |  |  |  | R-454B | 3.625 | Residential & Commercial | USHP | Ducted CEE Tier 1
216440299 | Central HP <5.4 tons | AMERICAN STANDARD | HRCU-A-CB (Split System: Heat Pump with Remote Outdoor Unit-Air-Source) | 5A6V0X48A1 |  |  | 5PX*D010AS3+P0V0C000M50SD+LRP | 0 | 45000 | 20.2 | 9.7 | 46000 | 32800 | 71.3% | 2.1 | 0 | 12 |  |  |  |  | R-454B | 3.75 | Residential & Commercial | USHP | Ducted CEE Tier 1
216440351 | Central HP <5.4 tons | AMERICAN STANDARD | HRCU-A-CB (Split System: Heat Pump with Remote Outdoor Unit-Air-Source) | 5A6V0X48A1 |  |  | 5TXCC007AS3 | S9V2C100U5VSB+LRP | 44000 | 20 | 9.7 | 46500 | 33400 | 71.83% | 2.1 | 0 | 12 |  |  |  |  | R-454B | 3.6667 | Residential & Commercial | USHP | Ducted CEE Tier 1
215940095 | Central HP <5.4 tons | BRYANT HEATING AND COOLING SYSTEMS | HRCU-A-CB (Split System: Heat Pump with Remote Outdoor Unit-Air-Source) | 293VAN036**AA* |  |  | CSAH*4812AM*+UI | 986TD60080C21*** | 33800 | 19.5 | 9 | 34800 | 26600 | 76.44% | 1.94 | 0 | 11.5 |  |  |  |  | R-454B | 2.8167 | Residential & Commercial | USHP | Ducted CEE Tier 1
215940715 | Central HP <5.4 tons | BRYANT HEATING AND COOLING SYSTEMS | HRCU-A-CB (Split System: Heat Pump with Remote Outdoor Unit-Air-Source) | 293VAN036**AA* |  |  | CVAVA4224XMA*+UI | 987TA66120C24*** | 35600 | 22 | 8.5 | 38000 | 28400 | 74.74% | 2.04 | 0 | 12.5 |  |  |  |  | R-454B | 2.9667 | Residential & Commercial | USHP | Ducted CEE Tier 1
216440381 | Central HP <5.4 tons | AMERICAN STANDARD | HRCU-A-CB (Split System: Heat Pump with Remote Outdoor Unit-Air-Source) | 5A6V0X48A1 |  |  | 5TXCD008AS3 | S9V2C100U5PSC+LRP | 44000 | 20 | 9.7 | 46500 | 33400 | 71.83% | 2.1 | 0 | 12 |  |  |  |  | R-454B | 3.6667 | Residential & Commercial | USHP | Ducted CEE Tier 1
216440397 | Central HP <5.4 tons | AMERICAN STANDARD | HRCU-A-CB (Split System: Heat Pump with Remote Outdoor Unit-Air-Source) | 5A6V0X48A1 |  |  | 5TXCD010AS3 | S9V2D120U5PSC+LRP | 44500 | 20.2 | 9.7 | 46000 | 32800 | 71.3% | 2.1 | 0 | 12 |  |  |  |  | R-454B | 3.7083 | Residential & Commercial | USHP | Ducted CEE Tier 1
216440183 | Central HP <5.4 tons | AMERICAN STANDARD | HRCU-A-CB (Split System: Heat Pump with Remote Outdoor Unit-Air-Source) | 5A6V0X36A1 |  |  | 5TXCC005AS3 | S9V2C100D4VSB+LRP | 31600 | 17.2 | 9.4 | 31400 | 23400 | 74.52% | 2 | 0 | 11.7 |  |  |  |  | R-454B | 2.6333 | Residential & Commercial | USHP | Ducted CEE Tier 1
215940565 | Central HP <5.4 tons | BRYANT HEATING AND COOLING SYSTEMS | HRCU-A-CB (Split System: Heat Pump with Remote Outdoor Unit-Air-Source) | 293VAN036**AA* |  |  | CVAVA3621XMA*+UI | 987TA66100C21*** | 34400 | 21 | 8.5 | 38500 | 28000 | 72.73% | 2.06 | 0 | 12 |  |  |  |  | R-454B | 2.8667 | Residential & Commercial | USHP | Ducted CEE Tier 1
215940935 | Central HP <5.4 tons | BRYANT HEATING AND COOLING SYSTEMS | HRCU-A-CB (Split System: Heat Pump with Remote Outdoor Unit-Air-Source) | 293VAN048**AA* |  |  | CAA**4821AM*+UI | 986TD60080C21*** | 43500 | 20.5 | 9.5 | 48000 | 36600 | 76.25% | 2 | 0 | 10.5 |  |  |  |  | R-454B | 3.625 | Residential & Commercial | USHP | Ducted CEE Tier 1
215940985 | Central HP <5.4 tons | BRYANT HEATING AND COOLING SYSTEMS | HRCU-A-CB (Split System: Heat Pump with Remote Outdoor Unit-Air-Source) | 293VAN048**AA* |  |  | CAA**4821AM*+UI | 987TA66100C21*** | 43500 | 21 | 9.5 | 48000 | 36400 | 75.83% | 2 | 0 | 10.5 |  |  |  |  | R-454B | 3.625 | Residential & Commercial | USHP | Ducted CEE Tier 1
212632890 | Central HP <5.4 tons | LENNOX | HRCU-A-CB (Split System: Heat Pump with Remote Outdoor Unit-Air-Source) | SL25XPV-048-230A** | ADP |  | LD42/61Y9 | EL296DF090XV60C* | 45500 | 20 | 9.1 | 42000 | 35000 | 83.33% | 1.84 | 0 | 12 |  |  |  |  | R-410A | 3.7917 | Residential & Commercial | USHP | Ducted CEE Tier 1
214053752 | Central HP <5.4 tons | LENNOX | HRCU-A-CB (Split System: Heat Pump with Remote Outdoor Unit-Air-Source) | SL25XPV-048-230A** | ADP |  | HG50960 | EL296UH090XV60C* | 45500 | 20 | 9.3 | 42000 | 35800 | 85.24% | 1.86 | 0 | 12 |  |  |  |  | R-410A | 3.7917 | Residential & Commercial | USHP | Ducted CEE Tier 1
216796530 | Central HP <5.4 tons | TRANE | HRCU-A-CB (Split System: Heat Pump with Remote Outdoor Unit-Air-Source) | 5TWR5036A1 | ASPEN |  | D(A,C,E)48C3J+TDR | S8X1C080M5PTC | 31800 | 15.5 | 8.5 | 31400 | 22400 | 71.34% | 3.03 | 0 | 12 |  |  |  |  | R-454B | 2.65 | Residential & Commercial | USHP | Ducted CEE Tier 1
216796762 | Central HP <5.4 tons | TRANE | HRCU-A-CB (Split System: Heat Pump with Remote Outdoor Unit-Air-Source) | 5TWR5036A1 | ASPEN |  | D(A,C,E)48C3J+TDR | S9X2B060D3PSB | 31200 | 15.5 | 8.1 | 31800 | 22600 | 71.07% | 2.88 | 0 | 12 |  |  |  |  | R-454B | 2.6 | Residential & Commercial | USHP | Ducted CEE Tier 1
216796773 | Central HP <5.4 tons | TRANE | HRCU-A-CB (Split System: Heat Pump with Remote Outdoor Unit-Air-Source) | 5TWR5036A1 | ASPEN |  | D(A,C,E)36C3J+TDR | S9X2C080U5PSB | 31000 | 15.2 | 8.5 | 31000 | 22200 | 71.61% | 2.92 | 0 | 12 |  |  |  |  | R-454B | 2.5833 | Residential & Commercial | USHP | Ducted CEE Tier 1
216796780 | Central HP <5.4 tons | TRANE | HRCU-A-CB (Split System: Heat Pump with Remote Outdoor Unit-Air-Source) | 5TWR5036A1 | ASPEN |  | D(A,C,E)48C3J+TDR | S9X2C100D5PSB | 31600 | 15.5 | 8.1 | 32200 | 22600 | 70.19% | 2.87 | 0 | 12 |  |  |  |  | R-454B | 2.6333 | Residential & Commercial | USHP | Ducted CEE Tier 1
216680584 | Central HP <5.4 tons | TEMPSTAR | HRCU-A-CB (Split System: Heat Pump with Remote Outdoor Unit-Air-Source) | DLCURAH24ABK |  |  | EHD4X24AAL | *97VTN0801716A* | 23600 | 16 | 9 | 26200 | 23600 | 90.08% | 1.82 | 0 | 10 |  |  |  |  | R-410A | 1.9667 | Residential & Commercial | USHP | Ducted CEE Tier 1
215675463 | Central HP <5.4 tons | CARRIER | HRCU-A-CB (Split System: Heat Pump with Remote Outdoor Unit-Air-Source) | 27VNA048A*030* |  |  | CVAMA4821XMA*+UI | 59TN6C080C17**14 | 46500 | 18 | 9 | 50000 | 35600 | 71.2% | 2 | 0 | 9.5 |  |  |  |  | R-454B | 3.875 | Residential & Commercial | USHP
215676113 | Central HP <5.4 tons | CARRIER | HRCU-A-CB (Split System: Heat Pump with Remote Outdoor Unit-Air-Source) | 27VNA048A*030* |  |  | CVAVA4821XMA*+UI | 58TN*B070C17**16 | 46500 | 18 | 9 | 50000 | 36800 | 73.6% | 1.98 | 0 | 9.5 |  |  |  |  | R-454B | 3.875 | Residential & Commercial | USHP
213773850 | Central HP <5.4 tons | COMFORTMAKER | HRCU-A-CB (Split System: Heat Pump with Remote Outdoor Unit-Air-Source) | CVH825GKA3* |  |  | EA*4X48L24A*+WALLCON | *97CMN1202422B* | 24000 | 16.5 | 8.1 | 21000 | 16500 | 78.57% | 2.02 | 0 | 11 |  |  |  |  | R-410A | 2 | Residential & Commercial | USHP | Ducted CEE Tier 1
212982613 | Central HP <5.4 tons | BRYANT HEATING AND COOLING SYSTEMS | HRCU-A-CB (Split System: Heat Pump with Remote Outdoor Unit-Air-Source) | 38MURAQ30AB3* |  |  | CAP**3621AL* | 83*SB48060M17*** | 29600 | 15.2 | 8.1 | 34000 | 27800 | 81.76% | 1.78 | 0 | 9 |  |  |  |  | R-410A | 2.4667 | Residential & Commercial | USHP
215939684 | Central HP <5.4 tons | CARRIER | HRCU-A-CB (Split System: Heat Pump with Remote Outdoor Unit-Air-Source) | 27VNA336A*030* |  |  | CAA**4221AM*+UI | 59TN7A080C17**16 | 32400 | 19.5 | 9.5 | 35200 | 27200 | 77.27% | 2 | 0 | 11 |  |  |  |  | R-454B | 2.7 | Residential & Commercial | USHP | Ducted CEE Tier 1
215939804 | Central HP <5.4 tons | CARRIER | HRCU-A-CB (Split System: Heat Pump with Remote Outdoor Unit-Air-Source) | 27VNA336A*030* |  |  | CAA**6024AM*+UI | 59TN7A100C21**22 | 34000 | 20.5 | 9.5 | 34000 | 25800 | 75.88% | 2.06 | 0 | 12 |  |  |  |  | R-454B | 2.8333 | Residential & Commercial | USHP | Ducted CEE Tier 1
215939854 | Central HP <5.4 tons | CARRIER | HRCU-A-CB (Split System: Heat Pump with Remote Outdoor Unit-Air-Source) | 27VNA336A*030* |  |  | CAA**6121AM*+UI | 59TN7A060C17**16 | 34000 | 19.5 | 9 | 35200 | 26800 | 76.14% | 1.94 | 0 | 11 |  |  |  |  | R-454B | 2.8333 | Residential & Commercial | USHP | Ducted CEE Tier 1
216374493 | Central HP <5.4 tons | YORK | HRCU-A-CB (Split System: Heat Pump with Remote Outdoor Unit-Air-Source) | HH824E2S11 |  |  | CTF30B5ACS1 | Y92E060B12SMPS1 | 23000 | 18 | 9.5 | 23000 | 18500 | 80.43% | 2 | 0 | 11.7 |  |  |  |  | R-454B | 1.9167 | Residential & Commercial | USHP | Ducted CEE Tier 1
206773665 | Central HP <5.4 tons | DAY & NIGHT | HRCU-A-CB (Split System: Heat Pump with Remote Outdoor Unit-Air-Source) | CVH837GKA2* |  |  | EHD4X42AAL+WALLCON | *95CSU1002122A* | 32600 | 17 | 8.1 | 33000 | 24800 | 75.15% | 1.96 | 11.5 | 11 |  |  |  |  | R-410A | 2.7167 | Residential & Commercial | USHP | Ducted CEE Tier 1
216440429 | Central HP <5.4 tons | AMERICAN STANDARD | HRCU-A-CB (Split System: Heat Pump with Remote Outdoor Unit-Air-Source) | 5A6V0X60A1 |  |  | 5PX*C009AS3 | L8V1C100U5VSB+LRP | 53000 | 18.6 | 9 | 53500 | 38000 | 71.03% | 2 | 0 | 10.5 |  |  |  |  | R-454B | 4.4167 | Residential & Commercial | USHP | Ducted CEE Tier 1
216440447 | Central HP <5.4 tons | AMERICAN STANDARD | HRCU-A-CB (Split System: Heat Pump with Remote Outdoor Unit-Air-Source) | 5A6V0X60A1 |  |  | 5PX*D008AS3 | L8V1C100U5VSB+LRP | 52000 | 18.6 | 9 | 54000 | 38000 | 70.37% | 2 | 0 | 10.5 |  |  |  |  | R-454B | 4.3333 | Residential & Commercial | USHP | Ducted CEE Tier 1
216440511 | Central HP <5.4 tons | AMERICAN STANDARD | HRCU-A-CB (Split System: Heat Pump with Remote Outdoor Unit-Air-Source) | 5A6V0X60A1 |  |  | 5TXCC009AS3 | S9V2C100U5PSC+LRP | 53000 | 18.6 | 9 | 54000 | 38000 | 70.37% | 2 | 0 | 10.5 |  |  |  |  | R-454B | 4.4167 | Residential & Commercial | USHP | Ducted CEE Tier 1
216440513 | Central HP <5.4 tons | AMERICAN STANDARD | HRCU-A-CB (Split System: Heat Pump with Remote Outdoor Unit-Air-Source) | 5A6V0X60A1 |  |  | 5TXCC009AS3 | S9V2C080U5PSC+LRP | 53000 | 18.6 | 9 | 54000 | 38000 | 70.37% | 2 | 0 | 10.5 |  |  |  |  | R-454B | 4.4167 | Residential & Commercial | USHP | Ducted CEE Tier 1
206765884 | Central HP <5.4 tons | DAY & NIGHT | HRCU-A-CB (Split System: Heat Pump with Remote Outdoor Unit-Air-Source) | CVH825GKA3* |  |  | EA*4X37L17A*+WALLCON | *96CTN0801714A* | 24200 | 16.5 | 8.1 | 21400 | 16700 | 78.04% | 1.98 | 11.5 | 11 |  |  |  |  | R-410A | 2.0167 | Residential & Commercial | USHP | Ducted CEE Tier 1
215667907 | Central HP <5.4 tons | TEMPSTAR | HRCU-A-CB (Split System: Heat Pump with Remote Outdoor Unit-Air-Source) | T5H0V24*K*AAA* |  |  | EA*5X37M21A*+WALLCON | *97CMN0801714B* | 24000 | 17.5 | 9 | 23400 | 16400 | 70.09% | 2 | 0 | 10.5 |  |  |  |  | R-454B | 2 | Residential & Commercial | USHP | Ducted CEE Tier 1
212362826 | Central HP <5.4 tons | GOETTL | HRCU-A-CB (Split System: Heat Pump with Remote Outdoor Unit-Air-Source) | GSZV903610A* |  |  | CSCF3642N6D*+MBVC1601**-1A*+TXV | 0 | 33800 | 18.5 | 8.2 | 34000 | 24400 | 71.76% | 1.8 | 0 | 11.5 |  |  |  |  | R-410A | 2.8167 | Residential & Commercial | USHP | Ducted CEE Tier 1
212362842 | Central HP <5.4 tons | GOETTL | HRCU-A-CB (Split System: Heat Pump with Remote Outdoor Unit-Air-Source) | GSZV903610A* |  |  | CSCF3642N6D*+TXV | G*VM970803BNB* | 33800 | 18.5 | 8.2 | 34000 | 24400 | 71.76% | 1.8 | 0 | 11.5 |  |  |  |  | R-410A | 2.8167 | Residential & Commercial | USHP | Ducted CEE Tier 1
215939934 | Central HP <5.4 tons | CARRIER | HRCU-A-CB (Split System: Heat Pump with Remote Outdoor Unit-Air-Source) | 27VNA336A*030* |  |  | CSAH*3612AM*+UI | 59TN6C080C21**20 | 33200 | 19 | 9 | 35000 | 26800 | 76.57% | 1.92 | 0 | 11 |  |  |  |  | R-454B | 2.7667 | Residential & Commercial | USHP | Ducted CEE Tier 1
214573807 | Central HP <5.4 tons | TEMPSTAR | HRCU-A-CB (Split System: Heat Pump with Remote Outdoor Unit-Air-Source) | TVH837GKA2* |  |  | EA*4X42L24A*+WALLCON | *95CSU0802120B* | 31800 | 17 | 8.5 | 33000 | 24400 | 73.94% | 1.9 | 0 | 11 |  |  |  |  | R-410A | 2.65 | Residential & Commercial | USHP | Ducted CEE Tier 1
214574027 | Central HP <5.4 tons | TEMPSTAR | HRCU-A-CB (Split System: Heat Pump with Remote Outdoor Unit-Air-Source) | TVH837GKA2* |  |  | EA*4X48L24A*+WALLCON | *96CTN0802120B* | 32400 | 17.5 | 8.5 | 32200 | 24800 | 77.02% | 2 | 0 | 11.5 |  |  |  |  | R-410A | 2.7 | Residential & Commercial | USHP | Ducted CEE Tier 1
213258054 | Central HP <5.4 tons | LENNOX | HRCU-A-CB (Split System: Heat Pump with Remote Outdoor Unit-Air-Source) | SL25XPV-024-230A** |  |  | CRX35-60D-**-*+TDR | SLP99DF090XV36C* | 22600 | 23 | 9.9 | 24000 | 22400 | 93.33% | 1.9 | 0 | 14.4 |  |  |  |  | R-410A | 1.8833 | Residential & Commercial | USHP | Ducted CEE Tier 1
212632704 | Central HP <5.4 tons | LENNOX | HRCU-A-CB (Split System: Heat Pump with Remote Outdoor Unit-Air-Source) | SL25XPV-036-230A** | ADP |  | LD24/35Y9 | EL296DF070XV48B* | 33200 | 20 | 8.6 | 34400 | 29600 | 86.05% | 1.76 | 0 | 12.5 |  |  |  |  | R-410A | 2.7667 | Residential & Commercial | USHP | Ducted CEE Tier 1
212632721 | Central HP <5.4 tons | LENNOX | HRCU-A-CB (Split System: Heat Pump with Remote Outdoor Unit-Air-Source) | SL25XPV-036-230A** | ADP |  | LD19/36Y9 | SL280DF060NV36B* | 32800 | 21 | 8.7 | 34400 | 29600 | 86.05% | 1.76 | 0 | 12 |  |  |  |  | R-410A | 2.7333 | Residential & Commercial | USHP | Ducted CEE Tier 1
212632754 | Central HP <5.4 tons | LENNOX | HRCU-A-CB (Split System: Heat Pump with Remote Outdoor Unit-Air-Source) | SL25XPV-036-230A** | ADP |  | LD31/36Y9 | SLP99DF070XV36B* | 33400 | 21 | 8.7 | 34400 | 29400 | 85.47% | 1.76 | 0 | 12.5 |  |  |  |  | R-410A | 2.7833 | Residential & Commercial | USHP | Ducted CEE Tier 1
212632755 | Central HP <5.4 tons | LENNOX | HRCU-A-CB (Split System: Heat Pump with Remote Outdoor Unit-Air-Source) | SL25XPV-036-230A** | ADP |  | LD30/36Z9 | SLP99DF090XV36C* | 33400 | 21 | 8.7 | 34400 | 29000 | 84.3% | 1.76 | 0 | 13 |  |  |  |  | R-410A | 2.7833 | Residential & Commercial | USHP | Ducted CEE Tier 1
215942511 | Central HP <5.4 tons | BRYANT HEATING AND COOLING SYSTEMS | HRCU-A-CB (Split System: Heat Pump with Remote Outdoor Unit-Air-Source) | 293VAN036**AA* |  |  | CVAVA6121XMA*+UI | 987MC42060C17*** | 35600 | 21.5 | 8.5 | 37400 | 28200 | 75.4% | 2.06 | 0 | 11.7 |  |  |  |  | R-454B | 2.9667 | Residential & Commercial | USHP | Ducted CEE Tier 1
215675513 | Central HP <5.4 tons | CARRIER | HRCU-A-CB (Split System: Heat Pump with Remote Outdoor Unit-Air-Source) | 27VNA048A*030* |  |  | CVAMA4921XMA*+UI | 58CU*A100C21**20 | 48000 | 18.5 | 9 | 50000 | 36800 | 73.6% | 2 | 0 | 10 |  |  |  |  | R-454B | 4 | Residential & Commercial | USHP | Ducted CEE Tier 1
214607215 | Central HP <5.4 tons | LENNOX | HRCU-A-CB (Split System: Heat Pump with Remote Outdoor Unit-Air-Source) | SL25XPV-024-230A** | ADP |  | L*24/36Y9+LEFE3A* | 0 | 22200 | 22 | 9.1 | 20600 | 20800 | 101% | 1.86 | 0 | 14 |  |  |  |  | R-410A | 1.85 | Residential & Commercial | USHP | Ducted CEE Tier 1
212632892 | Central HP <5.4 tons | LENNOX | HRCU-A-CB (Split System: Heat Pump with Remote Outdoor Unit-Air-Source) | SL25XPV-048-230A** | ADP |  | LD41/59Y9 | EL296DF110XV60C* | 45500 | 20 | 9 | 42000 | 35000 | 83.33% | 1.84 | 0 | 12 |  |  |  |  | R-410A | 3.7917 | Residential & Commercial | USHP | Ducted CEE Tier 1
216440445 | Central HP <5.4 tons | AMERICAN STANDARD | HRCU-A-CB (Split System: Heat Pump with Remote Outdoor Unit-Air-Source) | 5A6V0X60A1 |  |  | 5PX*D008AS3 | S9V2D120U5PSC+LRP | 52000 | 18.6 | 9 | 54000 | 38000 | 70.37% | 2 | 0 | 10.5 |  |  |  |  | R-454B | 4.3333 | Residential & Commercial | USHP | Ducted CEE Tier 1
216440477 | Central HP <5.4 tons | AMERICAN STANDARD | HRCU-A-CB (Split System: Heat Pump with Remote Outdoor Unit-Air-Source) | 5A6V0X60A1 |  |  | 5PX*D010AS3 | S9V2C080U5PSC+LRP | 53000 | 18.6 | 9 | 54000 | 38000 | 70.37% | 2 | 0 | 10.5 |  |  |  |  | R-454B | 4.4167 | Residential & Commercial | USHP | Ducted CEE Tier 1
216440479 | Central HP <5.4 tons | AMERICAN STANDARD | HRCU-A-CB (Split System: Heat Pump with Remote Outdoor Unit-Air-Source) | 5A6V0X60A1 |  |  | 5PX*D010AS3 | S9V2D120U5PSC+LRP | 53000 | 18.8 | 9.4 | 53500 | 38000 | 71.03% | 2 | 0 | 10.5 |  |  |  |  | R-454B | 4.4167 | Residential & Commercial | USHP | Ducted CEE Tier 1
216440495 | Central HP <5.4 tons | AMERICAN STANDARD | HRCU-A-CB (Split System: Heat Pump with Remote Outdoor Unit-Air-Source) | 5A6V0X60A1 |  |  | 5TAMXD07AV51 | 0 | 52500 | 17 | 9 | 52500 | 37800 | 72% | 2 | 0 | 10 |  |  |  |  | R-454B | 4.375 | Residential & Commercial | USHP | Ducted CEE Tier 1
206133440 | Central HP <5.4 tons | DAY & NIGHT | HRCU-A-CB (Split System: Heat Pump with Remote Outdoor Unit-Air-Source) | CVH825GKA2* |  |  | EA*4X37L21A*+WALLCON | *80CSU0401712A* | 24400 | 17 | 8.5 | 21200 | 16600 | 78.3% | 2.04 | 11.5 | 11 |  |  |  |  | R-410A | 2.0333 | Residential & Commercial | USHP | Ducted CEE Tier 1
215869129 | Central HP <5.4 tons | AMERICAN STANDARD | HRCU-A-CB (Split System: Heat Pump with Remote Outdoor Unit-Air-Source) | 5A6V8X60A1 |  |  | 5PX*C009AS3 | S9V2C080U5VSB+LRP | 54000 | 18.1 | 8.5 | 55500 | 40000 | 72.07% | 2 | 0 | 10 |  |  |  |  | R-454B | 4.5 | Residential & Commercial | USHP | Ducted CEE Tier 1
215869131 | Central HP <5.4 tons | AMERICAN STANDARD | HRCU-A-CB (Split System: Heat Pump with Remote Outdoor Unit-Air-Source) | 5A6V8X60A1 |  |  | 5PX*C009AS3 | S9V2C100U5VSB+LRP | 54000 | 18.1 | 8.5 | 55500 | 39500 | 71.17% | 2 | 0 | 10 |  |  |  |  | R-454B | 4.5 | Residential & Commercial | USHP | Ducted CEE Tier 1
206135778 | Central HP <5.4 tons | DAY & NIGHT | HRCU-A-CB (Split System: Heat Pump with Remote Outdoor Unit-Air-Source) | CVH837GKA** |  |  | EA*4X48L21A*+WALLCON | *80CSU0601716A* | 32200 | 17 | 8.1 | 32600 | 25000 | 76.69% | 1.96 | 12 | 11 |  |  |  |  | R-410A | 2.6833 | Residential & Commercial | USHP | Ducted CEE Tier 1
215939895 | Central HP <5.4 tons | BRYANT HEATING AND COOLING SYSTEMS | HRCU-A-CB (Split System: Heat Pump with Remote Outdoor Unit-Air-Source) | 293VAN036**AA* |  |  | CAA**6124AM*+UI | 986TD60080C21*** | 34400 | 20.5 | 9.5 | 34400 | 26000 | 75.58% | 2.06 | 0 | 12 |  |  |  |  | R-454B | 2.8667 | Residential & Commercial | USHP | Ducted CEE Tier 1
215939945 | Central HP <5.4 tons | BRYANT HEATING AND COOLING SYSTEMS | HRCU-A-CB (Split System: Heat Pump with Remote Outdoor Unit-Air-Source) | 293VAN036**AA* |  |  | CSAH*3612AM*+UI | 83*CB36040C17*** | 33400 | 19 | 9 | 34800 | 26600 | 76.44% | 1.92 | 0 | 11.5 |  |  |  |  | R-454B | 2.7833 | Residential & Commercial | USHP | Ducted CEE Tier 1
215684059 | Central HP <5.4 tons | CARRIER | HRCU-A-CB (Split System: Heat Pump with Remote Outdoor Unit-Air-Source) | 27VNA036A*030* |  |  | CSAH*4212AM*+UI | 58CU*A100C21**20 | 34000 | 16 | 8.5 | 35600 | 25400 | 71.35% | 1.78 | 0 | 9.5 |  |  |  |  | R-454B | 2.8333 | Residential & Commercial | USHP
206133762 | Central HP <5.4 tons | DAY & NIGHT | HRCU-A-CB (Split System: Heat Pump with Remote Outdoor Unit-Air-Source) | CVH825GKA2* |  |  | EA*4X36L17A*+WALLCON | *95CSU0601716A* | 23400 | 16.5 | 8.1 | 21600 | 16800 | 77.78% | 1.92 | 11 | 10.5 |  |  |  |  | R-410A | 1.95 | Residential & Commercial | USHP | Ducted CEE Tier 1
206133300 | Central HP <5.4 tons | DAY & NIGHT | HRCU-A-CB (Split System: Heat Pump with Remote Outdoor Unit-Air-Source) | CVH825GKA2* |  |  | EA*4X24L17A*+WALLCON | *80CSU0401712A* | 23200 | 16.5 | 8.1 | 22000 | 16800 | 76.36% | 1.9 | 11 | 10.5 |  |  |  |  | R-410A | 1.9333 | Residential & Commercial | USHP | Ducted CEE Tier 1
214061873 | Central HP <5.4 tons | LENNOX | HRCU-A-CB (Split System: Heat Pump with Remote Outdoor Unit-Air-Source) | SL25XPV-024-230A** | ADP |  | HG80936 | EL296UH070XV36B* | 22200 | 23 | 9.2 | 20000 | 20000 | 100% | 1.84 | 0 | 14 |  |  |  |  | R-410A | 1.85 | Residential & Commercial | USHP | Ducted CEE Tier 1
206133310 | Central HP <5.4 tons | DAY & NIGHT | HRCU-A-CB (Split System: Heat Pump with Remote Outdoor Unit-Air-Source) | CVH825GKA2* |  |  | EA*4X24L17A*+WALLCON | *80CSU0601716A* | 23200 | 16.5 | 8.1 | 22000 | 16800 | 76.36% | 1.9 | 11 | 10.5 |  |  |  |  | R-410A | 1.9333 | Residential & Commercial | USHP | Ducted CEE Tier 1
214061874 | Central HP <5.4 tons | LENNOX | HRCU-A-CB (Split System: Heat Pump with Remote Outdoor Unit-Air-Source) | SL25XPV-024-230A** | ADP |  | HG80936 | SL280UH080NV48B* | 22200 | 21 | 9.1 | 19800 | 20200 | 102% | 1.84 | 0 | 14 |  |  |  |  | R-410A | 1.85 | Residential & Commercial | USHP | Ducted CEE Tier 1
215932213 | Central HP <5.4 tons | TEMPSTAR | HRCU-A-CB (Split System: Heat Pump with Remote Outdoor Unit-Air-Source) | T5H3V36*K*AAA* |  |  | EA*5X42M21A*+WALLCON | *80CSU1002120A* | 32600 | 19.5 | 9.5 | 35000 | 26800 | 76.57% | 2.02 | 0 | 11 |  |  |  |  | R-454B | 2.7167 | Residential & Commercial | USHP | Ducted CEE Tier 1
216440529 | Central HP <5.4 tons | AMERICAN STANDARD | HRCU-A-CB (Split System: Heat Pump with Remote Outdoor Unit-Air-Source) | 5A6V0X60A1 |  |  | 5TXCD008AS3 | S9V2C080U5PSC+LRP | 52000 | 18.4 | 9 | 54500 | 38500 | 70.64% | 2 | 0 | 10 |  |  |  |  | R-454B | 4.3333 | Residential & Commercial | USHP | Ducted CEE Tier 1
216440547 | Central HP <5.4 tons | AMERICAN STANDARD | HRCU-A-CB (Split System: Heat Pump with Remote Outdoor Unit-Air-Source) | 5A6V0X60A1 |  |  | 5TXCD010AS3 | S9V2C080U5VSB+LRP | 53000 | 18.6 | 9 | 54000 | 38000 | 70.37% | 2 | 0 | 10.5 |  |  |  |  | R-454B | 4.4167 | Residential & Commercial | USHP | Ducted CEE Tier 1
206417143 | Central HP <5.4 tons | AMERICAN STANDARD | HRCU-A-CB (Split System: Heat Pump with Remote Outdoor Unit-Air-Source) | 4A6L9036A1 | ASPEN |  | 4PXFH005AZ3+TDR | *UD2B080ACV3 | 35200 | 17 | 8.5 | 33600 | 24400 | 72.62% | 2.71 | 11.5 | 11 |  |  |  |  | R-410A | 2.9333 | Residential & Commercial | USHP | Ducted CEE Tier 1
215869145 | Central HP <5.4 tons | AMERICAN STANDARD | HRCU-A-CB (Split System: Heat Pump with Remote Outdoor Unit-Air-Source) | 5A6V8X60A1 |  |  | 5TXCC007AS3 | S9V2C100D5VSB+LRP | 50500 | 18.1 | 8.5 | 54000 | 39000 | 72.22% | 1.9 | 0 | 9.5 |  |  |  |  | R-454B | 4.2083 | Residential & Commercial | USHP
215939825 | Central HP <5.4 tons | BRYANT HEATING AND COOLING SYSTEMS | HRCU-A-CB (Split System: Heat Pump with Remote Outdoor Unit-Air-Source) | 293VAN036**AA* |  |  | CAA**6121AM*+UI | 986TD60080C21*** | 34400 | 20 | 9 | 34400 | 26200 | 76.16% | 1.95 | 0 | 11.7 |  |  |  |  | R-454B | 2.8667 | Residential & Commercial | USHP | Ducted CEE Tier 1
216439573 | Central HP <5.4 tons | AMERICAN STANDARD | HRCU-A-CB (Split System: Heat Pump with Remote Outdoor Unit-Air-Source) | 5A6V0X60A1 |  |  | 5TEMCD07AV51+TDR | 0 | 54000 | 19 | 8.7 | 53000 | 38500 | 72.64% | 2.01 | 0 | 10.5 |  |  |  |  | R-454B | 4.5 | Residential & Commercial | USHP | Ducted CEE Tier 1
216440491 | Central HP <5.4 tons | AMERICAN STANDARD | HRCU-A-CB (Split System: Heat Pump with Remote Outdoor Unit-Air-Source) | 5A6V0X60A1 |  |  | 5PX*DD10AS3 | S9V2D120D5VSB+LRP | 51500 | 18.4 | 9 | 53500 | 37800 | 70.65% | 2 | 0 | 10 |  |  |  |  | R-454B | 4.2917 | Residential & Commercial | USHP | Ducted CEE Tier 1
216440525 | Central HP <5.4 tons | AMERICAN STANDARD | HRCU-A-CB (Split System: Heat Pump with Remote Outdoor Unit-Air-Source) | 5A6V0X60A1 |  |  | 5TXCD008AS3+P0V0C000M50SD+LRP | 0 | 52000 | 18.8 | 9 | 54000 | 38000 | 70.37% | 2 | 0 | 10.5 |  |  |  |  | R-454B | 4.3333 | Residential & Commercial | USHP | Ducted CEE Tier 1
212632768 | Central HP <5.4 tons | LENNOX | HRCU-A-CB (Split System: Heat Pump with Remote Outdoor Unit-Air-Source) | SL25XPV-036-230A** | ADP |  | LD31/36Y9 | SLP99DF090XV60C* | 33400 | 20 | 8.7 | 34400 | 29400 | 85.47% | 1.76 | 0 | 13 |  |  |  |  | R-410A | 2.7833 | Residential & Commercial | USHP | Ducted CEE Tier 1
216056091 | Central HP <5.4 tons | YORK | HRCU-A-CB (Split System: Heat Pump with Remote Outdoor Unit-Air-Source) | HH824E2S11 | ASPEN |  | C(A,C,D,E)24A3K+TDR | TM9E040A10MP12 | 20200 | 16.5 | 8.5 | 22600 | 18100 | 80.09% | 2 | 0 | 9.8 |  |  |  |  | R-454B | 1.6833 | Residential & Commercial | USHP
216056159 | Central HP <5.4 tons | YORK | HRCU-A-CB (Split System: Heat Pump with Remote Outdoor Unit-Air-Source) | HH824E2S11 | ASPEN |  | C(A,C,D,E)24D2K+TDR | TL8E060A12UH11 | 19500 | 17 | 9 | 23000 | 17900 | 77.83% | 2 | 0 | 11 |  |  |  |  | R-454B | 1.625 | Residential & Commercial | USHP | Ducted CEE Tier 1
216056202 | Central HP <5.4 tons | YORK | HRCU-A-CB (Split System: Heat Pump with Remote Outdoor Unit-Air-Source) | HH824E2S11 | ASPEN |  | C(A,C,D,E)24D2K+TDR | TM9V060B12MP12 | 21200 | 17 | 8.5 | 22800 | 18000 | 78.95% | 2 | 0 | 11.7 |  |  |  |  | R-454B | 1.7667 | Residential & Commercial | USHP | Ducted CEE Tier 1
216056343 | Central HP <5.4 tons | YORK | HRCU-A-CB (Split System: Heat Pump with Remote Outdoor Unit-Air-Source) | HH824E2S11 | ASPEN |  | D(A,C,E)24B3K+TDR | TMLE080B12MP11 | 22000 | 17 | 8.1 | 22600 | 18000 | 79.65% | 2 | 0 | 12 |  |  |  |  | R-454B | 1.8333 | Residential & Commercial | USHP | Ducted CEE Tier 1
216056361 | Central HP <5.4 tons | YORK | HRCU-A-CB (Split System: Heat Pump with Remote Outdoor Unit-Air-Source) | HH824E2S11 | ASPEN |  | D(A,C,E)24B3K+TDR | Y81E060A12SMPS1 | 20600 | 17.5 | 8.5 | 22400 | 17300 | 77.23% | 2 | 0 | 11.2 |  |  |  |  | R-454B | 1.7167 | Residential & Commercial | USHP | Ducted CEE Tier 1
215932683 | Central HP <5.4 tons | TEMPSTAR | HRCU-A-CB (Split System: Heat Pump with Remote Outdoor Unit-Air-Source) | T5H3V36*K*AAA* |  |  | EA*5X61M21A*+WALLCON | *80CSU1002120A* | 34400 | 20 | 9 | 34600 | 26200 | 75.72% | 1.94 | 0 | 11.7 |  |  |  |  | R-454B | 2.8667 | Residential & Commercial | USHP | Ducted CEE Tier 1
215933533 | Central HP <5.4 tons | TEMPSTAR | HRCU-A-CB (Split System: Heat Pump with Remote Outdoor Unit-Air-Source) | T5H3V36*K*AAA* |  |  | ESH5X48M12A*+WALLCON | *80CSU1002120A* | 33600 | 19.5 | 9 | 34800 | 26600 | 76.44% | 1.94 | 0 | 11.5 |  |  |  |  | R-454B | 2.8 | Residential & Commercial | USHP | Ducted CEE Tier 1
212984734 | Central HP <5.4 tons | BRYANT HEATING AND COOLING SYSTEMS | HRCU-A-CB (Split System: Heat Pump with Remote Outdoor Unit-Air-Source) | 38MURAQ18AB3* |  |  | CAP**3017AL* | 912SE48080M17*** | 17900 | 16.5 | 8.5 | 18500 | 18700 | 101.1% | 2.26 | 0 | 10.5 |  |  |  |  | R-410A | 1.4917 | Residential & Commercial | USHP | Ducted CEE Tier 1
212985904 | Central HP <5.4 tons | BRYANT HEATING AND COOLING SYSTEMS | HRCU-A-CB (Split System: Heat Pump with Remote Outdoor Unit-Air-Source) | 38MURAQ18AB3* |  |  | CAP**2517AL* | 916SA30026M14*** | 17800 | 16.5 | 8.1 | 17700 | 17700 | 100% | 2.14 | 0 | 10.5 |  |  |  |  | R-410A | 1.4833 | Residential & Commercial | USHP | Ducted CEE Tier 1
216056334 | Central HP <5.4 tons | YORK | HRCU-A-CB (Split System: Heat Pump with Remote Outdoor Unit-Air-Source) | HH824E2S11 | ASPEN |  | D(A,C,E)24B3K+TDR | TM9Y080B12MP11 | 22000 | 17 | 8.5 | 22600 | 18500 | 81.86% | 2 | 0 | 11.7 |  |  |  |  | R-454B | 1.8333 | Residential & Commercial | USHP | Ducted CEE Tier 1
216056491 | Central HP <5.4 tons | YORK | HRCU-A-CB (Split System: Heat Pump with Remote Outdoor Unit-Air-Source) | HH824E2S11 | ASPEN |  | D(A,C,E)24B4K+TDR | Y91E060A10SMPS1 | 21000 | 17.5 | 8.5 | 23000 | 17600 | 76.52% | 2 | 0 | 11.7 |  |  |  |  | R-454B | 1.75 | Residential & Commercial | USHP | Ducted CEE Tier 1
212986320 | Central HP <5.4 tons | BRYANT HEATING AND COOLING SYSTEMS | HRCU-A-CB (Split System: Heat Pump with Remote Outdoor Unit-Air-Source) | 38MURAQ18AB3* |  |  | CAP**3017AL* | 916SA30040M14*** | 17600 | 16 | 8.5 | 18300 | 18800 | 102.7% | 2.26 | 0 | 10.5 |  |  |  |  | R-410A | 1.4667 | Residential & Commercial | USHP | Ducted CEE Tier 1
215939855 | Central HP <5.4 tons | BRYANT HEATING AND COOLING SYSTEMS | HRCU-A-CB (Split System: Heat Pump with Remote Outdoor Unit-Air-Source) | 293VAN036**AA* |  |  | CAA**6121AM*+UI | 987TA42060C17*** | 34000 | 19.5 | 9 | 35200 | 26800 | 76.14% | 1.94 | 0 | 11 |  |  |  |  | R-454B | 2.8333 | Residential & Commercial | USHP | Ducted CEE Tier 1
215939875 | Central HP <5.4 tons | BRYANT HEATING AND COOLING SYSTEMS | HRCU-A-CB (Split System: Heat Pump with Remote Outdoor Unit-Air-Source) | 293VAN036**AA* |  |  | CAA**6121AM*+UI | 987TA60080C21*** | 34400 | 20 | 9 | 34400 | 26200 | 76.16% | 1.96 | 0 | 11.7 |  |  |  |  | R-454B | 2.8667 | Residential & Commercial | USHP | Ducted CEE Tier 1
215939975 | Central HP <5.4 tons | BRYANT HEATING AND COOLING SYSTEMS | HRCU-A-CB (Split System: Heat Pump with Remote Outdoor Unit-Air-Source) | 293VAN036**AA* |  |  | CSAH*3612AM*+UI | 987TA42080C17*** | 33000 | 18.5 | 9 | 35400 | 27200 | 76.84% | 1.92 | 0 | 10.5 |  |  |  |  | R-454B | 2.75 | Residential & Commercial | USHP | Ducted CEE Tier 1
215940005 | Central HP <5.4 tons | BRYANT HEATING AND COOLING SYSTEMS | HRCU-A-CB (Split System: Heat Pump with Remote Outdoor Unit-Air-Source) | 293VAN036**AA* |  |  | CSAH*3612AM*+UI | 987TA66120C24*** | 33400 | 19 | 9 | 34800 | 26600 | 76.44% | 1.92 | 0 | 11 |  |  |  |  | R-454B | 2.7833 | Residential & Commercial | USHP | Ducted CEE Tier 1
215940075 | Central HP <5.4 tons | BRYANT HEATING AND COOLING SYSTEMS | HRCU-A-CB (Split System: Heat Pump with Remote Outdoor Unit-Air-Source) | 293VAN036**AA* |  |  | CSAH*4212AM*+UI | 987TA66100C21*** | 33600 | 19 | 9 | 34600 | 26600 | 76.88% | 1.94 | 0 | 11.5 |  |  |  |  | R-454B | 2.8 | Residential & Commercial | USHP | Ducted CEE Tier 1
215935223 | Central HP <5.4 tons | TEMPSTAR | HRCU-A-CB (Split System: Heat Pump with Remote Outdoor Unit-Air-Source) | T5H3V36*K*AAA* |  |  | EVM5X60M21A*+WALLCON | *80CTL0902120B* | 35600 | 22 | 8.5 | 38000 | 28400 | 74.74% | 2.02 | 0 | 12.5 |  |  |  |  | R-454B | 2.9667 | Residential & Commercial | USHP | Ducted CEE Tier 1
215935273 | Central HP <5.4 tons | TEMPSTAR | HRCU-A-CB (Split System: Heat Pump with Remote Outdoor Unit-Air-Source) | T5H3V36*K*AAA* |  |  | EVM5X60M21A*+WALLCON | *97CMN0602120B* | 35400 | 21 | 8.5 | 38500 | 29000 | 75.32% | 2.02 | 0 | 12 |  |  |  |  | R-454B | 2.95 | Residential & Commercial | USHP | Ducted CEE Tier 1
213780870 | Central HP <5.4 tons | COMFORTMAKER | HRCU-A-CB (Split System: Heat Pump with Remote Outdoor Unit-Air-Source) | CVH837GKA2* |  |  | EA*4X37L21A*+WALLCON | *80CTL0901716B* | 32600 | 17 | 8.5 | 32800 | 25000 | 76.22% | 1.98 | 0 | 11 |  |  |  |  | R-410A | 2.7167 | Residential & Commercial | USHP | Ducted CEE Tier 1
213780920 | Central HP <5.4 tons | COMFORTMAKER | HRCU-A-CB (Split System: Heat Pump with Remote Outdoor Unit-Air-Source) | CVH837GKA2* |  |  | EA*4X37L21A*+WALLCON | *97CMN0801714B* | 32800 | 17 | 8.1 | 33000 | 25200 | 76.36% | 1.96 | 0 | 11 |  |  |  |  | R-410A | 2.7333 | Residential & Commercial | USHP | Ducted CEE Tier 1
214389570 | Central HP <5.4 tons | CARRIER | HRCU-A-CB (Split System: Heat Pump with Remote Outdoor Unit-Air-Source) | 38MURAQ18AB3* | ASPEN |  | AEW204+TDR | 0 | 17000 | 15.2 | 8.5 | 18000 | 18300 | 101.7% | 2.56 | 0 | 10.5 |  |  |  |  | R-410A | 1.4167 | Residential & Commercial | USHP | Ducted CEE Tier 1
216056191 | Central HP <5.4 tons | YORK | HRCU-A-CB (Split System: Heat Pump with Remote Outdoor Unit-Air-Source) | HH824E2S11 | ASPEN |  | C(A,C,D,E)24D2K+TDR | TM9E060A10MP12 | 19500 | 16 | 9 | 23000 | 18100 | 78.7% | 2 | 0 | 10 |  |  |  |  | R-454B | 1.625 | Residential & Commercial | USHP | Ducted CEE Tier 1
216056341 | Central HP <5.4 tons | YORK | HRCU-A-CB (Split System: Heat Pump with Remote Outdoor Unit-Air-Source) | HH824E2S11 | ASPEN |  | D(A,C,E)24B3K+TDR | TMLE060A12MP11 | 20400 | 17.5 | 8.5 | 22800 | 17900 | 78.51% | 2 | 0 | 11.2 |  |  |  |  | R-454B | 1.7 | Residential & Commercial | USHP | Ducted CEE Tier 1
216056350 | Central HP <5.4 tons | YORK | HRCU-A-CB (Split System: Heat Pump with Remote Outdoor Unit-Air-Source) | HH824E2S11 | ASPEN |  | D(A,C,E)24B3K+TDR | TP9C060B12MP13 | 22000 | 17 | 8.1 | 22600 | 18000 | 79.65% | 2 | 0 | 12 |  |  |  |  | R-454B | 1.8333 | Residential & Commercial | USHP | Ducted CEE Tier 1
216056411 | Central HP <5.4 tons | YORK | HRCU-A-CB (Split System: Heat Pump with Remote Outdoor Unit-Air-Source) | HH824E2S11 | ASPEN |  | D(A,C,E)36A3K+TDR | TM8Y060A12MP11 | 20600 | 17.5 | 8.5 | 22600 | 18400 | 81.42% | 2 | 0 | 10.5 |  |  |  |  | R-454B | 1.7167 | Residential & Commercial | USHP | Ducted CEE Tier 1
215389783 | Central HP <5.4 tons | TEMPSTAR | HRCU-A-CB (Split System: Heat Pump with Remote Outdoor Unit-Air-Source) | DLCURAH36ABK |  |  | EA*4X36L17A* | *96VTN0601716B* | 34800 | 15.2 | 8.1 | 38500 | 35200 | 91.43% | 1.8 | 0 | 9.5 |  |  |  |  | R-410A | 2.9 | Residential & Commercial | USHP
213781270 | Central HP <5.4 tons | COMFORTMAKER | HRCU-A-CB (Split System: Heat Pump with Remote Outdoor Unit-Air-Source) | CVH837GKA2* |  |  | EA*4X43L21A*+WALLCON | *96CTN1002122B* | 33000 | 17 | 8.5 | 32600 | 25000 | 76.69% | 1.98 | 0 | 11.5 |  |  |  |  | R-410A | 2.75 | Residential & Commercial | USHP | Ducted CEE Tier 1
213781990 | Central HP <5.4 tons | COMFORTMAKER | HRCU-A-CB (Split System: Heat Pump with Remote Outdoor Unit-Air-Source) | CVH837GKA2* |  |  | EHD4X42AAL+WALLCON | *97CMN1002122B* | 32600 | 16.5 | 8.1 | 33000 | 24600 | 74.55% | 1.94 | 0 | 11 |  |  |  |  | R-410A | 2.7167 | Residential & Commercial | USHP | Ducted CEE Tier 1
216056078 | Central HP <5.4 tons | YORK | HRCU-A-CB (Split System: Heat Pump with Remote Outdoor Unit-Air-Source) | HH824E2S11 | ASPEN |  | C(A,C,D,E)24A3K+TDR | TM8E060A12MP11 | 20200 | 17.5 | 8.5 | 22600 | 17900 | 79.2% | 2 | 0 | 11.2 |  |  |  |  | R-454B | 1.6833 | Residential & Commercial | USHP | Ducted CEE Tier 1
216056145 | Central HP <5.4 tons | YORK | HRCU-A-CB (Split System: Heat Pump with Remote Outdoor Unit-Air-Source) | HH824E2S11 | ASPEN |  | C(A,C,D,E)24A3K+TDR | Y91E060A10SMPS1 | 20200 | 17.5 | 8.1 | 22800 | 17600 | 77.19% | 2 | 0 | 11.2 |  |  |  |  | R-454B | 1.6833 | Residential & Commercial | USHP | Ducted CEE Tier 1
216056214 | Central HP <5.4 tons | YORK | HRCU-A-CB (Split System: Heat Pump with Remote Outdoor Unit-Air-Source) | HH824E2S11 | ASPEN |  | C(A,C,D,E)24D2K+TDR | TM9Y080B12MP11 | 21000 | 17 | 8.5 | 22800 | 18500 | 81.14% | 2 | 0 | 11.2 |  |  |  |  | R-454B | 1.75 | Residential & Commercial | USHP | Ducted CEE Tier 1
216056331 | Central HP <5.4 tons | YORK | HRCU-A-CB (Split System: Heat Pump with Remote Outdoor Unit-Air-Source) | HH824E2S11 | ASPEN |  | D(A,C,E)24B3K+TDR | TM9Y060B12MP11 | 22000 | 17 | 8.1 | 22600 | 18400 | 81.42% | 2 | 0 | 11.7 |  |  |  |  | R-454B | 1.8333 | Residential & Commercial | USHP | Ducted CEE Tier 1
216056870 | Central HP <5.4 tons | YORK | HRCU-A-CB (Split System: Heat Pump with Remote Outdoor Unit-Air-Source) | HH860E2S11 | ASPEN |  | C(A,C,D,E)60A3K+TDR | TPLC100C16MP13 | 40500 | 16.5 | 8.1 | 43500 | 33400 | 76.78% | 2 | 0 | 11.5 |  |  |  |  | R-454B | 3.375 | Residential & Commercial | USHP | Ducted CEE Tier 1
213796817 | Central HP <5.4 tons | CARRIER | HRCU-A-CB (Split System: Heat Pump with Remote Outdoor Unit-Air-Source) | 38MURAQ30AB3 | ADP |  | V,C36H175P139+CBPE4B* | 0 | 30000 | 15.2 | 8.9 | 31200 | 26600 | 85.26% | 1.82 | 0 | 10 |  |  |  |  | R-410A | 2.5 | Residential & Commercial | USHP | Ducted CEE Tier 1
212986988 | Central HP <5.4 tons | BRYANT HEATING AND COOLING SYSTEMS | HRCU-A-CB (Split System: Heat Pump with Remote Outdoor Unit-Air-Source) | 38MURAQ18AB3* |  |  | CAP**2414AL* | 916SA36060M14*** | 17300 | 16 | 8.5 | 18200 | 19400 | 106.6% | 2.34 | 0 | 10.5 |  |  |  |  | R-410A | 1.4417 | Residential & Commercial | USHP | Ducted CEE Tier 1
212987556 | Central HP <5.4 tons | BRYANT HEATING AND COOLING SYSTEMS | HRCU-A-CB (Split System: Heat Pump with Remote Outdoor Unit-Air-Source) | 38MURAQ18AB3* |  |  | CNPV*3017AL* | 916SA48080M17*** | 17400 | 16 | 8.1 | 17900 | 18600 | 103.9% | 2.24 | 0 | 11 |  |  |  |  | R-410A | 1.45 | Residential & Commercial | USHP | Ducted CEE Tier 1
216056400 | Central HP <5.4 tons | YORK | HRCU-A-CB (Split System: Heat Pump with Remote Outdoor Unit-Air-Source) | HH824E2S11 | ASPEN |  | D(A,C,E)36A3K+TDR | TL8E060A12UH11 | 20600 | 17.5 | 8.5 | 22600 | 17900 | 79.2% | 2 | 0 | 11.2 |  |  |  |  | R-454B | 1.7167 | Residential & Commercial | USHP | Ducted CEE Tier 1
216056418 | Central HP <5.4 tons | YORK | HRCU-A-CB (Split System: Heat Pump with Remote Outdoor Unit-Air-Source) | HH824E2S11 | ASPEN |  | D(A,C,E)36A3K+TDR | TM9E040A10MP12 | 20800 | 16.5 | 8.5 | 22800 | 18100 | 79.39% | 2 | 0 | 10.5 |  |  |  |  | R-454B | 1.7333 | Residential & Commercial | USHP | Ducted CEE Tier 1
216056427 | Central HP <5.4 tons | YORK | HRCU-A-CB (Split System: Heat Pump with Remote Outdoor Unit-Air-Source) | HH824E2S11 | ASPEN |  | D(A,C,E)36A3K+TDR | TM9V040A10MP12 | 20800 | 16.5 | 8.5 | 22800 | 17500 | 76.75% | 2 | 0 | 10.5 |  |  |  |  | R-454B | 1.7333 | Residential & Commercial | USHP | Ducted CEE Tier 1
216056477 | Central HP <5.4 tons | YORK | HRCU-A-CB (Split System: Heat Pump with Remote Outdoor Unit-Air-Source) | HH824E2S11 | ASPEN |  | D(A,C,E)24B4K+TDR | TMLE060A12MP11 | 21000 | 17.5 | 9 | 23000 | 17900 | 77.83% | 2 | 0 | 11.2 |  |  |  |  | R-454B | 1.75 | Residential & Commercial | USHP | Ducted CEE Tier 1
216056484 | Central HP <5.4 tons | YORK | HRCU-A-CB (Split System: Heat Pump with Remote Outdoor Unit-Air-Source) | HH824E2S11 | ASPEN |  | D(A,C,E)24B4K+TDR | Y81E060A12SMPS1 | 21000 | 17.5 | 9 | 22600 | 17300 | 76.55% | 2 | 0 | 11.7 |  |  |  |  | R-454B | 1.75 | Residential & Commercial | USHP | Ducted CEE Tier 1
216056575 | Central HP <5.4 tons | YORK | HRCU-A-CB (Split System: Heat Pump with Remote Outdoor Unit-Air-Source) | HH824E2S11 | ASPEN |  | D(A,C,E)36A4K+TDR | TM9E060A10MP12 | 21000 | 17 | 9 | 22800 | 18100 | 79.39% | 2 | 0 | 10.5 |  |  |  |  | R-454B | 1.75 | Residential & Commercial | USHP | Ducted CEE Tier 1
214574499 | Central HP <5.4 tons | BRYANT HEATING AND COOLING SYSTEMS | HRCU-A-CB (Split System: Heat Pump with Remote Outdoor Unit-Air-Source) | 288BNV037*0**B* |  |  | CNPV*3621AL*+UI | 986TD60080C21*** | 31400 | 17 | 8.1 | 33000 | 24000 | 72.73% | 1.84 | 0 | 11 |  |  |  |  | R-410A | 2.6167 | Residential & Commercial | USHP | Ducted CEE Tier 1
211168138 | Central HP <5.4 tons | AMERICAN STANDARD | HRCU-A-CB (Split System: Heat Pump with Remote Outdoor Unit-Air-Source) | 4A6V0X24A1 | ASPEN |  | 4PXFH003AZ3+TDR | *DHMB060BCV3 | 23200 | 18 | 8.5 | 20200 | 19300 | 95.54% | 2.48 | 0 | 12 |  |  |  |  | R-410A | 1.9333 | Residential & Commercial | USHP | Ducted CEE Tier 1
215940175 | Central HP <5.4 tons | BRYANT HEATING AND COOLING SYSTEMS | HRCU-A-CB (Split System: Heat Pump with Remote Outdoor Unit-Air-Source) | 293VAN036**AA* |  |  | CSAH*6012AM*+UI | 986TD60080C21*** | 34200 | 19.5 | 9 | 34200 | 26000 | 76.02% | 1.96 | 0 | 11.7 |  |  |  |  | R-454B | 2.85 | Residential & Commercial | USHP | Ducted CEE Tier 1
215940275 | Central HP <5.4 tons | BRYANT HEATING AND COOLING SYSTEMS | HRCU-A-CB (Split System: Heat Pump with Remote Outdoor Unit-Air-Source) | 293VAN036**AA* |  |  | CVAMA4421XMA*+UI | 83*CB48060C17*** | 35600 | 22 | 8.5 | 38000 | 28600 | 75.26% | 2.02 | 0 | 12.5 |  |  |  |  | R-454B | 2.9667 | Residential & Commercial | USHP | Ducted CEE Tier 1
216054621 | Central HP <5.4 tons | COLEMAN | HRCU-A-CB (Split System: Heat Pump with Remote Outdoor Unit-Air-Source) | HH824E2S11 | ASPEN |  | C(A,C,D,E)24D2K+TDR | TP9C060B12MP13 | 21200 | 17 | 8.5 | 22800 | 18000 | 78.95% | 2 | 0 | 11.7 |  |  |  |  | R-454B | 1.7667 | Residential & Commercial | USHP | Ducted CEE Tier 1
212362760 | Central HP <5.4 tons | GOETTL | HRCU-A-CB (Split System: Heat Pump with Remote Outdoor Unit-Air-Source) | GSZV903610A* |  |  | CA*F3137*6A*+TXV | G*VC800604B*A* | 33600 | 18.5 | 8.2 | 34000 | 24400 | 71.76% | 1.8 | 0 | 12 |  |  |  |  | R-410A | 2.8 | Residential & Commercial | USHP | Ducted CEE Tier 1
212362771 | Central HP <5.4 tons | GOETTL | HRCU-A-CB (Split System: Heat Pump with Remote Outdoor Unit-Air-Source) | GSZV903610A* |  |  | CA*F3743*6D*+TXV | G*VS800805CUA* | 33600 | 19 | 8.2 | 34000 | 24400 | 71.76% | 1.8 | 0 | 12 |  |  |  |  | R-410A | 2.8 | Residential & Commercial | USHP | Ducted CEE Tier 1
212362794 | Central HP <5.4 tons | GOETTL | HRCU-A-CB (Split System: Heat Pump with Remote Outdoor Unit-Air-Source) | GSZV903610A* |  |  | CHPF3642C6C*+TXV | G*VC801005C*A* | 33400 | 18 | 8.2 | 34000 | 24400 | 71.76% | 1.8 | 0 | 11 |  |  |  |  | R-410A | 2.7833 | Residential & Commercial | USHP | Ducted CEE Tier 1
212362787 | Central HP <5.4 tons | GOETTL | HRCU-A-CB (Split System: Heat Pump with Remote Outdoor Unit-Air-Source) | GSZV903610A* |  |  | CHPF3642C6C*+MBVC1201**-1A*+TXV | 0 | 33400 | 18 | 8.2 | 34000 | 24400 | 71.76% | 1.8 | 0 | 11 |  |  |  |  | R-410A | 2.7833 | Residential & Commercial | USHP | Ducted CEE Tier 1
213205801 | Central HP <5.4 tons | CARRIER | HRCU-A-CB (Split System: Heat Pump with Remote Outdoor Unit-Air-Source) | 38MURAQ24AA3* | ASPEN |  | D(A,C,E)24B44+TDR | 58S(B,C)*A045E14**12 | 23400 | 15.4 | 8.4 | 25600 | 22400 | 87.5% | 2.89 | 0 | 9.3 |  |  |  |  | R-410A | 1.95 | Residential & Commercial | USHP
213205803 | Central HP <5.4 tons | CARRIER | HRCU-A-CB (Split System: Heat Pump with Remote Outdoor Unit-Air-Source) | 38MURAQ24AA3* | ASPEN |  | D(A,C,E)30B34+TDR | 58S(B,C)*A045E14**12 | 23200 | 15.3 | 8.4 | 25600 | 22400 | 87.5% | 2.89 | 0 | 9.3 |  |  |  |  | R-410A | 1.9333 | Residential & Commercial | USHP
215934546 | Central HP <5.4 tons | HEIL | HRCU-A-CB (Split System: Heat Pump with Remote Outdoor Unit-Air-Source) | H5H3V48*K*AAA* |  |  | ESH5X60M12A*+WALLCON | *80CSU1002120A* | 45000 | 20.5 | 9 | 48500 | 36600 | 75.46% | 1.82 | 0 | 11 |  |  |  |  | R-454B | 3.75 | Residential & Commercial | USHP | Ducted CEE Tier 1
212290959 | Central HP <5.4 tons | GOETTL | HRCU-A-CB (Split System: Heat Pump with Remote Outdoor Unit-Air-Source) | ASZS601810A* |  |  | CA*EA1818*4A* | A*VC800805C*A* | 16600 | 17.5 | 8.5 | 17400 | 13000 | 74.71% | 2.1 | 0 | 10.9 |  |  |  |  | R-410A | 1.3833 | Residential & Commercial | USHP | Ducted CEE Tier 1
214440999 | Central HP <5.4 tons | CARRIER | HRCU-A-C (Split System: Heat Pump with Remote Outdoor Unit with No Indoor Fan --Air Source) | 38MURAQ30AB3 | ADP |  | H,PG7J936+TD | 0 | 29400 | 15.2 | 9.35 | 31200 | 26600 | 85.26% | 1.8 | 0 | 10 |  |  |  |  | R-410A | 2.45 | Residential & Commercial | USHP | Ducted CEE Tier 1
214776760 | Central HP <5.4 tons | YORK | HRCU-A-CB (Split System: Heat Pump with Remote Outdoor Unit-Air-Source) | HH860E2S11 | ADP |  | CH600C*C+TXV | Y81E100C20SMPS1 | 52000 | 18 | 8.3 | 51500 | 38000 | 73.79% | 1.96 | 0 | 11 |  |  |  |  | R-454B | 4.3333 | Residential & Commercial | USHP | Ducted CEE Tier 1
214776771 | Central HP <5.4 tons | YORK | HRCU-A-CB (Split System: Heat Pump with Remote Outdoor Unit-Air-Source) | HH860E2S11 | ADP |  | CH602**A+TXV | Y81E100C20SMPS1 | 53000 | 19 | 8.5 | 51500 | 38000 | 73.79% | 2 | 0 | 11.7 |  |  |  |  | R-454B | 4.4167 | Residential & Commercial | USHP | Ducted CEE Tier 1
214776785 | Central HP <5.4 tons | YORK | HRCU-A-CB (Split System: Heat Pump with Remote Outdoor Unit-Air-Source) | HH860E2S11 | ADP |  | CH602**A+TXV | Y81E120C20SMPS1 | 52500 | 19 | 8.5 | 51500 | 38000 | 73.79% | 2 | 0 | 11.7 |  |  |  |  | R-454B | 4.375 | Residential & Commercial | USHP | Ducted CEE Tier 1
214776810 | Central HP <5.4 tons | YORK | HRCU-A-CB (Split System: Heat Pump with Remote Outdoor Unit-Air-Source) | HH860E2S11 | ADP |  | CH600D*C+TXV | YP9C100C20MP13 | 50500 | 18 | 8.3 | 51500 | 38000 | 73.79% | 1.96 | 0 | 10.5 |  |  |  |  | R-454B | 4.2083 | Residential & Commercial | USHP | Ducted CEE Tier 1
214776821 | Central HP <5.4 tons | YORK | HRCU-A-CB (Split System: Heat Pump with Remote Outdoor Unit-Air-Source) | HH860E2S11 | ADP |  | CV609**A+TXV | YP9C100C20MP13 | 52000 | 19 | 8.5 | 51500 | 38000 | 73.79% | 2 | 0 | 11 |  |  |  |  | R-454B | 4.3333 | Residential & Commercial | USHP | Ducted CEE Tier 1
216453120 | Central HP <5.4 tons | AMERICAN STANDARD | HRCU-A-CB (Split System: Heat Pump with Remote Outdoor Unit-Air-Source) | 5A6V0X36A1 |  |  | 5TXCB004AS3 | S8V2B080M4PDB | 34200 | 19 | 9.7 | 31800 | 25000 | 78.62% | 2.1 | 0 | 12 |  |  |  |  | R-454B | 2.85 | Residential & Commercial | USHP | Ducted CEE Tier 1
212362560 | Central HP <5.4 tons | GOETTL | HRCU-A-CB (Split System: Heat Pump with Remote Outdoor Unit-Air-Source) | ASZV903610A* |  |  | CA*F3743*6D*+TXV | A*VC800804C*A* | 33600 | 19 | 8.2 | 34000 | 24400 | 71.76% | 1.8 | 0 | 12 |  |  |  |  | R-410A | 2.8 | Residential & Commercial | USHP | Ducted CEE Tier 1
212362578 | Central HP <5.4 tons | GOETTL | HRCU-A-CB (Split System: Heat Pump with Remote Outdoor Unit-Air-Source) | ASZV903610A* |  |  | CHPF3642C6C*+MBVC1601**-1A*+TXV | 0 | 33400 | 18 | 8.2 | 34000 | 24400 | 71.76% | 1.8 | 0 | 11 |  |  |  |  | R-410A | 2.7833 | Residential & Commercial | USHP | Ducted CEE Tier 1
215940475 | Central HP <5.4 tons | BRYANT HEATING AND COOLING SYSTEMS | HRCU-A-CB (Split System: Heat Pump with Remote Outdoor Unit-Air-Source) | 293VAN036**AA* |  |  | CVAMA6024XMA*+UI | 987TA60080C21*** | 35400 | 21.5 | 8.5 | 38000 | 28600 | 75.26% | 2.04 | 0 | 12 |  |  |  |  | R-454B | 2.95 | Residential & Commercial | USHP | Ducted CEE Tier 1
213782090 | Central HP <5.4 tons | COMFORTMAKER | HRCU-A-CB (Split System: Heat Pump with Remote Outdoor Unit-Air-Source) | CVH837GKA2* |  |  | EHD4X48AAL+WALLCON | *80CTL0902120B* | 32600 | 16.5 | 8.1 | 33000 | 24800 | 75.15% | 1.96 | 0 | 11 |  |  |  |  | R-410A | 2.7167 | Residential & Commercial | USHP | Ducted CEE Tier 1
213782140 | Central HP <5.4 tons | COMFORTMAKER | HRCU-A-CB (Split System: Heat Pump with Remote Outdoor Unit-Air-Source) | CVH837GKA2* |  |  | EHD4X48AAL+WALLCON | *97CMN0801714B* | 32400 | 16.5 | 8.1 | 33000 | 25000 | 75.76% | 1.94 | 0 | 11 |  |  |  |  | R-410A | 2.7 | Residential & Commercial | USHP | Ducted CEE Tier 1
213797145 | Central HP <5.4 tons | CARRIER | HRCU-A-C (Split System: Heat Pump with Remote Outdoor Unit with No Indoor Fan --Air Source) | 38MURAQ36AB3 | ADP |  | V,C36H***P429+CBPE3A* | 0 | 34400 | 15.2 | 8.6 | 37400 | 31600 | 84.49% | 1.92 | 0 | 9.5 |  |  |  |  | R-410A | 2.8667 | Residential & Commercial | USHP
216681051 | Central HP <5.4 tons | TEMPSTAR | HRCU-A-CB (Split System: Heat Pump with Remote Outdoor Unit-Air-Source) | DLCURAH36ABK |  |  | EA*4X42L24A* | *97VTN0802120A* | 35000 | 16 | 8.5 | 38500 | 34600 | 89.87% | 1.75 | 0 | 9.8 |  |  |  |  | R-410A | 2.9167 | Residential & Commercial | USHP
216681117 | Central HP <5.4 tons | TEMPSTAR | HRCU-A-CB (Split System: Heat Pump with Remote Outdoor Unit-Air-Source) | DLCURAH36ABK |  |  | EHD4X48AAL | *97VTN0802120A* | 36400 | 15.5 | 8.5 | 38500 | 34400 | 89.35% | 1.84 | 0 | 10 |  |  |  |  | R-410A | 3.0333 | Residential & Commercial | USHP | Ducted CEE Tier 1
214595903 | Central HP <5.4 tons | CARRIER | HRCU-A-C (Split System: Heat Pump with Remote Outdoor Unit with No Indoor Fan --Air Source) | 38MURAQ36AB3 | ADP |  | H,PG7J936+TD | 0 | 35200 | 15.2 | 8.35 | 36200 | 31200 | 86.19% | 1.8 | 0 | 9.5 |  |  |  |  | R-410A | 2.9333 | Residential & Commercial | USHP
215940445 | Central HP <5.4 tons | BRYANT HEATING AND COOLING SYSTEMS | HRCU-A-CB (Split System: Heat Pump with Remote Outdoor Unit-Air-Source) | 293VAN036**AA* |  |  | CVAMA6021XMA*+UI | 987TA60080C21*** | 35600 | 21.5 | 8.5 | 38000 | 28600 | 75.26% | 2.04 | 0 | 12 |  |  |  |  | R-454B | 2.9667 | Residential & Commercial | USHP | Ducted CEE Tier 1
215940795 | Central HP <5.4 tons | BRYANT HEATING AND COOLING SYSTEMS | HRCU-A-CB (Split System: Heat Pump with Remote Outdoor Unit-Air-Source) | 293VAN036**AA* |  |  | CVAVA4924XMA*+UI | 987TA66120C24*** | 35600 | 22 | 8.5 | 38500 | 28400 | 73.77% | 2.04 | 0 | 12.5 |  |  |  |  | R-454B | 2.9667 | Residential & Commercial | USHP | Ducted CEE Tier 1
216056364 | Central HP <5.4 tons | YORK | HRCU-A-CB (Split System: Heat Pump with Remote Outdoor Unit-Air-Source) | HH824E2S11 | ASPEN |  | D(A,C,E)24B3K+TDR | Y81E080B12SMPS1 | 22000 | 18 | 8.5 | 22600 | 18500 | 81.86% | 2 | 0 | 12 |  |  |  |  | R-454B | 1.8333 | Residential & Commercial | USHP | Ducted CEE Tier 1
216056397 | Central HP <5.4 tons | YORK | HRCU-A-CB (Split System: Heat Pump with Remote Outdoor Unit-Air-Source) | HH824E2S11 | ASPEN |  | D(A,C,E)24B3K+TDR | YPLC080B12MP13 | 22000 | 17 | 8.1 | 22600 | 17700 | 78.32% | 2 | 0 | 12 |  |  |  |  | R-454B | 1.8333 | Residential & Commercial | USHP | Ducted CEE Tier 1
216056732 | Central HP <5.4 tons | YORK | HRCU-A-CB (Split System: Heat Pump with Remote Outdoor Unit-Air-Source) | HH860E2S11 | ASPEN |  | C(A,C,D,E)48A3K+TDR | TM8Y120C20MP11 | 40000 | 17.5 | 8.1 | 44500 | 33800 | 75.96% | 2 | 0 | 11.2 |  |  |  |  | R-454B | 3.3333 | Residential & Commercial | USHP | Ducted CEE Tier 1
216056748 | Central HP <5.4 tons | YORK | HRCU-A-CB (Split System: Heat Pump with Remote Outdoor Unit-Air-Source) | HH860E2S11 | ASPEN |  | C(A,C,D,E)48A3K+TDR | TMLE100C16MP11 | 40000 | 17.5 | 8.1 | 45000 | 34200 | 76% | 2 | 0 | 10.5 |  |  |  |  | R-454B | 3.3333 | Residential & Commercial | USHP | Ducted CEE Tier 1
216056765 | Central HP <5.4 tons | YORK | HRCU-A-CB (Split System: Heat Pump with Remote Outdoor Unit-Air-Source) | HH860E2S11 | ASPEN |  | C(A,C,D,E)48A3K+TDR | Y91E080C16SMPS1 | 40500 | 17.5 | 8.1 | 46500 | 33800 | 72.69% | 2 | 0 | 11.2 |  |  |  |  | R-454B | 3.375 | Residential & Commercial | USHP | Ducted CEE Tier 1
216056766 | Central HP <5.4 tons | YORK | HRCU-A-CB (Split System: Heat Pump with Remote Outdoor Unit-Air-Source) | HH860E2S11 | ASPEN |  | C(A,C,D,E)48A3K+TDR | Y91E080C20SMPS1 | 40500 | 17.5 | 8.1 | 46000 | 33400 | 72.61% | 2 | 0 | 11.2 |  |  |  |  | R-454B | 3.375 | Residential & Commercial | USHP | Ducted CEE Tier 1
213205887 | Central HP <5.4 tons | CARRIER | HRCU-A-CB (Split System: Heat Pump with Remote Outdoor Unit-Air-Source) | 38MURAQ24AA3* | ASPEN |  | D(A,C,E)30B34+TDR | 58S(B,C)*A090E21**20 | 23800 | 16 | 8.5 | 25800 | 22800 | 88.37% | 2.92 | 0 | 9.5 |  |  |  |  | R-410A | 1.9833 | Residential & Commercial | USHP
213205950 | Central HP <5.4 tons | CARRIER | HRCU-A-CB (Split System: Heat Pump with Remote Outdoor Unit-Air-Source) | 38MURAQ24AA3* | ASPEN |  | D(A,C,E)30C44+TDR | 58TP*A090V21**20 | 23800 | 16 | 8.1 | 25200 | 22400 | 88.89% | 2.98 | 0 | 9.5 |  |  |  |  | R-410A | 1.9833 | Residential & Commercial | USHP
213206017 | Central HP <5.4 tons | CARRIER | HRCU-A-CB (Split System: Heat Pump with Remote Outdoor Unit-Air-Source) | 38MURAQ24AA3* | ASPEN |  | D(A,C,E)24B44+TDR | 59SC2D080E17**16 | 23800 | 16.5 | 8.1 | 25400 | 22600 | 88.98% | 2.91 | 0 | 9.5 |  |  |  |  | R-410A | 1.9833 | Residential & Commercial | USHP
213206034 | Central HP <5.4 tons | CARRIER | HRCU-A-CB (Split System: Heat Pump with Remote Outdoor Unit-Air-Source) | 38MURAQ24AA3* | ASPEN |  | D(A,C,E)30C44+TDR | 59SC2D080E21**20 | 23800 | 16 | 8.5 | 26000 | 23000 | 88.46% | 2.91 | 0 | 9.5 |  |  |  |  | R-410A | 1.9833 | Residential & Commercial | USHP
213206171 | Central HP <5.4 tons | CARRIER | HRCU-A-CB (Split System: Heat Pump with Remote Outdoor Unit-Air-Source) | 38MURAQ24AA3* | ASPEN |  | D(A,C,E)30C44+TDR | 59TP6B060V17**14 | 23800 | 15.5 | 8.1 | 25600 | 22400 | 87.5% | 2.89 | 0 | 9.5 |  |  |  |  | R-410A | 1.9833 | Residential & Commercial | USHP
213206219 | Central HP <5.4 tons | CARRIER | HRCU-A-CB (Split System: Heat Pump with Remote Outdoor Unit-Air-Source) | 38MURAQ24AA3* | ASPEN |  | D(A,C,E)30C44+TDR | 59TP6B100V21**22 | 23800 | 16.5 | 8.1 | 24800 | 22200 | 89.52% | 2.89 | 0 | 10 |  |  |  |  | R-410A | 1.9833 | Residential & Commercial | USHP | Ducted CEE Tier 1
214421483 | Central HP <5.4 tons | TRANE | HRCU-A-CB (Split System: Heat Pump with Remote Outdoor Unit-Air-Source) | 4TWV0X60A1 | ADP |  | V,T60H245P189+P0V0D000M50SC+RP | 0 | 53500 | 19 | 8.2 | 49500 | 38500 | 77.78% | 1.75 | 0 | 12 |  |  |  |  | R-410A | 4.4583 | Residential & Commercial | USHP | Ducted CEE Tier 1
212290956 | Central HP <5.4 tons | GOETTL | HRCU-A-CB (Split System: Heat Pump with Remote Outdoor Unit-Air-Source) | ASZS601810A* |  |  | CA*EA1818*4A* | A*VM970603BNB* | 16600 | 17.5 | 8.5 | 17400 | 13000 | 74.71% | 2.1 | 0 | 10.9 |  |  |  |  | R-410A | 1.3833 | Residential & Commercial | USHP | Ducted CEE Tier 1
212290958 | Central HP <5.4 tons | GOETTL | HRCU-A-CB (Split System: Heat Pump with Remote Outdoor Unit-Air-Source) | ASZS601810A* |  |  | CA*EA1818*4A* | A*VC800804C*A* | 16600 | 17.5 | 8.5 | 17400 | 13000 | 74.71% | 2.1 | 0 | 10.9 |  |  |  |  | R-410A | 1.3833 | Residential & Commercial | USHP | Ducted CEE Tier 1
213778884 | Central HP <5.4 tons | TEMPSTAR | HRCU-A-CB (Split System: Heat Pump with Remote Outdoor Unit-Air-Source) | TVH837GKA** |  |  | EA*4X36L21A*+WALLCON | *97CMN0601714B* | 31200 | 16.5 | 8.1 | 33200 | 24600 | 74.1% | 1.82 | 0 | 10.5 |  |  |  |  | R-410A | 2.6 | Residential & Commercial | USHP | Ducted CEE Tier 1
213778984 | Central HP <5.4 tons | TEMPSTAR | HRCU-A-CB (Split System: Heat Pump with Remote Outdoor Unit-Air-Source) | TVH837GKA** |  |  | EA*4X37L21A*+WALLCON | *80CTL1102120B* | 33000 | 17 | 8.5 | 32800 | 25000 | 76.22% | 1.98 | 0 | 11.5 |  |  |  |  | R-410A | 2.75 | Residential & Commercial | USHP | Ducted CEE Tier 1
215351203 | Central HP <5.4 tons | CARRIER | HRCU-A-CB (Split System: Heat Pump with Remote Outdoor Unit-Air-Source) | 38MURAQ24AB3 | ADP |  | SM2925 | 0 | 23000 | 16 | 8.9 | 23200 | 19600 | 84.48% | 1.86 | 0 | 10.5 |  |  |  |  | R-410A | 1.9167 | Residential & Commercial | USHP | Ducted CEE Tier 1
214665264 | Central HP <5.4 tons | CARRIER | HRCU-A-CB (Split System: Heat Pump with Remote Outdoor Unit-Air-Source) | 38MURAQ18AB3 | ADP |  | SK1925 | 0 | 16200 | 16 | 8.4 | 16900 | 14500 | 85.8% | 1.98 | 0 | 11 |  |  |  |  | R-410A | 1.35 | Residential & Commercial | USHP | Ducted CEE Tier 1
216436714 | Central HP <5.4 tons | MIDEA | HRCU-A-CB (Split System: Heat Pump with Remote Outdoor Unit-Air-Source) | MOVA-36HDN1-M20G | ASPEN |  | L(E,F)W36B4 | 0 | 21800 | 18 | 8.5 | 23600 | 17600 | 74.58% | 2 | 0 | 11.7 |  |  |  |  | R-410A | 1.8167 | Residential & Commercial | USHP | Ducted CEE Tier 1
216056572 | Central HP <5.4 tons | YORK | HRCU-A-CB (Split System: Heat Pump with Remote Outdoor Unit-Air-Source) | HH824E2S11 | ASPEN |  | D(A,C,E)36A4K+TDR | TM8Y060A12MP11 | 21000 | 17.5 | 9 | 22800 | 18400 | 80.7% | 2 | 0 | 10.5 |  |  |  |  | R-454B | 1.75 | Residential & Commercial | USHP | Ducted CEE Tier 1
215940515 | Central HP <5.4 tons | BRYANT HEATING AND COOLING SYSTEMS | HRCU-A-CB (Split System: Heat Pump with Remote Outdoor Unit-Air-Source) | 293VAN036**AA* |  |  | CVAVA3621XMA*+UI | 83*CB36040C17*** | 34600 | 21 | 8.5 | 38500 | 28000 | 72.73% | 2.06 | 0 | 12 |  |  |  |  | R-454B | 2.8833 | Residential & Commercial | USHP | Ducted CEE Tier 1
213613895 | Central HP <5.4 tons | CARRIER | HRCU-A-C (Split System: Heat Pump with Remote Outdoor Unit with No Indoor Fan --Air Source) | 38MURAQ30AB3 | ADP |  | CDP30A14P+TD | 0 | 28600 | 15.2 | 9.05 | 31000 | 26600 | 85.81% | 1.76 | 0 | 10 |  |  |  |  | R-410A | 2.3833 | Residential & Commercial | USHP | Ducted CEE Tier 1
215425643 | Central HP <5.4 tons | YORK | HRCU-A-CB (Split System: Heat Pump with Remote Outdoor Unit-Air-Source) | HH860E2S11 | ADP |  | H,YE74*60+TXV | YP9C120D20MP13 | 53000 | 19 | 8.5 | 52500 | 39000 | 74.29% | 2 | 0 | 11 |  |  |  |  | R-454B | 4.4167 | Residential & Commercial | USHP | Ducted CEE Tier 1
216056466 | Central HP <5.4 tons | YORK | HRCU-A-CB (Split System: Heat Pump with Remote Outdoor Unit-Air-Source) | HH824E2S11 | ASPEN |  | D(A,C,E)24B4K+TDR | TM9E040A10MP12 | 21000 | 17 | 9 | 23000 | 18100 | 78.7% | 2 | 0 | 10.5 |  |  |  |  | R-454B | 1.75 | Residential & Commercial | USHP | Ducted CEE Tier 1
216056493 | Central HP <5.4 tons | YORK | HRCU-A-CB (Split System: Heat Pump with Remote Outdoor Unit-Air-Source) | HH824E2S11 | ASPEN |  | D(A,C,E)24B4K+TDR | Y91E080B12SMPS1 | 22600 | 17 | 8.5 | 22800 | 18100 | 79.39% | 2 | 0 | 12 |  |  |  |  | R-454B | 1.8833 | Residential & Commercial | USHP | Ducted CEE Tier 1
212987008 | Central HP <5.4 tons | BRYANT HEATING AND COOLING SYSTEMS | HRCU-A-CB (Split System: Heat Pump with Remote Outdoor Unit-Air-Source) | 38MURAQ18AB3* |  |  | CAP**2517AL* | 916SA36060M14*** | 17800 | 16.5 | 8.1 | 17700 | 17700 | 100% | 2.14 | 0 | 10.5 |  |  |  |  | R-410A | 1.4833 | Residential & Commercial | USHP | Ducted CEE Tier 1
212988794 | Central HP <5.4 tons | BRYANT HEATING AND COOLING SYSTEMS | HRCU-A-CB (Split System: Heat Pump with Remote Outdoor Unit-Air-Source) | 38MURAQ18AB3* |  |  | CAP**2517AL* | 935SB36040M17*** | 17700 | 16.5 | 8.1 | 17700 | 17800 | 100.6% | 2.14 | 0 | 10.5 |  |  |  |  | R-410A | 1.475 | Residential & Commercial | USHP | Ducted CEE Tier 1
211168136 | Central HP <5.4 tons | AMERICAN STANDARD | HRCU-A-CB (Split System: Heat Pump with Remote Outdoor Unit-Air-Source) | 4A6V0X24A1 | ASPEN |  | 4PXFH003AZ3+TDR | *DD2B060ACV3 | 23400 | 18.5 | 8.5 | 20000 | 19400 | 97% | 2.46 | 0 | 12.5 |  |  |  |  | R-410A | 1.95 | Residential & Commercial | USHP | Ducted CEE Tier 1
213796334 | Central HP <5.4 tons | CARRIER | HRCU-A-C (Split System: Heat Pump with Remote Outdoor Unit with No Indoor Fan --Air Source) | 38MURAQ30AB3 | ADP |  | C36A***L139+CBPE4B* | 0 | 30000 | 15.2 | 9.35 | 31200 | 26600 | 85.26% | 1.8 | 0 | 10.5 |  |  |  |  | R-410A | 2.5 | Residential & Commercial | USHP | Ducted CEE Tier 1
216056735 | Central HP <5.4 tons | YORK | HRCU-A-CB (Split System: Heat Pump with Remote Outdoor Unit-Air-Source) | HH860E2S11 | ASPEN |  | C(A,C,D,E)48A3K+TDR | TM9E100C16MP12 | 40000 | 17.5 | 8.1 | 45500 | 34400 | 75.6% | 2 | 0 | 10.5 |  |  |  |  | R-454B | 3.3333 | Residential & Commercial | USHP | Ducted CEE Tier 1
212623877 | Central HP <5.4 tons | COLEMAN | HRCU-A-CB (Split System: Heat Pump with Remote Outdoor Unit-Air-Source) | HMH72B341 | ASPEN |  | C(A,C,D,E)36B24+TDR | TP9C060B12MP13 | 29400 | 16.7 | 8.1 | 34000 | 27800 | 81.76% | 2.42 | 0 | 9 |  |  |  |  | R-410A | 2.45 | Residential & Commercial | USHP
213608457 | Central HP <5.4 tons | CARRIER | HRCU-A-C (Split System: Heat Pump with Remote Outdoor Unit with No Indoor Fan --Air Source) | 38MURAQ18AB3 | ADP |  | H,PG21924+TD | 0 | 17700 | 16 | 8.85 | 17100 | 14600 | 85.38% | 2.06 | 0 | 11.5 |  |  |  |  | R-410A | 1.475 | Residential & Commercial | USHP | Ducted CEE Tier 1
214776835 | Central HP <5.4 tons | YORK | HRCU-A-CB (Split System: Heat Pump with Remote Outdoor Unit-Air-Source) | HH860E2S11 | ADP |  | CV481**C+TXV | YPLC080C16MP13 | 42500 | 17 | 8.3 | 42000 | 32800 | 78.1% | 1.96 | 0 | 11 |  |  |  |  | R-454B | 3.5417 | Residential & Commercial | USHP | Ducted CEE Tier 1
214776846 | Central HP <5.4 tons | YORK | HRCU-A-CB (Split System: Heat Pump with Remote Outdoor Unit-Air-Source) | HH860E2S11 | ADP |  | CV603**A+TXV | YPLC080C16MP13 | 43500 | 18 | 8.5 | 42000 | 32800 | 78.1% | 2 | 0 | 11.7 |  |  |  |  | R-454B | 3.625 | Residential & Commercial | USHP | Ducted CEE Tier 1
214776851 | Central HP <5.4 tons | YORK | HRCU-A-CB (Split System: Heat Pump with Remote Outdoor Unit-Air-Source) | HH860E2S11 | ADP |  | CH600C*C+TXV | YPLC100C20MP13 | 52000 | 18 | 8.3 | 52000 | 38500 | 74.04% | 1.96 | 0 | 10.5 |  |  |  |  | R-454B | 4.3333 | Residential & Commercial | USHP | Ducted CEE Tier 1
214777210 | Central HP <5.4 tons | YORK | HRCU-A-CB (Split System: Heat Pump with Remote Outdoor Unit-Air-Source) | HH860E2S11 | ADP |  | CV602C*A+TXV | TMLE080C16MP11 | 44500 | 18 | 8.5 | 43500 | 33800 | 77.7% | 2 | 0 | 11 |  |  |  |  | R-454B | 3.7083 | Residential & Commercial | USHP | Ducted CEE Tier 1
213613865 | Central HP <5.4 tons | CARRIER | HRCU-A-C (Split System: Heat Pump with Remote Outdoor Unit with No Indoor Fan --Air Source) | 38MURAQ30AB3 | ADP |  | H,PE32936+TD | 0 | 29000 | 15.2 | 9.2 | 31200 | 26600 | 85.26% | 1.78 | 0 | 10 |  |  |  |  | R-410A | 2.4167 | Residential & Commercial | USHP | Ducted CEE Tier 1
214776721 | Central HP <5.4 tons | YORK | HRCU-A-CB (Split System: Heat Pump with Remote Outdoor Unit-Air-Source) | HH860E2S11 | ADP |  | CX601C*35+TXV | TMLV120C20MP12 | 53000 | 19 | 8.5 | 52000 | 38500 | 74.04% | 2 | 0 | 11 |  |  |  |  | R-454B | 4.4167 | Residential & Commercial | USHP | Ducted CEE Tier 1
214776726 | Central HP <5.4 tons | YORK | HRCU-A-CB (Split System: Heat Pump with Remote Outdoor Unit-Air-Source) | HH860E2S11 | ADP |  | CV602D*A+TXV | TMLV120C20MP12 | 53000 | 19 | 8.5 | 52000 | 38500 | 74.04% | 2 | 0 | 11 |  |  |  |  | R-454B | 4.4167 | Residential & Commercial | USHP | Ducted CEE Tier 1
214776762 | Central HP <5.4 tons | YORK | HRCU-A-CB (Split System: Heat Pump with Remote Outdoor Unit-Air-Source) | HH860E2S11 | ADP |  | CH600D*C+TXV | Y81E100C20SMPS1 | 51500 | 18 | 8.3 | 51500 | 38000 | 73.79% | 1.96 | 0 | 11 |  |  |  |  | R-454B | 4.2917 | Residential & Commercial | USHP | Ducted CEE Tier 1
214776776 | Central HP <5.4 tons | YORK | HRCU-A-CB (Split System: Heat Pump with Remote Outdoor Unit-Air-Source) | HH860E2S11 | ADP |  | CH600D*C+TXV | Y81E120C20SMPS1 | 51000 | 18 | 8.3 | 51500 | 38000 | 73.79% | 1.96 | 0 | 11 |  |  |  |  | R-454B | 4.25 | Residential & Commercial | USHP | Ducted CEE Tier 1
214776794 | Central HP <5.4 tons | YORK | HRCU-A-CB (Split System: Heat Pump with Remote Outdoor Unit-Air-Source) | HH860E2S11 | ADP |  | CV482**C+TXV | YP9C080C16MP13 | 43000 | 17 | 8.4 | 42000 | 33000 | 78.57% | 1.98 | 0 | 10.5 |  |  |  |  | R-454B | 3.5833 | Residential & Commercial | USHP | Ducted CEE Tier 1
212632740 | Central HP <5.4 tons | LENNOX | HRCU-A-CB (Split System: Heat Pump with Remote Outdoor Unit-Air-Source) | SL25XPV-036-230A** | ADP |  | LD24/35Y9 | SL280DF090V60C* | 33400 | 20 | 8.7 | 34400 | 28800 | 83.72% | 1.76 | 0 | 13 |  |  |  |  | R-410A | 2.7833 | Residential & Commercial | USHP | Ducted CEE Tier 1
212632741 | Central HP <5.4 tons | LENNOX | HRCU-A-CB (Split System: Heat Pump with Remote Outdoor Unit-Air-Source) | SL25XPV-036-230A** | ADP |  | LD30/36Z9 | SL280DF090V60C* | 33400 | 20 | 8.7 | 34400 | 28800 | 83.72% | 1.76 | 0 | 13 |  |  |  |  | R-410A | 2.7833 | Residential & Commercial | USHP | Ducted CEE Tier 1
205751214 | Central HP <5.4 tons | DAY & NIGHT | HRCU-A-CB (Split System: Heat Pump with Remote Outdoor Unit-Air-Source) | CVH837GKA** |  |  | EA*4X43L21A*+WALLCON | *96CTN1002122A* | 33000 | 17.5 | 8.5 | 33000 | 25200 | 76.36% | 2 | 12 | 11.7 |  |  |  |  | R-410A | 2.75 | Residential & Commercial | USHP | Ducted CEE Tier 1
213286699 | Central HP <5.4 tons | DAY & NIGHT | HRCU-A-CB (Split System: Heat Pump with Remote Outdoor Unit-Air-Source) | DLCURAH24ABK | ADP |  | CE2403A+TXV | 0 | 23800 | 17 | 8.85 | 25600 | 25400 | 99.22% | 2.14 | 0 | 10 |  |  |  |  | R-410A | 1.9833 | Residential & Commercial | USHP | Ducted CEE Tier 1
212632756 | Central HP <5.4 tons | LENNOX | HRCU-A-CB (Split System: Heat Pump with Remote Outdoor Unit-Air-Source) | SL25XPV-036-230A** | ADP |  | LD30/36Y9 | SLP99DF090XV36C* | 33400 | 21 | 8.7 | 34400 | 29000 | 84.3% | 1.76 | 0 | 13 |  |  |  |  | R-410A | 2.7833 | Residential & Commercial | USHP | Ducted CEE Tier 1
212632758 | Central HP <5.4 tons | LENNOX | HRCU-A-CB (Split System: Heat Pump with Remote Outdoor Unit-Air-Source) | SL25XPV-036-230A** | ADP |  | LD31/36Y9 | SLP99DF090XV36C* | 33400 | 21 | 8.7 | 34400 | 29000 | 84.3% | 1.76 | 0 | 13 |  |  |  |  | R-410A | 2.7833 | Residential & Commercial | USHP | Ducted CEE Tier 1
206135718 | Central HP <5.4 tons | DAY & NIGHT | HRCU-A-CB (Split System: Heat Pump with Remote Outdoor Unit-Air-Source) | CVH837GKA** |  |  | EA*4X42L24A*+WALLCON | *80CSU1002120A* | 31800 | 17 | 8.1 | 33200 | 24400 | 73.49% | 1.88 | 11.5 | 11 |  |  |  |  | R-410A | 2.65 | Residential & Commercial | USHP | Ducted CEE Tier 1
216056814 | Central HP <5.4 tons | YORK | HRCU-A-CB (Split System: Heat Pump with Remote Outdoor Unit-Air-Source) | HH860E2S11 | ASPEN |  | C(A,C,D,E)60A3K+TDR | TM8Y120C20MP11 | 41000 | 17.5 | 8.1 | 44500 | 33800 | 75.96% | 2 | 0 | 11.5 |  |  |  |  | R-454B | 3.4167 | Residential & Commercial | USHP | Ducted CEE Tier 1
216056897 | Central HP <5.4 tons | YORK | HRCU-A-CB (Split System: Heat Pump with Remote Outdoor Unit-Air-Source) | HH860E2S11 | ASPEN |  | D(A,C,E)60A3K+TDR | YPLC080C16MP13 | 40500 | 17 | 8.5 | 44000 | 33400 | 75.91% | 2 | 0 | 11 |  |  |  |  | R-454B | 3.375 | Residential & Commercial | USHP | Ducted CEE Tier 1
214574469 | Central HP <5.4 tons | BRYANT HEATING AND COOLING SYSTEMS | HRCU-A-CB (Split System: Heat Pump with Remote Outdoor Unit-Air-Source) | 288BNV037*0**B* |  |  | CNPV*3621AL*+UI | 935CB66100C21*** | 31400 | 17 | 8.1 | 33000 | 24000 | 72.73% | 1.84 | 0 | 11 |  |  |  |  | R-410A | 2.6167 | Residential & Commercial | USHP | Ducted CEE Tier 1
214271774 | Central HP <5.4 tons | CARRIER | HRCU-A-CB (Split System: Heat Pump with Remote Outdoor Unit-Air-Source) | 25VNA448A*031* | ADP |  | V,C48H210P169 | 58TN*B110C21**20 | 44000 | 21 | 9.5 | 43500 | 35600 | 81.84% | 2.36 | 0 | 11.7 |  |  |  |  | R-410A | 3.6667 | Residential & Commercial | USHP | Ducted CEE Tier 1
215940965 | Central HP <5.4 tons | BRYANT HEATING AND COOLING SYSTEMS | HRCU-A-CB (Split System: Heat Pump with Remote Outdoor Unit-Air-Source) | 293VAN048**AA* |  |  | CAA**4821AM*+UI | 987TA42080C17*** | 43000 | 20 | 9.5 | 48500 | 37400 | 77.11% | 2 | 0 | 10.5 |  |  |  |  | R-454B | 3.5833 | Residential & Commercial | USHP | Ducted CEE Tier 1
215674975 | Central HP <5.4 tons | TEMPSTAR | HRCU-A-CB (Split System: Heat Pump with Remote Outdoor Unit-Air-Source) | T5H0V48*K*AAA* |  |  | ESH5X48M12A*+WALLCON | *97CMN0602120B* | 44500 | 16 | 8.5 | 49500 | 34800 | 70.3% | 1.92 | 0 | 9 |  |  |  |  | R-454B | 3.7083 | Residential & Commercial | USHP
215675162 | Central HP <5.4 tons | TEMPSTAR | HRCU-A-CB (Split System: Heat Pump with Remote Outdoor Unit-Air-Source) | T5H0V48*K*AAA* |  |  | ESH5X60M12A*+WALLCON | *80CTL0451712B* | 45000 | 15.5 | 8.5 | 48500 | 34600 | 71.34% | 1.94 | 0 | 9 |  |  |  |  | R-454B | 3.75 | Residential & Commercial | USHP
213752172 | Central HP <5.4 tons | CARRIER | HRCU-A-CB (Split System: Heat Pump with Remote Outdoor Unit-Air-Source) | 38MURAQ24AA3* | ASPEN |  | D(A,C,E)30C44+TDR | 58S(B,C)*B070M14**12 | 23600 | 16.5 | 8.1 | 24800 | 22400 | 90.32% | 2.9 | 0 | 9.5 |  |  |  |  | R-410A | 1.9667 | Residential & Commercial | USHP
213752189 | Central HP <5.4 tons | CARRIER | HRCU-A-CB (Split System: Heat Pump with Remote Outdoor Unit-Air-Source) | 38MURAQ24AA3* | ASPEN |  | D(A,C,E)36B34+TDR | 58S(B,C)*B070M17**12 | 23600 | 16.5 | 8.1 | 24600 | 22200 | 90.24% | 2.87 | 0 | 9 |  |  |  |  | R-410A | 1.9667 | Residential & Commercial | USHP
212632691 | Central HP <5.4 tons | LENNOX | HRCU-A-CB (Split System: Heat Pump with Remote Outdoor Unit-Air-Source) | SL25XPV-024-230A** | ADP |  | LD19/25Y9 | SLP99DF090XV36C* | 21400 | 20 | 9.3 | 20000 | 18200 | 91% | 1.76 | 0 | 11.7 |  |  |  |  | R-410A | 1.7833 | Residential & Commercial | USHP | Ducted CEE Tier 1
213779204 | Central HP <5.4 tons | TEMPSTAR | HRCU-A-CB (Split System: Heat Pump with Remote Outdoor Unit-Air-Source) | TVH837GKA** |  |  | EA*4X42L24A*+WALLCON | *80CTL1352422B* | 31800 | 17 | 8.1 | 33000 | 24200 | 73.33% | 1.88 | 0 | 11 |  |  |  |  | R-410A | 2.65 | Residential & Commercial | USHP | Ducted CEE Tier 1
213779234 | Central HP <5.4 tons | TEMPSTAR | HRCU-A-CB (Split System: Heat Pump with Remote Outdoor Unit-Air-Source) | TVH837GKA** |  |  | EA*4X42L24A*+WALLCON | *96CTN1002122B* | 31800 | 17 | 8.1 | 33000 | 24200 | 73.33% | 1.88 | 0 | 11 |  |  |  |  | R-410A | 2.65 | Residential & Commercial | USHP | Ducted CEE Tier 1
213779284 | Central HP <5.4 tons | TEMPSTAR | HRCU-A-CB (Split System: Heat Pump with Remote Outdoor Unit-Air-Source) | TVH837GKA** |  |  | EA*4X43L21A*+WALLCON | *80CTL0902120B* | 32800 | 17 | 8.5 | 32600 | 25000 | 76.69% | 1.98 | 0 | 11.5 |  |  |  |  | R-410A | 2.7333 | Residential & Commercial | USHP | Ducted CEE Tier 1
213779354 | Central HP <5.4 tons | TEMPSTAR | HRCU-A-CB (Split System: Heat Pump with Remote Outdoor Unit-Air-Source) | TVH837GKA** |  |  | EA*4X43L21A*+WALLCON | *96CTN0801714B* | 32800 | 17 | 8.5 | 32800 | 25200 | 76.83% | 1.96 | 0 | 11 |  |  |  |  | R-410A | 2.7333 | Residential & Commercial | USHP | Ducted CEE Tier 1
213367733 | Central HP <5.4 tons | YORK | HRCU-A-CB (Split System: Heat Pump with Remote Outdoor Unit-Air-Source) | HMH72B361 | ASPEN |  | C(A,C,D,E)36C24+TDR | Y81E080C20SMPS1 | 31400 | 16.4 | 8.1 | 36000 | 26400 | 73.33% | 2.83 | 0 | 8.5 |  |  |  |  | R-410A | 2.6167 | Residential & Commercial | USHP
216440543 | Central HP <5.4 tons | AMERICAN STANDARD | HRCU-A-CB (Split System: Heat Pump with Remote Outdoor Unit-Air-Source) | 5A6V0X60A1 |  |  | 5TXCD010AS3 | S9V2D120U5PSC+LRP | 53000 | 18.8 | 9.4 | 53500 | 38000 | 71.03% | 2 | 0 | 10.5 |  |  |  |  | R-454B | 4.4167 | Residential & Commercial | USHP | Ducted CEE Tier 1
216440557 | Central HP <5.4 tons | AMERICAN STANDARD | HRCU-A-CB (Split System: Heat Pump with Remote Outdoor Unit-Air-Source) | 5A6V0X60A1 |  |  | 5TXCD010AS3 | S9V2D120U5VSB+LRP | 53000 | 18.8 | 9.4 | 53500 | 38000 | 71.03% | 2 | 0 | 10.5 |  |  |  |  | R-454B | 4.4167 | Residential & Commercial | USHP | Ducted CEE Tier 1
216056691 | Central HP <5.4 tons | YORK | HRCU-A-CB (Split System: Heat Pump with Remote Outdoor Unit-Air-Source) | HH836E2S11 | ASPEN |  | C(A,C,D,E)48A3K+TDR | TMLV100C16MP12 | 31200 | 18 | 8.1 | 31200 | 25400 | 81.41% | 2 | 0 | 10.5 |  |  |  |  | R-454B | 2.6 | Residential & Commercial | USHP | Ducted CEE Tier 1
213752241 | Central HP <5.4 tons | CARRIER | HRCU-A-CB (Split System: Heat Pump with Remote Outdoor Unit-Air-Source) | 38MURAQ24AA3* | ASPEN |  | D(A,C,E)30C44+TDR | 58S(B,C)*B090M21**16 | 23600 | 16.5 | 8.1 | 24600 | 22000 | 89.43% | 2.86 | 0 | 9 |  |  |  |  | R-410A | 1.9667 | Residential & Commercial | USHP
213752257 | Central HP <5.4 tons | CARRIER | HRCU-A-CB (Split System: Heat Pump with Remote Outdoor Unit-Air-Source) | 38MURAQ24AA3* | ASPEN |  | D(A,C,E)24B44+TDR | 58S(B,C)*B110M21**20 | 23400 | 16.5 | 8.1 | 24800 | 22200 | 89.52% | 2.88 | 0 | 9 |  |  |  |  | R-410A | 1.95 | Residential & Commercial | USHP
206135818 | Central HP <5.4 tons | DAY & NIGHT | HRCU-A-CB (Split System: Heat Pump with Remote Outdoor Unit-Air-Source) | CVH837GKA** |  |  | EA*4X48L24A*+WALLCON | *80CSU1002120A* | 32200 | 17 | 8.1 | 32600 | 25000 | 76.69% | 1.96 | 12 | 11 |  |  |  |  | R-410A | 2.6833 | Residential & Commercial | USHP | Ducted CEE Tier 1
206136336 | Central HP <5.4 tons | DAY & NIGHT | HRCU-A-CB (Split System: Heat Pump with Remote Outdoor Unit-Air-Source) | CVH837GKA** |  |  | EHD4X42AAL+WALLCON | *95CSU0802120A* | 32600 | 17 | 8.1 | 33000 | 24800 | 75.15% | 1.96 | 11.5 | 11 |  |  |  |  | R-410A | 2.7167 | Residential & Commercial | USHP | Ducted CEE Tier 1
215932349 | Central HP <5.4 tons | COMFORTMAKER | HRCU-A-CB (Split System: Heat Pump with Remote Outdoor Unit-Air-Source) | C5H3V36*K*AAA* |  |  | EA*5X42M21A*+WALLCON | *96CTN0801714B* | 32600 | 19.5 | 9.5 | 35200 | 27000 | 76.7% | 2 | 0 | 11 |  |  |  |  | R-454B | 2.7167 | Residential & Commercial | USHP | Ducted CEE Tier 1
215932499 | Central HP <5.4 tons | COMFORTMAKER | HRCU-A-CB (Split System: Heat Pump with Remote Outdoor Unit-Air-Source) | C5H3V36*K*AAA* |  |  | EA*5X48M21A*+WALLCON | *97CMN0802120B* | 33400 | 20 | 9.5 | 34600 | 26400 | 76.3% | 2.02 | 0 | 11.5 |  |  |  |  | R-454B | 2.7833 | Residential & Commercial | USHP | Ducted CEE Tier 1
213312007 | Central HP <5.4 tons | BRYANT HEATING AND COOLING SYSTEMS | HRCU-A-CB (Split System: Heat Pump with Remote Outdoor Unit-Air-Source) | 38MURAQ24AB3* | ADP |  | C36A***L159+CBPE3A* | 0 | 24200 | 18 | 9 | 25000 | 22600 | 90.4% | 1.92 | 0 | 10.5 |  |  |  |  | R-410A | 2.0167 | Residential & Commercial | USHP | Ducted CEE Tier 1
212985336 | Central HP <5.4 tons | BRYANT HEATING AND COOLING SYSTEMS | HRCU-A-CB (Split System: Heat Pump with Remote Outdoor Unit-Air-Source) | 38MURAQ24AB3* |  |  | CAP**3621AL* | 912SE60100M21*** | 23800 | 17.5 | 8.5 | 26200 | 23600 | 90.08% | 1.96 | 0 | 10 |  |  |  |  | R-410A | 1.9833 | Residential & Commercial | USHP | Ducted CEE Tier 1
212985854 | Central HP <5.4 tons | BRYANT HEATING AND COOLING SYSTEMS | HRCU-A-CB (Split System: Heat Pump with Remote Outdoor Unit-Air-Source) | 38MURAQ24AB3* |  |  | CNPV*3017AL* | 916SA30026M14*** | 23400 | 16.5 | 8.1 | 26000 | 24400 | 93.85% | 2.02 | 0 | 10 |  |  |  |  | R-410A | 1.95 | Residential & Commercial | USHP | Ducted CEE Tier 1
215912466 | Central HP <5.4 tons | YORK | HRCU-A-CB (Split System: Heat Pump with Remote Outdoor Unit-Air-Source) | HH860E2S11 | ASPEN |  | D(A,C,E)60A3K+TDR | Y81E100C16SMPS1 | 41000 | 17 | 8.5 | 43500 | 33200 | 76.32% | 2 | 0 | 11.7 |  |  |  |  | R-454B | 3.4167 | Residential & Commercial | USHP | Ducted CEE Tier 1
215912480 | Central HP <5.4 tons | YORK | HRCU-A-CB (Split System: Heat Pump with Remote Outdoor Unit-Air-Source) | HH860E2S11 | ASPEN |  | D(A,C,E)60A3K+TDR | Y81E130D20SMPS1 | 41500 | 18 | 9 | 44500 | 33600 | 75.51% | 2 | 0 | 11.7 |  |  |  |  | R-454B | 3.4583 | Residential & Commercial | USHP | Ducted CEE Tier 1
215912382 | Central HP <5.4 tons | YORK | HRCU-A-CB (Split System: Heat Pump with Remote Outdoor Unit-Air-Source) | HH824E2S11 | ASPEN |  | C(A,C,D,E)24A3K+TDR | TM9V060B12MP12 | 21600 | 17 | 8.1 | 22600 | 18000 | 79.65% | 2 | 0 | 12 |  |  |  |  | R-454B | 1.8 | Residential & Commercial | USHP | Ducted CEE Tier 1
215912432 | Central HP <5.4 tons | YORK | HRCU-A-CB (Split System: Heat Pump with Remote Outdoor Unit-Air-Source) | HH824E2S11 | ASPEN |  | D(A,C,E)36A3K+TDR | YP9C060B12MP13 | 22400 | 17 | 8.1 | 22600 | 18000 | 79.65% | 2 | 0 | 12 |  |  |  |  | R-454B | 1.8667 | Residential & Commercial | USHP | Ducted CEE Tier 1
214776779 | Central HP <5.4 tons | YORK | HRCU-A-CB (Split System: Heat Pump with Remote Outdoor Unit-Air-Source) | HH860E2S11 | ADP |  | CX601C*35+TXV | Y81E120C20SMPS1 | 52500 | 19 | 8.5 | 51500 | 38000 | 73.79% | 2 | 0 | 11.7 |  |  |  |  | R-454B | 4.375 | Residential & Commercial | USHP | Ducted CEE Tier 1
215726688 | Central HP <5.4 tons | YORK | HRCU-A-CB (Split System: Heat Pump with Remote Outdoor Unit-Air-Source) | HH860E2S11 | ADP |  | H,YG86*60+TXV | Y81E100C20SMPS1 | 53000 | 19 | 8.5 | 51500 | 38000 | 73.79% | 2 | 0 | 11.7 |  |  |  |  | R-454B | 4.4167 | Residential & Commercial | USHP | Ducted CEE Tier 1
215726715 | Central HP <5.4 tons | YORK | HRCU-A-CB (Split System: Heat Pump with Remote Outdoor Unit-Air-Source) | HH860E2S11 | ADP |  | H,YG48*60+TXV | Y81E120C20SMPS1 | 52500 | 18 | 8.5 | 51500 | 38000 | 73.79% | 2 | 0 | 11.7 |  |  |  |  | R-454B | 4.375 | Residential & Commercial | USHP | Ducted CEE Tier 1
214574179 | Central HP <5.4 tons | BRYANT HEATING AND COOLING SYSTEMS | HRCU-A-CB (Split System: Heat Pump with Remote Outdoor Unit-Air-Source) | 288BNV037*0**B* |  |  | CAP**6124AL*+UI | 987MC60060C21*** | 33000 | 18 | 8.5 | 32000 | 25000 | 78.12% | 1.98 | 0 | 11.5 |  |  |  |  | R-410A | 2.75 | Residential & Commercial | USHP | Ducted CEE Tier 1
214607173 | Central HP <5.4 tons | LENNOX | HRCU-A-CB (Split System: Heat Pump with Remote Outdoor Unit-Air-Source) | EL22XPV-024-230A** | ADP |  | LD18/36Z9+LEFE3A* | 0 | 22400 | 20 | 8.35 | 20400 | 15600 | 76.47% | 2.18 | 0 | 13 |  |  |  |  | R-410A | 1.8667 | Residential & Commercial | USHP | Ducted CEE Tier 1
216374522 | Central HP <5.4 tons | YORK | HRCU-A-CB (Split System: Heat Pump with Remote Outdoor Unit-Air-Source) | HH860E2S11 |  |  | CTF60C5CGS1 | Y92E100C20SMPS1 | 44500 | 18 | 9 | 45500 | 33000 | 72.53% | 2 | 0 | 11 |  |  |  |  | R-454B | 3.7083 | Residential & Commercial | USHP | Ducted CEE Tier 1
216056725 | Central HP <5.4 tons | YORK | HRCU-A-CB (Split System: Heat Pump with Remote Outdoor Unit-Air-Source) | HH860E2S11 | ASPEN |  | C(A,C,D,E)48A3K+TDR | TM8V080C16MP12 | 39500 | 16.5 | 8.1 | 43500 | 33400 | 76.78% | 2 | 0 | 11.2 |  |  |  |  | R-454B | 3.2917 | Residential & Commercial | USHP | Ducted CEE Tier 1
212362596 | Central HP <5.4 tons | GOETTL | HRCU-A-CB (Split System: Heat Pump with Remote Outdoor Unit-Air-Source) | ASZV903610A* |  |  | CHPF3743C6B*+MBVC1201**-1A*+TXV | 0 | 33400 | 18 | 8.2 | 34000 | 24400 | 71.76% | 1.8 | 0 | 11 |  |  |  |  | R-410A | 2.7833 | Residential & Commercial | USHP | Ducted CEE Tier 1
213296021 | Central HP <5.4 tons | YORK | HRCU-A-CB (Split System: Heat Pump with Remote Outdoor Unit-Air-Source) | HMH72B341 | ASPEN |  | D(A,C,E)36A3G+TXV+TDR | TM8E100B12MP11 | 31600 | 17.9 | 8.4 | 33800 | 27400 | 81.07% | 2.61 | 0 | 9.8 |  |  |  |  | R-410A | 2.6333 | Residential & Commercial | USHP
213296026 | Central HP <5.4 tons | YORK | HRCU-A-CB (Split System: Heat Pump with Remote Outdoor Unit-Air-Source) | HMH72B341 | ASPEN |  | D(A,C,E)36A3G+TXV+TDR | TM8V080C16MP12 | 31600 | 17.5 | 8.4 | 34000 | 27400 | 80.59% | 2.68 | 0 | 9.8 |  |  |  |  | R-410A | 2.6333 | Residential & Commercial | USHP
213296053 | Central HP <5.4 tons | YORK | HRCU-A-CB (Split System: Heat Pump with Remote Outdoor Unit-Air-Source) | HMH72B341 | ASPEN |  | D(A,C,E)36A3G+TXV+TDR | TM9Y100C16MP11 | 32800 | 18 | 8.1 | 33600 | 28200 | 83.93% | 2.61 | 0 | 10 |  |  |  |  | R-410A | 2.7333 | Residential & Commercial | USHP | Ducted CEE Tier 1
213296185 | Central HP <5.4 tons | YORK | HRCU-A-CB (Split System: Heat Pump with Remote Outdoor Unit-Air-Source) | HMH72B341 | ASPEN |  | C(A,C,D,E)36C24+TDR | TM8E060A12MP11 | 30000 | 17.4 | 8.1 | 33800 | 27400 | 81.07% | 2.44 | 0 | 9.5 |  |  |  |  | R-410A | 2.5 | Residential & Commercial | USHP
213296210 | Central HP <5.4 tons | YORK | HRCU-A-CB (Split System: Heat Pump with Remote Outdoor Unit-Air-Source) | HMH72B341 | ASPEN |  | C(A,C,D,E)36C26+TDR | TM8E100C16MP11 | 31400 | 18 | 8.4 | 34000 | 28400 | 83.53% | 2.73 | 0 | 9.9 |  |  |  |  | R-410A | 2.6167 | Residential & Commercial | USHP
213296212 | Central HP <5.4 tons | YORK | HRCU-A-CB (Split System: Heat Pump with Remote Outdoor Unit-Air-Source) | HMH72B341 | ASPEN |  | C(A,C,D,E)48C26+TDR | TM8E100C16MP11 | 32200 | 18 | 8.5 | 34000 | 28400 | 83.53% | 2.75 | 0 | 10 |  |  |  |  | R-410A | 2.6833 | Residential & Commercial | USHP | Ducted CEE Tier 1
213771414 | Central HP <5.4 tons | TEMPSTAR | HRCU-A-CB (Split System: Heat Pump with Remote Outdoor Unit-Air-Source) | TVH825GKA2* |  |  | EA*4X42L24A*+WALLCON | *97CMN1202422B* | 23800 | 16.5 | 8.1 | 21400 | 16600 | 77.57% | 1.96 | 0 | 11 |  |  |  |  | R-410A | 1.9833 | Residential & Commercial | USHP | Ducted CEE Tier 1
206135768 | Central HP <5.4 tons | DAY & NIGHT | HRCU-A-CB (Split System: Heat Pump with Remote Outdoor Unit-Air-Source) | CVH837GKA** |  |  | EA*4X48L21A*+WALLCON | *80CSU0401712A* | 32400 | 17.5 | 8.1 | 32600 | 25000 | 76.69% | 1.96 | 12 | 11 |  |  |  |  | R-410A | 2.7 | Residential & Commercial | USHP | Ducted CEE Tier 1
213500968 | Central HP <5.4 tons | YORK | HRCU-A-CB (Split System: Heat Pump with Remote Outdoor Unit-Air-Source) | YH2F48TB21 | ASPEN |  | D(A,C,E)60B44+TDR | TM9E080C16MP12 | 43000 | 16.1 | 8.3 | 44500 | 31200 | 70.11% | 3.14 | 0 | 11 |  |  |  |  | R-410A | 3.5833 | Residential & Commercial | USHP | Ducted CEE Tier 1
213350121 | Central HP <5.4 tons | YORK | HRCU-A-CB (Split System: Heat Pump with Remote Outdoor Unit-Air-Source) | HMH72B341 | ASPEN |  | D(A,C,E)36B34+TDR | Y81E080B12LMPS1 | 33000 | 18 | 8.2 | 32800 | 29400 | 89.63% | 2.7 | 0 | 9.5 |  |  |  |  | R-410A | 2.75 | Residential & Commercial | USHP
214596055 | Central HP <5.4 tons | CARRIER | HRCU-A-C (Split System: Heat Pump with Remote Outdoor Unit with No Indoor Fan --Air Source) | 38MURAQ18AB3 | ADP |  | H,PG21930+TD | 0 | 17700 | 16 | 8.85 | 17100 | 14600 | 85.38% | 2.06 | 0 | 11.5 |  |  |  |  | R-410A | 1.475 | Residential & Commercial | USHP | Ducted CEE Tier 1
213350154 | Central HP <5.4 tons | YORK | HRCU-A-CB (Split System: Heat Pump with Remote Outdoor Unit-Air-Source) | HMH72B341 | ASPEN |  | C(A,C,D,E)36B34+TDR | Y81E100C16SMPS1 | 32000 | 18 | 8.5 | 33400 | 28400 | 85.03% | 2.7 | 0 | 9.4 |  |  |  |  | R-410A | 2.6667 | Residential & Commercial | USHP
214776812 | Central HP <5.4 tons | YORK | HRCU-A-CB (Split System: Heat Pump with Remote Outdoor Unit-Air-Source) | HH860E2S11 | ADP |  | CV601**C+TXV | YP9C100C20MP13 | 51000 | 18 | 8.35 | 51500 | 38000 | 73.79% | 1.98 | 0 | 10.5 |  |  |  |  | R-454B | 4.25 | Residential & Commercial | USHP | Ducted CEE Tier 1
214776819 | Central HP <5.4 tons | YORK | HRCU-A-CB (Split System: Heat Pump with Remote Outdoor Unit-Air-Source) | HH860E2S11 | ADP |  | CH602**A+TXV | YP9C100C20MP13 | 52000 | 19 | 8.5 | 51500 | 38000 | 73.79% | 2 | 0 | 11 |  |  |  |  | R-454B | 4.3333 | Residential & Commercial | USHP | Ducted CEE Tier 1
214776837 | Central HP <5.4 tons | YORK | HRCU-A-CB (Split System: Heat Pump with Remote Outdoor Unit-Air-Source) | HH860E2S11 | ADP |  | CH604**C+TXV | YPLC080C16MP13 | 43500 | 18 | 8.5 | 42000 | 32800 | 78.1% | 2 | 0 | 11.7 |  |  |  |  | R-454B | 3.625 | Residential & Commercial | USHP | Ducted CEE Tier 1
214776853 | Central HP <5.4 tons | YORK | HRCU-A-CB (Split System: Heat Pump with Remote Outdoor Unit-Air-Source) | HH860E2S11 | ADP |  | CH600D*C+TXV | YPLC100C20MP13 | 51500 | 18 | 8.3 | 52000 | 38500 | 74.04% | 1.96 | 0 | 10.5 |  |  |  |  | R-454B | 4.2917 | Residential & Commercial | USHP | Ducted CEE Tier 1
214776962 | Central HP <5.4 tons | YORK | HRCU-A-CB (Split System: Heat Pump with Remote Outdoor Unit-Air-Source) | HH860E2S11 | ADP |  | CV601**C+TXV+AEF60*XP* | 0 | 52500 | 17 | 8.35 | 51500 | 38000 | 73.79% | 1.98 | 0 | 11.7 |  |  |  |  | R-454B | 4.375 | Residential & Commercial | USHP | Ducted CEE Tier 1
214777205 | Central HP <5.4 tons | YORK | HRCU-A-CB (Split System: Heat Pump with Remote Outdoor Unit-Air-Source) | HH860E2S11 | ADP |  | CV602C*A+TXV | TM9E120D20MP12 | 53000 | 19 | 8.5 | 52500 | 39000 | 74.29% | 2 | 0 | 11 |  |  |  |  | R-454B | 4.4167 | Residential & Commercial | USHP | Ducted CEE Tier 1
213350157 | Central HP <5.4 tons | YORK | HRCU-A-CB (Split System: Heat Pump with Remote Outdoor Unit-Air-Source) | HMH72B341 | ASPEN |  | D(A,C,E)36B34+TDR | Y81E100C16SMPS1 | 32000 | 18 | 8.5 | 33400 | 28400 | 85.03% | 2.7 | 0 | 9.4 |  |  |  |  | R-410A | 2.6667 | Residential & Commercial | USHP
213350170 | Central HP <5.4 tons | YORK | HRCU-A-CB (Split System: Heat Pump with Remote Outdoor Unit-Air-Source) | HMH72B341 | ASPEN |  | C(A,C,D,E)36B34+TDR | Y81E120C16SMPS1 | 33600 | 18 | 8.2 | 32800 | 30000 | 91.46% | 2.76 | 0 | 9.5 |  |  |  |  | R-410A | 2.8 | Residential & Commercial | USHP
213350187 | Central HP <5.4 tons | YORK | HRCU-A-CB (Split System: Heat Pump with Remote Outdoor Unit-Air-Source) | HMH72B341 | ASPEN |  | D(A,C,E)36A34+TDR | Y82E080C16LMPS1 | 33600 | 18.5 | 8.1 | 32600 | 29800 | 91.41% | 2.74 | 0 | 9.5 |  |  |  |  | R-410A | 2.8 | Residential & Commercial | USHP
213350188 | Central HP <5.4 tons | YORK | HRCU-A-CB (Split System: Heat Pump with Remote Outdoor Unit-Air-Source) | HMH72B341 | ASPEN |  | D(A,C,E)36A44+TDR | Y82E080C16LMPS1 | 33600 | 18.5 | 8.3 | 32800 | 29800 | 90.85% | 2.79 | 0 | 9.5 |  |  |  |  | R-410A | 2.8 | Residential & Commercial | USHP
216056504 | Central HP <5.4 tons | YORK | HRCU-A-CB (Split System: Heat Pump with Remote Outdoor Unit-Air-Source) | HH836E2S11 | ASPEN |  | C(A,C,D,E)36B3K+TDR | TM8E100B12MP11 | 30800 | 18 | 8.5 | 31200 | 25400 | 81.41% | 2 | 0 | 10.5 |  |  |  |  | R-454B | 2.5667 | Residential & Commercial | USHP | Ducted CEE Tier 1
216056507 | Central HP <5.4 tons | YORK | HRCU-A-CB (Split System: Heat Pump with Remote Outdoor Unit-Air-Source) | HH836E2S11 | ASPEN |  | C(A,C,D,E)36B3K+TDR | TM8E120C16MP11 | 30600 | 18 | 8.5 | 30200 | 24800 | 82.12% | 2 | 0 | 11 |  |  |  |  | R-454B | 2.55 | Residential & Commercial | USHP | Ducted CEE Tier 1
216056524 | Central HP <5.4 tons | YORK | HRCU-A-CB (Split System: Heat Pump with Remote Outdoor Unit-Air-Source) | HH836E2S11 | ASPEN |  | C(A,C,D,E)36B3K+TDR | TM9V080B12MP12 | 30600 | 18 | 8.5 | 30800 | 25200 | 81.82% | 2 | 0 | 10.5 |  |  |  |  | R-454B | 2.55 | Residential & Commercial | USHP | Ducted CEE Tier 1
216056589 | Central HP <5.4 tons | YORK | HRCU-A-CB (Split System: Heat Pump with Remote Outdoor Unit-Air-Source) | HH836E2S11 | ASPEN |  | D(A,C,E)36A4K+TDR | TM8E100C16MP11 | 31000 | 18 | 8.5 | 31200 | 25200 | 80.77% | 2 | 0 | 10.5 |  |  |  |  | R-454B | 2.5833 | Residential & Commercial | USHP | Ducted CEE Tier 1
212290955 | Central HP <5.4 tons | GOETTL | HRCU-A-CB (Split System: Heat Pump with Remote Outdoor Unit-Air-Source) | ASZS601810A* |  |  | CA*EA1818*4A* | A*VC960603BNB* | 16600 | 17.5 | 8.5 | 17400 | 13000 | 74.71% | 2.1 | 0 | 10.9 |  |  |  |  | R-410A | 1.3833 | Residential & Commercial | USHP | Ducted CEE Tier 1
212307819 | Central HP <5.4 tons | YORK | HRCU-A-CB (Split System: Heat Pump with Remote Outdoor Unit-Air-Source) | YH2F48TB21 | ASPEN |  | C(A,C,D,E)60A34+TDR | TM9V100C20MP12 | 42500 | 15.8 | 8.1 | 44000 | 31200 | 70.91% | 3.05 | 0 | 11.4 |  |  |  |  | R-410A | 3.5417 | Residential & Commercial | USHP | Ducted CEE Tier 1
213608460 | Central HP <5.4 tons | CARRIER | HRCU-A-C (Split System: Heat Pump with Remote Outdoor Unit with No Indoor Fan --Air Source) | 38MURAQ24AB3 | ADP |  | CDP24H15P+TD | 0 | 24000 | 16 | 9.1 | 23200 | 19600 | 84.48% | 1.88 | 0 | 10.5 |  |  |  |  | R-410A | 2 | Residential & Commercial | USHP | Ducted CEE Tier 1
213367725 | Central HP <5.4 tons | YORK | HRCU-A-CB (Split System: Heat Pump with Remote Outdoor Unit-Air-Source) | HMH72B341 | ASPEN |  | C(A,C,D,E)36C24+TDR | YPLC120C20MP13 | 29000 | 15.8 | 8.5 | 32400 | 27400 | 84.57% | 2.68 | 0 | 8.5 |  |  |  |  | R-410A | 2.4167 | Residential & Commercial | USHP
214091993 | Central HP <5.4 tons | YORK | HRCU-A-CB (Split System: Heat Pump with Remote Outdoor Unit-Air-Source) | HMH72B341 | ASPEN |  | D(A,C,E)48B34+TDR | TM8V100C20MP12 | 32000 | 16.5 | 8.5 | 32400 | 27800 | 85.8% | 2.69 | 0 | 8.9 |  |  |  |  | R-410A | 2.6667 | Residential & Commercial | USHP
213608462 | Central HP <5.4 tons | CARRIER | HRCU-A-C (Split System: Heat Pump with Remote Outdoor Unit with No Indoor Fan --Air Source) | 38MURAQ30AB3 | ADP |  | CDP36J15P+TD | 0 | 29400 | 15.2 | 9.35 | 31200 | 26600 | 85.26% | 1.8 | 0 | 10 |  |  |  |  | R-410A | 2.45 | Residential & Commercial | USHP | Ducted CEE Tier 1
206771141 | Central HP <5.4 tons | DAY & NIGHT | HRCU-A-CB (Split System: Heat Pump with Remote Outdoor Unit-Air-Source) | CVH837GKA2* |  |  | EA*4X36L21A*+WALLCON | *96CTN1002122A* | 31600 | 17 | 8.1 | 33200 | 24200 | 72.89% | 1.86 | 11 | 11 |  |  |  |  | R-410A | 2.6333 | Residential & Commercial | USHP | Ducted CEE Tier 1
213206237 | Central HP <5.4 tons | CARRIER | HRCU-A-CB (Split System: Heat Pump with Remote Outdoor Unit-Air-Source) | 38MURAQ24AB3* | ASPEN |  | D(A,C,E)24B44+TDR | 58S(B,C)*A045E17**12 | 23800 | 17 | 8.1 | 26200 | 20200 | 77.1% | 2.92 | 0 | 10 |  |  |  |  | R-410A | 1.9833 | Residential & Commercial | USHP | Ducted CEE Tier 1
213206420 | Central HP <5.4 tons | CARRIER | HRCU-A-CB (Split System: Heat Pump with Remote Outdoor Unit-Air-Source) | 38MURAQ24AB3* | ASPEN |  | D(A,C,E)36C34+TDR | 59SC2D040E17**12 | 23800 | 16 | 8.1 | 26000 | 20400 | 78.46% | 2.86 | 0 | 10 |  |  |  |  | R-410A | 1.9833 | Residential & Commercial | USHP | Ducted CEE Tier 1
213206485 | Central HP <5.4 tons | CARRIER | HRCU-A-CB (Split System: Heat Pump with Remote Outdoor Unit-Air-Source) | 38MURAQ24AB3* | ASPEN |  | D(A,C,E)30C44+TDR | 59SC5B026E14**10 | 23200 | 16.5 | 8.1 | 25800 | 20000 | 77.52% | 2.86 | 0 | 10 |  |  |  |  | R-410A | 1.9333 | Residential & Commercial | USHP | Ducted CEE Tier 1
213885881 | Central HP <5.4 tons | CARRIER | HRCU-A-C (Split System: Heat Pump with Remote Outdoor Unit with No Indoor Fan --Air Source) | 38MURAQ24AB3 | ADP |  | H,PE20924+TD | 0 | 22400 | 15.2 | 8.6 | 23000 | 19600 | 85.22% | 1.8 | 0 | 10 |  |  |  |  | R-410A | 1.8667 | Residential & Commercial | USHP | Ducted CEE Tier 1
213367827 | Central HP <5.4 tons | YORK | HRCU-A-CB (Split System: Heat Pump with Remote Outdoor Unit-Air-Source) | HMH72B341 | ASPEN |  | C(A,C,D,E)36A44+TDR | YPLC100C16MP13 | 32000 | 17.5 | 8.5 | 33800 | 27400 | 81.07% | 2.67 | 0 | 9.9 |  |  |  |  | R-410A | 2.6667 | Residential & Commercial | USHP
215940535 | Central HP <5.4 tons | BRYANT HEATING AND COOLING SYSTEMS | HRCU-A-CB (Split System: Heat Pump with Remote Outdoor Unit-Air-Source) | 293VAN036**AA* |  |  | CVAVA3621XMA*+UI | 987TA42060C17*** | 34000 | 20 | 8.5 | 39500 | 28800 | 72.91% | 2.02 | 0 | 11 |  |  |  |  | R-454B | 2.8333 | Residential & Commercial | USHP | Ducted CEE Tier 1
206771087 | Central HP <5.4 tons | DAY & NIGHT | HRCU-A-CB (Split System: Heat Pump with Remote Outdoor Unit-Air-Source) | CVH837GKA2* |  |  | EA*4X36L21A*+WALLCON | *96CTN0801714A* | 31400 | 17 | 8.1 | 33400 | 24400 | 73.05% | 1.84 | 11 | 11 |  |  |  |  | R-410A | 2.6167 | Residential & Commercial | USHP | Ducted CEE Tier 1
212290961 | Central HP <5.4 tons | GOETTL | HRCU-A-CB (Split System: Heat Pump with Remote Outdoor Unit-Air-Source) | ASZS601810A* |  |  | CA*EA1818*4A* | A*VC960804CNB* | 16600 | 17.5 | 8.5 | 17400 | 13000 | 74.71% | 2.1 | 0 | 10.9 |  |  |  |  | R-410A | 1.3833 | Residential & Commercial | USHP | Ducted CEE Tier 1
212290963 | Central HP <5.4 tons | GOETTL | HRCU-A-CB (Split System: Heat Pump with Remote Outdoor Unit-Air-Source) | ASZS601810A* |  |  | CA*EA2422*4A* | A*VS800604BUA* | 16600 | 17.5 | 8.5 | 17400 | 13000 | 74.71% | 2.1 | 0 | 10.9 |  |  |  |  | R-410A | 1.3833 | Residential & Commercial | USHP | Ducted CEE Tier 1
212290976 | Central HP <5.4 tons | GOETTL | HRCU-A-CB (Split System: Heat Pump with Remote Outdoor Unit-Air-Source) | ASZS601810A* |  |  | CA*EA1818*4A*+MBVC1200**-1A* | 0 | 16600 | 17.5 | 8.5 | 17400 | 13000 | 74.71% | 2.1 | 0 | 10.9 |  |  |  |  | R-410A | 1.3833 | Residential & Commercial | USHP | Ducted CEE Tier 1
212290978 | Central HP <5.4 tons | GOETTL | HRCU-A-CB (Split System: Heat Pump with Remote Outdoor Unit-Air-Source) | ASZS601810A* |  |  | CA*EA2422*4A*+MBVC1200**-1A* | 0 | 16600 | 17.5 | 8.5 | 17400 | 13000 | 74.71% | 2.1 | 0 | 10.9 |  |  |  |  | R-410A | 1.3833 | Residential & Commercial | USHP | Ducted CEE Tier 1
213739982 | Central HP <5.4 tons | DAY & NIGHT | HRCU-A-CB (Split System: Heat Pump with Remote Outdoor Unit-Air-Source) | DLCURAH24ABK | ADP |  | PL36H***P039 | *96VTN0401410B* | 22400 | 15.2 | 8.5 | 25400 | 24600 | 96.85% | 2.06 | 0 | 9.5 |  |  |  |  | R-410A | 1.8667 | Residential & Commercial | USHP
213752408 | Central HP <5.4 tons | CARRIER | HRCU-A-CB (Split System: Heat Pump with Remote Outdoor Unit-Air-Source) | 38MURAQ24AA3* | ASPEN |  | D(A,C,E)30B34+TDR | 59SC2E080M21**20 | 23400 | 16.5 | 8.1 | 24600 | 22200 | 90.24% | 2.88 | 0 | 9.5 |  |  |  |  | R-410A | 1.95 | Residential & Commercial | USHP
215675262 | Central HP <5.4 tons | TEMPSTAR | HRCU-A-CB (Split System: Heat Pump with Remote Outdoor Unit-Air-Source) | T5H0V48*K*AAA* |  |  | ESH5X60M12A*+WALLCON | *95CSU1002122B* | 45500 | 16.5 | 8.5 | 48000 | 33600 | 70% | 2.06 | 0 | 9.5 |  |  |  |  | R-454B | 3.7917 | Residential & Commercial | USHP
215932649 | Central HP <5.4 tons | COMFORTMAKER | HRCU-A-CB (Split System: Heat Pump with Remote Outdoor Unit-Air-Source) | C5H3V36*K*AAA* |  |  | EA*5X60M24A*+WALLCON | *96CTN1202422B* | 34000 | 20.5 | 9.5 | 34000 | 26000 | 76.47% | 2.06 | 0 | 12 |  |  |  |  | R-454B | 2.8333 | Residential & Commercial | USHP | Ducted CEE Tier 1
215932699 | Central HP <5.4 tons | COMFORTMAKER | HRCU-A-CB (Split System: Heat Pump with Remote Outdoor Unit-Air-Source) | C5H3V36*K*AAA* |  |  | EA*5X61M21A*+WALLCON | *80CTL0701716B* | 34200 | 20 | 9 | 34800 | 26400 | 75.86% | 1.94 | 0 | 11.7 |  |  |  |  | R-454B | 2.85 | Residential & Commercial | USHP | Ducted CEE Tier 1
212985354 | Central HP <5.4 tons | HEIL | HRCU-A-CB (Split System: Heat Pump with Remote Outdoor Unit-Air-Source) | DLCURAH24ABK |  |  | EA*4X37L21A* | *92MSN1002120A* | 24200 | 17.5 | 8.5 | 25200 | 21600 | 85.71% | 1.82 | 0 | 10.5 |  |  |  |  | R-410A | 2.0167 | Residential & Commercial | USHP | Ducted CEE Tier 1
212985790 | Central HP <5.4 tons | HEIL | HRCU-A-CB (Split System: Heat Pump with Remote Outdoor Unit-Air-Source) | DLCURAH24ABK |  |  | EA*4X30L14A* | *96MSN0261410A* | 23400 | 16.5 | 8.5 | 26400 | 24600 | 93.18% | 2.04 | 0 | 10 |  |  |  |  | R-410A | 1.95 | Residential & Commercial | USHP | Ducted CEE Tier 1
215933069 | Central HP <5.4 tons | COMFORTMAKER | HRCU-A-CB (Split System: Heat Pump with Remote Outdoor Unit-Air-Source) | C5H3V36*K*AAA* |  |  | ESH5X36M12A*+WALLCON | *80CTL0701412B* | 33000 | 18.5 | 9 | 35400 | 27200 | 76.84% | 1.9 | 0 | 10.5 |  |  |  |  | R-454B | 2.75 | Residential & Commercial | USHP | Ducted CEE Tier 1
212986536 | Central HP <5.4 tons | BRYANT HEATING AND COOLING SYSTEMS | HRCU-A-CB (Split System: Heat Pump with Remote Outdoor Unit-Air-Source) | 38MURAQ24AB3* |  |  | CAP**2517AL* | 916SA36040M17*** | 24200 | 15.5 | 8.1 | 25400 | 21600 | 85.04% | 1.8 | 0 | 10 |  |  |  |  | R-410A | 2.0167 | Residential & Commercial | USHP | Ducted CEE Tier 1
212986620 | Central HP <5.4 tons | BRYANT HEATING AND COOLING SYSTEMS | HRCU-A-CB (Split System: Heat Pump with Remote Outdoor Unit-Air-Source) | 38MURAQ24AB3* |  |  | CNPV*3017AL* | 916SA36040M17*** | 23200 | 15.5 | 8.1 | 26000 | 24400 | 93.85% | 2.02 | 0 | 10 |  |  |  |  | R-410A | 1.9333 | Residential & Commercial | USHP | Ducted CEE Tier 1
212987808 | Central HP <5.4 tons | BRYANT HEATING AND COOLING SYSTEMS | HRCU-A-CB (Split System: Heat Pump with Remote Outdoor Unit-Air-Source) | 38MURAQ24AB3* |  |  | CAP**3721AL* | 916SA60080M21*** | 24200 | 17.5 | 8.5 | 25200 | 21600 | 85.71% | 1.82 | 0 | 10 |  |  |  |  | R-410A | 2.0167 | Residential & Commercial | USHP | Ducted CEE Tier 1
214092034 | Central HP <5.4 tons | YORK | HRCU-A-CB (Split System: Heat Pump with Remote Outdoor Unit-Air-Source) | HMH72B341 | ASPEN |  | D(A,C,E)48B34+TDR | TM9E100C20MP12 | 32600 | 15.5 | 8.1 | 33200 | 27000 | 81.33% | 2.62 | 0 | 10 |  |  |  |  | R-410A | 2.7167 | Residential & Commercial | USHP | Ducted CEE Tier 1
214092052 | Central HP <5.4 tons | YORK | HRCU-A-CB (Split System: Heat Pump with Remote Outdoor Unit-Air-Source) | HMH72B341 | ASPEN |  | D(A,C,E)48B34+TDR | TM9V100C20MP12 | 32600 | 17.5 | 8.1 | 34000 | 28400 | 83.53% | 2.69 | 0 | 9.5 |  |  |  |  | R-410A | 2.7167 | Residential & Commercial | USHP
214092068 | Central HP <5.4 tons | YORK | HRCU-A-CB (Split System: Heat Pump with Remote Outdoor Unit-Air-Source) | HMH72B341 | ASPEN |  | D(A,C,E)36A34+TDR | TM9Y100C20MP11 | 31600 | 15.4 | 8.1 | 33800 | 27400 | 81.07% | 2.57 | 0 | 9.3 |  |  |  |  | R-410A | 2.6333 | Residential & Commercial | USHP
214092093 | Central HP <5.4 tons | YORK | HRCU-A-CB (Split System: Heat Pump with Remote Outdoor Unit-Air-Source) | HMH72B341 | ASPEN |  | D(A,C,E)42A44+TDR | TMLE120C16MP11 | 33200 | 18 | 8.3 | 33000 | 29200 | 88.48% | 2.73 | 0 | 10 |  |  |  |  | R-410A | 2.7667 | Residential & Commercial | USHP | Ducted CEE Tier 1
214092127 | Central HP <5.4 tons | YORK | HRCU-A-CB (Split System: Heat Pump with Remote Outdoor Unit-Air-Source) | HMH72B341 | ASPEN |  | D(A,C,E)48B34+TDR | TPLC080B12MP13 | 32400 | 17 | 8.1 | 33600 | 29000 | 86.31% | 2.61 | 0 | 9.5 |  |  |  |  | R-410A | 2.7 | Residential & Commercial | USHP
214092136 | Central HP <5.4 tons | YORK | HRCU-A-CB (Split System: Heat Pump with Remote Outdoor Unit-Air-Source) | HMH72B341 | ASPEN |  | D(A,C,E)48B34+TDR | TPLC100C20MP13 | 32000 | 16.5 | 8.5 | 32400 | 27800 | 85.8% | 2.69 | 0 | 8.9 |  |  |  |  | R-410A | 2.6667 | Residential & Commercial | USHP
214092159 | Central HP <5.4 tons | YORK | HRCU-A-CB (Split System: Heat Pump with Remote Outdoor Unit-Air-Source) | HMH72B341 | ASPEN |  | D(A,C,E)48B34+TDR | Y81E100B12SMPS1 | 32600 | 18.5 | 8.1 | 34000 | 28000 | 82.35% | 2.66 | 0 | 9.5 |  |  |  |  | R-410A | 2.7167 | Residential & Commercial | USHP
214092161 | Central HP <5.4 tons | YORK | HRCU-A-CB (Split System: Heat Pump with Remote Outdoor Unit-Air-Source) | HMH72B341 | ASPEN |  | D(A,C,E)48B34+TDR | Y81E100C16LMPS1 | 32600 | 18 | 8.5 | 33400 | 28400 | 85.03% | 2.7 | 0 | 9.5 |  |  |  |  | R-410A | 2.7167 | Residential & Commercial | USHP
215940585 | Central HP <5.4 tons | BRYANT HEATING AND COOLING SYSTEMS | HRCU-A-CB (Split System: Heat Pump with Remote Outdoor Unit-Air-Source) | 293VAN036**AA* |  |  | CVAVA3817XMA*+UI | 83*CB48060C17*** | 35600 | 22 | 8.5 | 38000 | 28600 | 75.26% | 2.02 | 0 | 12 |  |  |  |  | R-454B | 2.9667 | Residential & Commercial | USHP | Ducted CEE Tier 1
215940635 | Central HP <5.4 tons | BRYANT HEATING AND COOLING SYSTEMS | HRCU-A-CB (Split System: Heat Pump with Remote Outdoor Unit-Air-Source) | 293VAN036**AA* |  |  | CVAVA4221XMA*+UI | 83*CB48060C17*** | 34400 | 21 | 8.5 | 38500 | 28000 | 72.73% | 2.04 | 0 | 12 |  |  |  |  | R-454B | 2.8667 | Residential & Commercial | USHP | Ducted CEE Tier 1
206133380 | Central HP <5.4 tons | DAY & NIGHT | HRCU-A-CB (Split System: Heat Pump with Remote Outdoor Unit-Air-Source) | CVH825GKA2* |  |  | EA*4X36L21A*+WALLCON | *80CSU0401712A* | 23600 | 17 | 8.1 | 21400 | 16600 | 77.57% | 1.94 | 11.5 | 11 |  |  |  |  | R-410A | 1.9667 | Residential & Commercial | USHP | Ducted CEE Tier 1
215939715 | Central HP <5.4 tons | BRYANT HEATING AND COOLING SYSTEMS | HRCU-A-CB (Split System: Heat Pump with Remote Outdoor Unit-Air-Source) | 293VAN036**AA* |  |  | CAA**4821AM*+UI | 986TD60080C21*** | 33400 | 20 | 9.5 | 34600 | 26400 | 76.3% | 2.04 | 0 | 11.5 |  |  |  |  | R-454B | 2.7833 | Residential & Commercial | USHP | Ducted CEE Tier 1
215940465 | Central HP <5.4 tons | BRYANT HEATING AND COOLING SYSTEMS | HRCU-A-CB (Split System: Heat Pump with Remote Outdoor Unit-Air-Source) | 293VAN036**AA* |  |  | CVAMA6024XMA*+UI | 986TD60080C21*** | 35400 | 21.5 | 8.5 | 38000 | 28600 | 75.26% | 2.04 | 0 | 12 |  |  |  |  | R-454B | 2.95 | Residential & Commercial | USHP | Ducted CEE Tier 1
206135688 | Central HP <5.4 tons | DAY & NIGHT | HRCU-A-CB (Split System: Heat Pump with Remote Outdoor Unit-Air-Source) | CVH837GKA** |  |  | EA*4X42L21A*+WALLCON | *80CSU0601716A* | 31800 | 17 | 8.1 | 33200 | 24400 | 73.49% | 1.86 | 11.5 | 11 |  |  |  |  | R-410A | 2.65 | Residential & Commercial | USHP | Ducted CEE Tier 1
213779000 | Central HP <5.4 tons | COMFORTMAKER | HRCU-A-CB (Split System: Heat Pump with Remote Outdoor Unit-Air-Source) | CVH837GKA** |  |  | EA*4X37L21A*+WALLCON | *97CMN0601714B* | 32600 | 16.5 | 8.1 | 33200 | 25400 | 76.51% | 1.94 | 0 | 11 |  |  |  |  | R-410A | 2.7167 | Residential & Commercial | USHP | Ducted CEE Tier 1
213779070 | Central HP <5.4 tons | COMFORTMAKER | HRCU-A-CB (Split System: Heat Pump with Remote Outdoor Unit-Air-Source) | CVH837GKA** |  |  | EA*4X42L21A*+WALLCON | *80CTL0701716B* | 31400 | 17 | 8.1 | 33200 | 24400 | 73.49% | 1.86 | 0 | 10.5 |  |  |  |  | R-410A | 2.6167 | Residential & Commercial | USHP | Ducted CEE Tier 1
213779370 | Central HP <5.4 tons | COMFORTMAKER | HRCU-A-CB (Split System: Heat Pump with Remote Outdoor Unit-Air-Source) | CVH837GKA** |  |  | EA*4X48L21A*+WALLCON | *80CTL0451712B* | 32000 | 16.5 | 8.1 | 32800 | 25200 | 76.83% | 1.92 | 0 | 10.5 |  |  |  |  | R-410A | 2.6667 | Residential & Commercial | USHP | Ducted CEE Tier 1
213779420 | Central HP <5.4 tons | COMFORTMAKER | HRCU-A-CB (Split System: Heat Pump with Remote Outdoor Unit-Air-Source) | CVH837GKA** |  |  | EA*4X48L21A*+WALLCON | *95CSU0601716B* | 32200 | 17 | 8.1 | 32600 | 25000 | 76.69% | 1.94 | 0 | 11 |  |  |  |  | R-410A | 2.6833 | Residential & Commercial | USHP | Ducted CEE Tier 1
213779570 | Central HP <5.4 tons | COMFORTMAKER | HRCU-A-CB (Split System: Heat Pump with Remote Outdoor Unit-Air-Source) | CVH837GKA** |  |  | EA*4X60L24A*+WALLCON | *80CTL1102120B* | 32800 | 17.5 | 8.1 | 31800 | 24600 | 77.36% | 1.98 | 0 | 11.5 |  |  |  |  | R-410A | 2.7333 | Residential & Commercial | USHP | Ducted CEE Tier 1
213780290 | Central HP <5.4 tons | COMFORTMAKER | HRCU-A-CB (Split System: Heat Pump with Remote Outdoor Unit-Air-Source) | CVH837GKA** |  |  | EHD4X48AAL+WALLCON | *96CTN1202422B* | 32600 | 16.5 | 8.1 | 33000 | 24800 | 75.15% | 1.96 | 0 | 11 |  |  |  |  | R-410A | 2.7167 | Residential & Commercial | USHP | Ducted CEE Tier 1
213780340 | Central HP <5.4 tons | COMFORTMAKER | HRCU-A-CB (Split System: Heat Pump with Remote Outdoor Unit-Air-Source) | CVH837GKA** |  |  | EHD4X60AAL+WALLCON | *80CTL0902120B* | 33000 | 16.5 | 8.1 | 32200 | 24800 | 77.02% | 2 | 0 | 11.5 |  |  |  |  | R-410A | 2.75 | Residential & Commercial | USHP | Ducted CEE Tier 1
212971127 | Central HP <5.4 tons | COMFORTMAKER | HRCU-A-CB (Split System: Heat Pump with Remote Outdoor Unit-Air-Source) | DLCURAH24ABK |  |  | EA*4X24L17A* | *80VTL0451412B* | 23200 | 17 | 8.5 | 38500 | 27000 | 70.13% | 2.3 | 0 | 10 |  |  |  |  | R-410A | 1.9333 | Residential & Commercial | USHP | Ducted CEE Tier 1
212972946 | Central HP <5.4 tons | COMFORTMAKER | HRCU-A-CB (Split System: Heat Pump with Remote Outdoor Unit-Air-Source) | DLCURAH24ABK |  |  | EA*4X36L17A* | *96VSN0401410B* | 23600 | 16 | 8.5 | 26200 | 24000 | 91.6% | 1.98 | 0 | 10 |  |  |  |  | R-410A | 1.9667 | Residential & Commercial | USHP | Ducted CEE Tier 1
212969570 | Central HP <5.4 tons | COMFORTMAKER | HRCU-A-CB (Split System: Heat Pump with Remote Outdoor Unit-Air-Source) | DLCURAH18ABK |  |  | EN(A,D)4X24L14** | *80VSL0451412B* | 17700 | 16.5 | 8.5 | 18700 | 19100 | 102.1% | 2.3 | 0 | 11 |  |  |  |  | R-410A | 1.475 | Residential & Commercial | USHP | Ducted CEE Tier 1
212970940 | Central HP <5.4 tons | TEMPSTAR | HRCU-A-CB (Split System: Heat Pump with Remote Outdoor Unit-Air-Source) | DLCURAH18ABK |  |  | EN(A,D)4X24L17** | *80VTL0451412B* | 17700 | 16.5 | 8.5 | 18700 | 19100 | 102.1% | 2.3 | 0 | 11 |  |  |  |  | R-410A | 1.475 | Residential & Commercial | USHP | Ducted CEE Tier 1
212972761 | Central HP <5.4 tons | TEMPSTAR | HRCU-A-CB (Split System: Heat Pump with Remote Outdoor Unit-Air-Source) | DLCURAH18ABK |  |  | EN(A,D)4X30L14** | *96VSN0401410B* | 17400 | 16 | 8.1 | 18000 | 18700 | 103.9% | 2.24 | 0 | 10.5 |  |  |  |  | R-410A | 1.45 | Residential & Commercial | USHP | Ducted CEE Tier 1
213206235 | Central HP <5.4 tons | CARRIER | HRCU-A-CB (Split System: Heat Pump with Remote Outdoor Unit-Air-Source) | 38MURAQ24AB3* | ASPEN |  | D(A,C,E)36C34+TDR | 58S(B,C)*A045E14**12 | 23800 | 16.5 | 8.1 | 26000 | 20400 | 78.46% | 2.96 | 0 | 10.4 |  |  |  |  | R-410A | 1.9833 | Residential & Commercial | USHP | Ducted CEE Tier 1
213206337 | Central HP <5.4 tons | CARRIER | HRCU-A-CB (Split System: Heat Pump with Remote Outdoor Unit-Air-Source) | 38MURAQ24AB3* | ASPEN |  | D(A,C,E)36B34+TDR | 58TP*A045V14**12 | 23400 | 17 | 8.1 | 25600 | 20000 | 78.12% | 3 | 0 | 10.3 |  |  |  |  | R-410A | 1.95 | Residential & Commercial | USHP | Ducted CEE Tier 1
215933119 | Central HP <5.4 tons | COMFORTMAKER | HRCU-A-CB (Split System: Heat Pump with Remote Outdoor Unit-Air-Source) | C5H3V36*K*AAA* |  |  | ESH5X36M12A*+WALLCON | *80CTL1102120B* | 33400 | 19 | 9 | 34800 | 26600 | 76.44% | 1.92 | 0 | 11.5 |  |  |  |  | R-454B | 2.7833 | Residential & Commercial | USHP | Ducted CEE Tier 1
212985840 | Central HP <5.4 tons | HEIL | HRCU-A-CB (Split System: Heat Pump with Remote Outdoor Unit-Air-Source) | DLCURAH24ABK |  |  | EN(A,D)4X24L17** | *96MSN0261410A* | 23200 | 16 | 8.5 | 27000 | 25200 | 93.33% | 2.08 | 0 | 10 |  |  |  |  | R-410A | 1.9333 | Residential & Commercial | USHP | Ducted CEE Tier 1
212986158 | Central HP <5.4 tons | HEIL | HRCU-A-CB (Split System: Heat Pump with Remote Outdoor Unit-Air-Source) | DLCURAH24ABK |  |  | EA*4X25L17A* | *96MSN0401410A* | 24000 | 16.5 | 8.5 | 25400 | 21800 | 85.83% | 1.82 | 0 | 10 |  |  |  |  | R-410A | 2 | Residential & Commercial | USHP | Ducted CEE Tier 1
215933149 | Central HP <5.4 tons | COMFORTMAKER | HRCU-A-CB (Split System: Heat Pump with Remote Outdoor Unit-Air-Source) | C5H3V36*K*AAA* |  |  | ESH5X36M12A*+WALLCON | *95CSU0802120B* | 33200 | 18.5 | 9 | 35000 | 26800 | 76.57% | 1.92 | 0 | 11 |  |  |  |  | R-454B | 2.7667 | Residential & Commercial | USHP | Ducted CEE Tier 1
215933249 | Central HP <5.4 tons | COMFORTMAKER | HRCU-A-CB (Split System: Heat Pump with Remote Outdoor Unit-Air-Source) | C5H3V36*K*AAA* |  |  | ESH5X36M12A*+WALLCON | *96CTN0801714B* | 33000 | 18.5 | 9 | 35200 | 27000 | 76.7% | 1.92 | 0 | 11 |  |  |  |  | R-454B | 2.75 | Residential & Commercial | USHP | Ducted CEE Tier 1
215931629 | Central HP <5.4 tons | COMFORTMAKER | HRCU-A-CB (Split System: Heat Pump with Remote Outdoor Unit-Air-Source) | C5H3V60*K*AAA* |  |  | EA*5X60M24A*+WALLCON | *97CMN1202422B* | 55500 | 18.5 | 8.5 | 60500 | 46000 | 76.03% | 2.06 | 0 | 11 |  |  |  |  | R-454B | 4.625 | Residential & Commercial | USHP | Ducted CEE Tier 1
215931729 | Central HP <5.4 tons | COMFORTMAKER | HRCU-A-CB (Split System: Heat Pump with Remote Outdoor Unit-Air-Source) | C5H3V60*K*AAA* |  |  | EA*5X61M24A*+WALLCON | *95CSU0802120B* | 56500 | 18.5 | 8.5 | 60500 | 46500 | 76.86% | 2.02 | 0 | 11 |  |  |  |  | R-454B | 4.7083 | Residential & Commercial | USHP | Ducted CEE Tier 1
214092168 | Central HP <5.4 tons | YORK | HRCU-A-CB (Split System: Heat Pump with Remote Outdoor Unit-Air-Source) | HMH72B341 | ASPEN |  | D(A,C,E)42A44+TDR | Y81E120C16LMPS1 | 33600 | 18 | 8.3 | 32800 | 30400 | 92.68% | 2.81 | 0 | 9.5 |  |  |  |  | R-410A | 2.8 | Residential & Commercial | USHP
214092195 | Central HP <5.4 tons | YORK | HRCU-A-CB (Split System: Heat Pump with Remote Outdoor Unit-Air-Source) | HMH72B341 | ASPEN |  | D(A,C,E)36A34+TDR | YP9C100C16MP13 | 31600 | 17.5 | 8.4 | 34000 | 27400 | 80.59% | 2.67 | 0 | 9.8 |  |  |  |  | R-410A | 2.6333 | Residential & Commercial | USHP
214092202 | Central HP <5.4 tons | YORK | HRCU-A-CB (Split System: Heat Pump with Remote Outdoor Unit-Air-Source) | HMH72B341 | ASPEN |  | D(A,C,E)42A44+TDR | YP9C120D20MP13 | 32000 | 17 | 8.5 | 32400 | 28200 | 87.04% | 2.79 | 0 | 9.4 |  |  |  |  | R-410A | 2.6667 | Residential & Commercial | USHP
214092218 | Central HP <5.4 tons | YORK | HRCU-A-CB (Split System: Heat Pump with Remote Outdoor Unit-Air-Source) | HMH72B341 | ASPEN |  | D(A,C,E)48B34+TDR | YPLC100C20MP13 | 32000 | 16.5 | 8.5 | 32400 | 27800 | 85.8% | 2.69 | 0 | 8.9 |  |  |  |  | R-410A | 2.6667 | Residential & Commercial | USHP
214092827 | Central HP <5.4 tons | YORK | HRCU-A-CB (Split System: Heat Pump with Remote Outdoor Unit-Air-Source) | HMH72B341 | ASPEN |  | D(A,C,E)42A46+TDR | Y81E040A12LMPS1 | 33200 | 18 | 8.3 | 32800 | 30000 | 91.46% | 2.76 | 0 | 10 |  |  |  |  | R-410A | 2.7667 | Residential & Commercial | USHP | Ducted CEE Tier 1
214092829 | Central HP <5.4 tons | YORK | HRCU-A-CB (Split System: Heat Pump with Remote Outdoor Unit-Air-Source) | HMH72B341 | ASPEN |  | D(A,C,E)36A36+TDR | Y81E040A12SMPS1 | 33200 | 18 | 8.1 | 32600 | 29800 | 91.41% | 2.71 | 0 | 10 |  |  |  |  | R-410A | 2.7667 | Residential & Commercial | USHP | Ducted CEE Tier 1
214092852 | Central HP <5.4 tons | YORK | HRCU-A-CB (Split System: Heat Pump with Remote Outdoor Unit-Air-Source) | HMH72B341 | ASPEN |  | D(A,C,E)48B36+TDR | Y81E100B12LMPS1 | 32600 | 18.5 | 8.1 | 34000 | 28000 | 82.35% | 2.66 | 0 | 9.5 |  |  |  |  | R-410A | 2.7167 | Residential & Commercial | USHP
214092861 | Central HP <5.4 tons | YORK | HRCU-A-CB (Split System: Heat Pump with Remote Outdoor Unit-Air-Source) | HMH72B341 | ASPEN |  | D(A,C,E)48B36+TDR | Y81E100C16SMPS1 | 32600 | 18 | 8.5 | 33400 | 28400 | 85.03% | 2.7 | 0 | 9.5 |  |  |  |  | R-410A | 2.7167 | Residential & Commercial | USHP
212517488 | Central HP <5.4 tons | YORK | HRCU-A-CB (Split System: Heat Pump with Remote Outdoor Unit-Air-Source) | HMH72B341 | ADP |  | CH367C9 | TM8Y120C20MP11 | 33600 | 18 | 8.5 | 32400 | 23200 | 71.6% | 2.06 | 0 | 9.5 |  |  |  |  | R-410A | 2.8 | Residential & Commercial | USHP
212517490 | Central HP <5.4 tons | YORK | HRCU-A-CB (Split System: Heat Pump with Remote Outdoor Unit-Air-Source) | HMH72B341 | ADP |  | CV365*9 | TM9E100C20MP12 | 33600 | 15.2 | 8.4 | 31600 | 23200 | 73.42% | 2.04 | 0 | 9.5 |  |  |  |  | R-410A | 2.8 | Residential & Commercial | USHP
216056537 | Central HP <5.4 tons | YORK | HRCU-A-CB (Split System: Heat Pump with Remote Outdoor Unit-Air-Source) | HH836E2S11 | ASPEN |  | C(A,C,D,E)36B3K+TDR | TMLE100C16MP11 | 31000 | 18 | 8.5 | 31200 | 25200 | 80.77% | 2 | 0 | 10.5 |  |  |  |  | R-454B | 2.5833 | Residential & Commercial | USHP | Ducted CEE Tier 1
213206352 | Central HP <5.4 tons | CARRIER | HRCU-A-CB (Split System: Heat Pump with Remote Outdoor Unit-Air-Source) | 38MURAQ24AB3* | ASPEN |  | D(A,C,E)24B44+TDR | 58TP*A070V17**16 | 23800 | 17 | 8.1 | 26200 | 20200 | 77.1% | 2.84 | 0 | 10 |  |  |  |  | R-410A | 1.9833 | Residential & Commercial | USHP | Ducted CEE Tier 1
213206522 | Central HP <5.4 tons | CARRIER | HRCU-A-CB (Split System: Heat Pump with Remote Outdoor Unit-Air-Source) | 38MURAQ24AB3* | ASPEN |  | D(A,C,E)36B34+TDR | 59SC5B060E14**12 | 23400 | 15.9 | 8.1 | 26000 | 20400 | 78.46% | 2.72 | 0 | 9.8 |  |  |  |  | R-410A | 1.95 | Residential & Commercial | USHP
213206585 | Central HP <5.4 tons | CARRIER | HRCU-A-CB (Split System: Heat Pump with Remote Outdoor Unit-Air-Source) | 38MURAQ24AB3* | ASPEN |  | D(A,C,E)24B44+TDR | 59TP6B060V14**12 | 23200 | 16.5 | 8.1 | 26400 | 20400 | 77.27% | 2.69 | 0 | 10 |  |  |  |  | R-410A | 1.9333 | Residential & Commercial | USHP | Ducted CEE Tier 1
213206604 | Central HP <5.4 tons | CARRIER | HRCU-A-CB (Split System: Heat Pump with Remote Outdoor Unit-Air-Source) | 38MURAQ24AB3* | ASPEN |  | D(A,C,E)36B34+TDR | 59TP6B060V17**14 | 23800 | 16.5 | 8.1 | 26200 | 20200 | 77.1% | 2.8 | 0 | 10 |  |  |  |  | R-410A | 1.9833 | Residential & Commercial | USHP | Ducted CEE Tier 1
212623891 | Central HP <5.4 tons | COLEMAN | HRCU-A-CB (Split System: Heat Pump with Remote Outdoor Unit-Air-Source) | HMH72B341 | ASPEN |  | D(A,C,E)36C34+TDR | TP9C060B12MP13 | 32600 | 17.5 | 8.1 | 34000 | 27800 | 81.76% | 2.42 | 0 | 9.5 |  |  |  |  | R-410A | 2.7167 | Residential & Commercial | USHP
215065732 | Central HP <5.4 tons | YORK | HRCU-A-CB (Split System: Heat Pump with Remote Outdoor Unit-Air-Source) | HMH72B341 | ASPEN |  | CH48A34+TDR | TM8V100C16MP12 | 32000 | 17.5 | 8.2 | 33600 | 23800 | 70.83% | 2.08 | 0 | 9.9 |  |  |  |  | R-410A | 2.6667 | Residential & Commercial | USHP
215065781 | Central HP <5.4 tons | YORK | HRCU-A-CB (Split System: Heat Pump with Remote Outdoor Unit-Air-Source) | HMH72B341 | ASPEN |  | CH48A34+TDR | Y81E100C16LMPS1 | 31800 | 18 | 8.3 | 33000 | 24400 | 73.94% | 2.12 | 0 | 9.4 |  |  |  |  | R-410A | 2.65 | Residential & Commercial | USHP
216056564 | Central HP <5.4 tons | YORK | HRCU-A-CB (Split System: Heat Pump with Remote Outdoor Unit-Air-Source) | HH836E2S11 | ASPEN |  | C(A,C,D,E)36B3K+TDR | YP9C080C16MP13 | 33000 | 18 | 8.5 | 31400 | 25400 | 80.89% | 2 | 0 | 11 |  |  |  |  | R-454B | 2.75 | Residential & Commercial | USHP | Ducted CEE Tier 1
216056599 | Central HP <5.4 tons | YORK | HRCU-A-CB (Split System: Heat Pump with Remote Outdoor Unit-Air-Source) | HH836E2S11 | ASPEN |  | D(A,C,E)36A4K+TDR | TM8Y100C20MP11 | 30800 | 18 | 8.5 | 30600 | 25000 | 81.7% | 2 | 0 | 11 |  |  |  |  | R-454B | 2.5667 | Residential & Commercial | USHP | Ducted CEE Tier 1
216056613 | Central HP <5.4 tons | YORK | HRCU-A-CB (Split System: Heat Pump with Remote Outdoor Unit-Air-Source) | HH836E2S11 | ASPEN |  | D(A,C,E)36A4K+TDR | TM9Y080B12MP11 | 30600 | 18 | 8.5 | 31000 | 25400 | 81.94% | 2 | 0 | 10.5 |  |  |  |  | R-454B | 2.55 | Residential & Commercial | USHP | Ducted CEE Tier 1
216056614 | Central HP <5.4 tons | YORK | HRCU-A-CB (Split System: Heat Pump with Remote Outdoor Unit-Air-Source) | HH836E2S11 | ASPEN |  | D(A,C,E)36A4K+TDR | TM9Y080C16MP11 | 31200 | 18 | 8.5 | 32000 | 25800 | 80.62% | 2 | 0 | 10.5 |  |  |  |  | R-454B | 2.6 | Residential & Commercial | USHP | Ducted CEE Tier 1
216056630 | Central HP <5.4 tons | YORK | HRCU-A-CB (Split System: Heat Pump with Remote Outdoor Unit-Air-Source) | HH836E2S11 | ASPEN |  | D(A,C,E)36A4K+TDR | TP9C100C20MP13 | 31600 | 18 | 8.5 | 32400 | 26000 | 80.25% | 2 | 0 | 9.8 |  |  |  |  | R-454B | 2.6333 | Residential & Commercial | USHP
216056680 | Central HP <5.4 tons | YORK | HRCU-A-CB (Split System: Heat Pump with Remote Outdoor Unit-Air-Source) | HH836E2S11 | ASPEN |  | C(A,C,D,E)48A3K+TDR | TM9Y080B12MP11 | 30800 | 18 | 8.1 | 31000 | 25400 | 81.94% | 2 | 0 | 10.5 |  |  |  |  | R-454B | 2.5667 | Residential & Commercial | USHP | Ducted CEE Tier 1
214777214 | Central HP <5.4 tons | YORK | HRCU-A-CB (Split System: Heat Pump with Remote Outdoor Unit-Air-Source) | HH860E2S11 | ADP |  | CV602C*A+TXV | TMLE120C20MP11 | 53000 | 19 | 8.5 | 52500 | 39000 | 74.29% | 2 | 0 | 11 |  |  |  |  | R-454B | 4.4167 | Residential & Commercial | USHP | Ducted CEE Tier 1
214777219 | Central HP <5.4 tons | YORK | HRCU-A-CB (Split System: Heat Pump with Remote Outdoor Unit-Air-Source) | HH860E2S11 | ADP |  | CV602C*A+TXV | Y81E080C20SMPS1 | 53000 | 19 | 8.5 | 52000 | 38500 | 74.04% | 2 | 0 | 11 |  |  |  |  | R-454B | 4.4167 | Residential & Commercial | USHP | Ducted CEE Tier 1
212982427 | Central HP <5.4 tons | HEIL | HRCU-A-CB (Split System: Heat Pump with Remote Outdoor Unit-Air-Source) | DLCURAH18ABK |  |  | EN(A,D)4X24L17** | *80MSU0401712A* | 17500 | 16 | 8.5 | 18400 | 18900 | 102.7% | 2.28 | 0 | 10.5 |  |  |  |  | R-410A | 1.4583 | Residential & Commercial | USHP | Ducted CEE Tier 1
213613382 | Central HP <5.4 tons | CARRIER | HRCU-A-CB (Split System: Heat Pump with Remote Outdoor Unit-Air-Source) | 38MURAQ24AB3* | ASPEN |  | L(E,G)M24E4 | 0 | 22600 | 15.2 | 8.1 | 26200 | 23400 | 89.31% | 1.92 | 0 | 9.5 |  |  |  |  | R-410A | 1.8833 | Residential & Commercial | USHP
213367715 | Central HP <5.4 tons | YORK | HRCU-A-CB (Split System: Heat Pump with Remote Outdoor Unit-Air-Source) | HMH72B341 | ASPEN |  | C(A,C,D,E)36C24+TDR | YP9C080B12MP13 | 31000 | 17 | 8.1 | 33600 | 29600 | 88.1% | 2.74 | 0 | 9.4 |  |  |  |  | R-410A | 2.5833 | Residential & Commercial | USHP
214596056 | Central HP <5.4 tons | CARRIER | HRCU-A-C (Split System: Heat Pump with Remote Outdoor Unit with No Indoor Fan --Air Source) | 38MURAQ24AB3 | ADP |  | H,PG21930+TD | 0 | 23000 | 16 | 8.8 | 23000 | 19600 | 85.22% | 1.84 | 0 | 10 |  |  |  |  | R-410A | 1.9167 | Residential & Commercial | USHP | Ducted CEE Tier 1
214053764 | Central HP <5.4 tons | LENNOX | HRCU-A-CB (Split System: Heat Pump with Remote Outdoor Unit-Air-Source) | SL25XPV-048-230A** | ADP |  | HG50960 | SLP99UH090XV60C* | 45500 | 20 | 9.3 | 42000 | 35800 | 85.24% | 1.86 | 0 | 12 |  |  |  |  | R-410A | 3.7917 | Residential & Commercial | USHP | Ducted CEE Tier 1
213286701 | Central HP <5.4 tons | DAY & NIGHT | HRCU-A-CB (Split System: Heat Pump with Remote Outdoor Unit-Air-Source) | DLCURAH24ABK | ADP |  | CE2403C+TXV | 0 | 23800 | 17 | 8.85 | 25600 | 25400 | 99.22% | 2.14 | 0 | 10 |  |  |  |  | R-410A | 1.9833 | Residential & Commercial | USHP | Ducted CEE Tier 1
215933299 | Central HP <5.4 tons | COMFORTMAKER | HRCU-A-CB (Split System: Heat Pump with Remote Outdoor Unit-Air-Source) | C5H3V36*K*AAA* |  |  | ESH5X42M12A*+WALLCON | *80CTL0451712B* | 33200 | 18.5 | 9 | 35600 | 27400 | 76.97% | 1.9 | 0 | 10.5 |  |  |  |  | R-454B | 2.7667 | Residential & Commercial | USHP | Ducted CEE Tier 1
215933319 | Central HP <5.4 tons | COMFORTMAKER | HRCU-A-CB (Split System: Heat Pump with Remote Outdoor Unit-Air-Source) | C5H3V36*K*AAA* |  |  | ESH5X42M12A*+WALLCON | *80CTL0701716B* | 33400 | 19 | 9 | 35200 | 26800 | 76.14% | 1.9 | 0 | 11 |  |  |  |  | R-454B | 2.7833 | Residential & Commercial | USHP | Ducted CEE Tier 1
215933419 | Central HP <5.4 tons | COMFORTMAKER | HRCU-A-CB (Split System: Heat Pump with Remote Outdoor Unit-Air-Source) | C5H3V36*K*AAA* |  |  | ESH5X42M12A*+WALLCON | *97CMN0801714B* | 33400 | 18.5 | 9 | 35400 | 27000 | 76.27% | 1.92 | 0 | 11 |  |  |  |  | R-454B | 2.7833 | Residential & Commercial | USHP | Ducted CEE Tier 1
213772494 | Central HP <5.4 tons | TEMPSTAR | HRCU-A-CB (Split System: Heat Pump with Remote Outdoor Unit-Air-Source) | TVH825GKA2* |  |  | EHD4X48AAL+WALLCON | *80CTL1352422B* | 24200 | 16 | 8.1 | 21200 | 16600 | 78.3% | 2.02 | 0 | 11 |  |  |  |  | R-410A | 2.0167 | Residential & Commercial | USHP | Ducted CEE Tier 1
212986242 | Central HP <5.4 tons | HEIL | HRCU-A-CB (Split System: Heat Pump with Remote Outdoor Unit-Air-Source) | DLCURAH24ABK |  |  | EN(A,D)4X30L14** | *96MSN0401410A* | 23400 | 16 | 8.1 | 26400 | 24600 | 93.18% | 2.02 | 0 | 10 |  |  |  |  | R-410A | 1.95 | Residential & Commercial | USHP | Ducted CEE Tier 1
216683408 | Central HP <5.4 tons | COMFORTMAKER | HRCU-A-CB (Split System: Heat Pump with Remote Outdoor Unit-Air-Source) | DLCURAH24ABK |  |  | EHD4X36AAL | *97VTN1202422A* | 23800 | 16 | 8.5 | 25400 | 22400 | 88.19% | 1.75 | 0 | 10 |  |  |  |  | R-410A | 1.9833 | Residential & Commercial | USHP | Ducted CEE Tier 1
216739060 | Central HP <5.4 tons | TEMPSTAR | HRCU-A-CB (Split System: Heat Pump with Remote Outdoor Unit-Air-Source) | D5CUHAH24AAK |  |  | FHMA5*30L*B* | 0 | 23400 | 16 | 8.5 | 21200 | 18800 | 88.68% | 1.96 | 0 | 11 |  |  |  |  | R-454B | 1.95 | Residential & Commercial | USHP | Ducted CEE Tier 1
206767110 | Central HP <5.4 tons | DAY & NIGHT | HRCU-A-CB (Split System: Heat Pump with Remote Outdoor Unit-Air-Source) | CVH825GKA3* |  |  | EA*4X30L17A*+WALLCON | *80CSU0401712A* | 23400 | 16.5 | 8.1 | 21600 | 16700 | 77.31% | 1.9 | 11 | 10.5 |  |  |  |  | R-410A | 1.95 | Residential & Commercial | USHP | Ducted CEE Tier 1
216056605 | Central HP <5.4 tons | YORK | HRCU-A-CB (Split System: Heat Pump with Remote Outdoor Unit-Air-Source) | HH836E2S11 | ASPEN |  | D(A,C,E)36A4K+TDR | TM9E100C16MP12 | 30800 | 18 | 8.5 | 31200 | 25200 | 80.77% | 2 | 0 | 10.5 |  |  |  |  | R-454B | 2.5667 | Residential & Commercial | USHP | Ducted CEE Tier 1
216056657 | Central HP <5.4 tons | YORK | HRCU-A-CB (Split System: Heat Pump with Remote Outdoor Unit-Air-Source) | HH836E2S11 | ASPEN |  | C(A,C,D,E)48A3K+TDR | TM8E080B12MP11 | 31000 | 18 | 8.1 | 31400 | 25400 | 80.89% | 2 | 0 | 10.5 |  |  |  |  | R-454B | 2.5833 | Residential & Commercial | USHP | Ducted CEE Tier 1
216056688 | Central HP <5.4 tons | YORK | HRCU-A-CB (Split System: Heat Pump with Remote Outdoor Unit-Air-Source) | HH836E2S11 | ASPEN |  | C(A,C,D,E)48A3K+TDR | TMLE100C16MP11 | 31400 | 18 | 8.1 | 31200 | 25200 | 80.77% | 2 | 0 | 10.5 |  |  |  |  | R-454B | 2.6167 | Residential & Commercial | USHP | Ducted CEE Tier 1
216056704 | Central HP <5.4 tons | YORK | HRCU-A-CB (Split System: Heat Pump with Remote Outdoor Unit-Air-Source) | HH836E2S11 | ASPEN |  | C(A,C,D,E)48A3K+TDR | Y91E080C20SMPS1 | 31400 | 18 | 8.1 | 31800 | 24200 | 76.1% | 2 | 0 | 10.5 |  |  |  |  | R-454B | 2.6167 | Residential & Commercial | USHP | Ducted CEE Tier 1
216056707 | Central HP <5.4 tons | YORK | HRCU-A-CB (Split System: Heat Pump with Remote Outdoor Unit-Air-Source) | HH836E2S11 | ASPEN |  | C(A,C,D,E)48A3K+TDR | YP9C080B12MP13 | 33000 | 18 | 8.1 | 30800 | 25200 | 81.82% | 2 | 0 | 11 |  |  |  |  | R-454B | 2.75 | Residential & Commercial | USHP | Ducted CEE Tier 1
212632773 | Central HP <5.4 tons | LENNOX | HRCU-A-CB (Split System: Heat Pump with Remote Outdoor Unit-Air-Source) | SL25XPV-036-230A** | ADP |  | LD31/36Z9 | SLP99DF110XV60C* | 33400 | 20 | 8.7 | 34400 | 29400 | 85.47% | 1.76 | 0 | 13 |  |  |  |  | R-410A | 2.7833 | Residential & Commercial | USHP | Ducted CEE Tier 1
216737787 | Central HP <5.4 tons | TEMPSTAR | HRCU-A-CB (Split System: Heat Pump with Remote Outdoor Unit-Air-Source) | D5CUHAH24AAK |  |  | ESH5X30M12A* | *96CTN1002122B* | 22800 | 15.2 | 8.1 | 21200 | 19000 | 89.62% | 1.9 | 0 | 10.5 |  |  |  |  | R-454B | 1.9 | Residential & Commercial | USHP | Ducted CEE Tier 1
215933919 | Central HP <5.4 tons | COMFORTMAKER | HRCU-A-CB (Split System: Heat Pump with Remote Outdoor Unit-Air-Source) | C5H3V36*K*AAA* |  |  | ESH5X60M12A*+WALLCON | *96CTN0601714B* | 33800 | 19 | 9 | 33800 | 25600 | 75.74% | 1.94 | 0 | 11 |  |  |  |  | R-454B | 2.8167 | Residential & Commercial | USHP | Ducted CEE Tier 1
215933969 | Central HP <5.4 tons | COMFORTMAKER | HRCU-A-CB (Split System: Heat Pump with Remote Outdoor Unit-Air-Source) | C5H3V36*K*AAA* |  |  | FCMA5B60L0D*+WALLCON | 0 | 35000 | 22 | 9.5 | 33400 | 25200 | 75.45% | 2.08 | 0 | 13 |  |  |  |  | R-454B | 2.9167 | Residential & Commercial | USHP | Ducted CEE Tier 1
212982697 | Central HP <5.4 tons | BRYANT HEATING AND COOLING SYSTEMS | HRCU-A-CB (Split System: Heat Pump with Remote Outdoor Unit-Air-Source) | 38MURAQ24AB3* |  |  | CAP**3621AL* | 83*SB48060M17*** | 23800 | 17.5 | 8.5 | 25600 | 23400 | 91.41% | 1.96 | 0 | 10 |  |  |  |  | R-410A | 1.9833 | Residential & Commercial | USHP | Ducted CEE Tier 1
214569582 | Central HP <5.4 tons | CARRIER | HRCU-A-CB (Split System: Heat Pump with Remote Outdoor Unit-Air-Source) | 25VNA436A*031* |  |  | CAP**4824AL*+UI | 59TN6C080C21**20 | 33800 | 19.5 | 9.5 | 36400 | 25600 | 70.33% | 2.04 | 0 | 12 |  |  |  |  | R-410A | 2.8167 | Residential & Commercial | USHP | Ducted CEE Tier 1
213367720 | Central HP <5.4 tons | YORK | HRCU-A-CB (Split System: Heat Pump with Remote Outdoor Unit-Air-Source) | HMH72B341 | ASPEN |  | C(A,C,D,E)36C24+TDR | YPLC060A12MP13 | 31200 | 17.5 | 8.1 | 33400 | 28400 | 85.03% | 2.72 | 0 | 9.4 |  |  |  |  | R-410A | 2.6 | Residential & Commercial | USHP
213613862 | Central HP <5.4 tons | CARRIER | HRCU-A-C (Split System: Heat Pump with Remote Outdoor Unit with No Indoor Fan --Air Source) | 38MURAQ24AB3 | ADP |  | H,PG21924+TD | 0 | 23000 | 16 | 8.8 | 23000 | 19600 | 85.22% | 1.84 | 0 | 10 |  |  |  |  | R-410A | 1.9167 | Residential & Commercial | USHP | Ducted CEE Tier 1
206767047 | Central HP <5.4 tons | DAY & NIGHT | HRCU-A-CB (Split System: Heat Pump with Remote Outdoor Unit-Air-Source) | CVH825GKA3* |  |  | EHD4X36AAL+WALLCON | *80CTL0901716A* | 24200 | 16.5 | 8.1 | 21400 | 16600 | 77.57% | 2 | 11 | 11 |  |  |  |  | R-410A | 2.0167 | Residential & Commercial | USHP | Ducted CEE Tier 1
206767182 | Central HP <5.4 tons | DAY & NIGHT | HRCU-A-CB (Split System: Heat Pump with Remote Outdoor Unit-Air-Source) | CVH825GKA3* |  |  | EA*4X37L17A*+WALLCON | *80CSU0401712A* | 24200 | 17 | 8.1 | 21400 | 16600 | 77.57% | 2 | 11.5 | 11 |  |  |  |  | R-410A | 2.0167 | Residential & Commercial | USHP | Ducted CEE Tier 1
214671444 | Central HP <5.4 tons | LENNOX | HRCU-A-CB (Split System: Heat Pump with Remote Outdoor Unit-Air-Source) | SL25XPV-036-230A** | ADP |  | L*25/37Z9 | EL297UH070XV36B* | 33800 | 21 | 8.8 | 34200 | 27400 | 80.12% | 1.8 | 0 | 13 |  |  |  |  | R-410A | 2.8167 | Residential & Commercial | USHP | Ducted CEE Tier 1
215425660 | Central HP <5.4 tons | YORK | HRCU-A-CB (Split System: Heat Pump with Remote Outdoor Unit-Air-Source) | HH824E2S11 | ADP |  | H,YE32*30+TXV-BLEED | TM8E060A12MP11 | 22200 | 17 | 8.65 | 21200 | 17500 | 82.55% | 1.94 | 0 | 11 |  |  |  |  | R-454B | 1.85 | Residential & Commercial | USHP | Ducted CEE Tier 1
216056635 | Central HP <5.4 tons | YORK | HRCU-A-CB (Split System: Heat Pump with Remote Outdoor Unit-Air-Source) | HH836E2S11 | ASPEN |  | D(A,C,E)36A4K+TDR | Y81E080C16SMPS1 | 31000 | 18 | 8.5 | 30800 | 25000 | 81.17% | 2 | 0 | 11 |  |  |  |  | R-454B | 2.5833 | Residential & Commercial | USHP | Ducted CEE Tier 1
216056667 | Central HP <5.4 tons | YORK | HRCU-A-CB (Split System: Heat Pump with Remote Outdoor Unit-Air-Source) | HH836E2S11 | ASPEN |  | C(A,C,D,E)48A3K+TDR | TM8Y080B12MP11 | 30800 | 18 | 8.1 | 30800 | 25200 | 81.82% | 2 | 0 | 10.5 |  |  |  |  | R-454B | 2.5667 | Residential & Commercial | USHP | Ducted CEE Tier 1
216056194 | Central HP <5.4 tons | YORK | HRCU-A-CB (Split System: Heat Pump with Remote Outdoor Unit-Air-Source) | HH824E2S11 | ASPEN |  | C(A,C,D,E)24D2K+TDR | TM9E060B12MP12 | 21000 | 17 | 8.5 | 22800 | 18300 | 80.26% | 2 | 0 | 11.2 |  |  |  |  | R-454B | 1.75 | Residential & Commercial | USHP | Ducted CEE Tier 1
216056208 | Central HP <5.4 tons | YORK | HRCU-A-CB (Split System: Heat Pump with Remote Outdoor Unit-Air-Source) | HH824E2S11 | ASPEN |  | C(A,C,D,E)24D2K+TDR | TM9Y040A10MP11 | 19900 | 16 | 8.5 | 22600 | 17300 | 76.55% | 2 | 0 | 10 |  |  |  |  | R-454B | 1.6583 | Residential & Commercial | USHP | Ducted CEE Tier 1
216056301 | Central HP <5.4 tons | YORK | HRCU-A-CB (Split System: Heat Pump with Remote Outdoor Unit-Air-Source) | HH824E2S11 | ASPEN |  | D(A,C,E)24B3K+TDR | TM8Y080B12MP11 | 22000 | 17 | 8.1 | 22600 | 18300 | 80.97% | 2 | 0 | 12 |  |  |  |  | R-454B | 1.8333 | Residential & Commercial | USHP | Ducted CEE Tier 1
216056392 | Central HP <5.4 tons | YORK | HRCU-A-CB (Split System: Heat Pump with Remote Outdoor Unit-Air-Source) | HH824E2S11 | ASPEN |  | D(A,C,E)24B3K+TDR | YP9C060B12MP13 | 22000 | 17 | 8.1 | 22600 | 18000 | 79.65% | 2 | 0 | 12 |  |  |  |  | R-454B | 1.8333 | Residential & Commercial | USHP | Ducted CEE Tier 1
216056460 | Central HP <5.4 tons | YORK | HRCU-A-CB (Split System: Heat Pump with Remote Outdoor Unit-Air-Source) | HH824E2S11 | ASPEN |  | D(A,C,E)24B4K+TDR | TM8E080B12MP11 | 22600 | 17 | 8.5 | 22800 | 18000 | 78.95% | 2 | 0 | 12 |  |  |  |  | R-454B | 1.8833 | Residential & Commercial | USHP | Ducted CEE Tier 1
213796804 | Central HP <5.4 tons | CARRIER | HRCU-A-CB (Split System: Heat Pump with Remote Outdoor Unit-Air-Source) | 38MURAQ24AB3 | ADP |  | V,C36H***P039+CBPE3A* | 0 | 24000 | 16 | 9 | 23200 | 19600 | 84.48% | 1.86 | 0 | 10.5 |  |  |  |  | R-410A | 2 | Residential & Commercial | USHP | Ducted CEE Tier 1
215065614 | Central HP <5.4 tons | YORK | HRCU-A-CB (Split System: Heat Pump with Remote Outdoor Unit-Air-Source) | HMH72B341 | ASPEN |  | CH36A34+TDR | Y81E080C16SMPS1 | 30800 | 17.8 | 8.1 | 32800 | 24200 | 73.78% | 2.14 | 0 | 9 |  |  |  |  | R-410A | 2.5667 | Residential & Commercial | USHP
206765551 | Central HP <5.4 tons | DAY & NIGHT | HRCU-A-CB (Split System: Heat Pump with Remote Outdoor Unit-Air-Source) | CVH825GKA3* |  |  | EA*4X25L17A*+WALLCON | *80CTL0701412A* | 24400 | 17.5 | 8.5 | 21200 | 16600 | 78.3% | 2.02 | 11 | 11.5 |  |  |  |  | R-410A | 2.0333 | Residential & Commercial | USHP | Ducted CEE Tier 1
206765668 | Central HP <5.4 tons | DAY & NIGHT | HRCU-A-CB (Split System: Heat Pump with Remote Outdoor Unit-Air-Source) | CVH825GKA3* |  |  | EA*4X36L17A*+WALLCON | *96CTN0601714A* | 23400 | 16 | 8.1 | 21600 | 16800 | 77.78% | 1.92 | 11 | 10.5 |  |  |  |  | R-410A | 1.95 | Residential & Commercial | USHP | Ducted CEE Tier 1
206766037 | Central HP <5.4 tons | DAY & NIGHT | HRCU-A-CB (Split System: Heat Pump with Remote Outdoor Unit-Air-Source) | CVH825GKA3* |  |  | EA*4X37L21A*+WALLCON | *80CTL0901716A* | 24600 | 17.5 | 8.5 | 21000 | 16500 | 78.57% | 2.04 | 12 | 11.7 |  |  |  |  | R-410A | 2.05 | Residential & Commercial | USHP | Ducted CEE Tier 1
213367721 | Central HP <5.4 tons | YORK | HRCU-A-CB (Split System: Heat Pump with Remote Outdoor Unit-Air-Source) | HMH72B341 | ASPEN |  | C(A,C,D,E)36C24+TDR | YPLC080B12MP13 | 30800 | 17 | 8.1 | 33600 | 29200 | 86.9% | 2.66 | 0 | 9.4 |  |  |  |  | R-410A | 2.5667 | Residential & Commercial | USHP
214091971 | Central HP <5.4 tons | YORK | HRCU-A-CB (Split System: Heat Pump with Remote Outdoor Unit-Air-Source) | HMH72B341 | ASPEN |  | D(A,C,E)42A44+TDR | TM8E100B12MP11 | 32600 | 18 | 8.1 | 33800 | 27400 | 81.07% | 2.63 | 0 | 10 |  |  |  |  | R-410A | 2.7167 | Residential & Commercial | USHP | Ducted CEE Tier 1
214092020 | Central HP <5.4 tons | YORK | HRCU-A-CB (Split System: Heat Pump with Remote Outdoor Unit-Air-Source) | HMH72B341 | ASPEN |  | D(A,C,E)48B34+TDR | TM9E060A10MP12 | 32400 | 17.5 | 8.1 | 33800 | 27400 | 81.07% | 2.59 | 0 | 9.5 |  |  |  |  | R-410A | 2.7 | Residential & Commercial | USHP
214092021 | Central HP <5.4 tons | YORK | HRCU-A-CB (Split System: Heat Pump with Remote Outdoor Unit-Air-Source) | HMH72B341 | ASPEN |  | D(A,C,E)42A44+TDR | TM9E060B12MP12 | 32600 | 17.5 | 8.1 | 34000 | 28000 | 82.35% | 2.59 | 0 | 9.5 |  |  |  |  | R-410A | 2.7167 | Residential & Commercial | USHP
213941159 | Central HP <5.4 tons | YORK | HRCU-A-CB (Split System: Heat Pump with Remote Outdoor Unit-Air-Source) | HMH72B341 | ASPEN |  | D(A,C,E)42D34+TDR | TM9E080C16MP12 | 33000 | 18 | 8.1 | 33000 | 29200 | 88.48% | 2.49 | 0 | 10 |  |  |  |  | R-410A | 2.75 | Residential & Commercial | USHP | Ducted CEE Tier 1
214091955 | Central HP <5.4 tons | YORK | HRCU-A-CB (Split System: Heat Pump with Remote Outdoor Unit-Air-Source) | HMH72B341 | ASPEN |  | D(A,C,E)36A34+TDR | TL9E100C20UH11 | 33400 | 17 | 8.1 | 33400 | 29000 | 86.83% | 2.71 | 0 | 10 |  |  |  |  | R-410A | 2.7833 | Residential & Commercial | USHP | Ducted CEE Tier 1
214091990 | Central HP <5.4 tons | YORK | HRCU-A-CB (Split System: Heat Pump with Remote Outdoor Unit-Air-Source) | HMH72B341 | ASPEN |  | D(A,C,E)48B34+TDR | TM8V100C16MP12 | 32800 | 17.5 | 8.5 | 33800 | 27400 | 81.07% | 2.66 | 0 | 10 |  |  |  |  | R-410A | 2.7333 | Residential & Commercial | USHP | Ducted CEE Tier 1
214092054 | Central HP <5.4 tons | YORK | HRCU-A-CB (Split System: Heat Pump with Remote Outdoor Unit-Air-Source) | HMH72B341 | ASPEN |  | D(A,C,E)42A44+TDR | TM9V120D20MP12 | 32000 | 17 | 8.5 | 32400 | 28200 | 87.04% | 2.79 | 0 | 9.4 |  |  |  |  | R-410A | 2.6667 | Residential & Commercial | USHP
212988710 | Central HP <5.4 tons | BRYANT HEATING AND COOLING SYSTEMS | HRCU-A-CB (Split System: Heat Pump with Remote Outdoor Unit-Air-Source) | 38MURAQ24AB3* |  |  | CAP**3721AL* | 935SB36040M17*** | 24200 | 17 | 8.5 | 25200 | 21400 | 84.92% | 1.8 | 0 | 10 |  |  |  |  | R-410A | 2.0167 | Residential & Commercial | USHP | Ducted CEE Tier 1
212989130 | Central HP <5.4 tons | BRYANT HEATING AND COOLING SYSTEMS | HRCU-A-CB (Split System: Heat Pump with Remote Outdoor Unit-Air-Source) | 38MURAQ24AB3* |  |  | CAP**2417AL* | 935SB48060M17*** | 23400 | 17 | 9 | 26800 | 26400 | 98.51% | 2.24 | 0 | 10 |  |  |  |  | R-410A | 1.95 | Residential & Commercial | USHP | Ducted CEE Tier 1
216056570 | Central HP <5.4 tons | YORK | HRCU-A-CB (Split System: Heat Pump with Remote Outdoor Unit-Air-Source) | HH824E2S11 | ASPEN |  | D(A,C,E)36A4K+TDR | TL8E060A12UH11 | 21000 | 17.5 | 9 | 22800 | 17900 | 78.51% | 2 | 0 | 11.2 |  |  |  |  | R-454B | 1.75 | Residential & Commercial | USHP | Ducted CEE Tier 1
211168122 | Central HP <5.4 tons | TRANE | HRCU-A-CB (Split System: Heat Pump with Remote Outdoor Unit-Air-Source) | 4TWL9036A1 | ASPEN |  | 4PXFH005AZ3+TDR | *DHMB060BCV3 | 35400 | 16.5 | 8.5 | 33800 | 24400 | 72.19% | 2.72 | 0 | 10 |  |  |  |  | R-410A | 2.95 | Residential & Commercial | USHP | Ducted CEE Tier 1
212632700 | Central HP <5.4 tons | LENNOX | HRCU-A-CB (Split System: Heat Pump with Remote Outdoor Unit-Air-Source) | SL25XPV-036-230A** | ADP |  | LD30/36Y9 | EL296DF045XV36B* | 33200 | 21 | 8.7 | 34400 | 29600 | 86.05% | 1.76 | 0 | 12.5 |  |  |  |  | R-410A | 2.7667 | Residential & Commercial | USHP | Ducted CEE Tier 1
212632734 | Central HP <5.4 tons | LENNOX | HRCU-A-CB (Split System: Heat Pump with Remote Outdoor Unit-Air-Source) | SL25XPV-036-230A** | ADP |  | LD24/35Y9 | SL280DF090V48B* | 33400 | 21 | 8.7 | 34400 | 29400 | 85.47% | 1.78 | 0 | 13 |  |  |  |  | R-410A | 2.7833 | Residential & Commercial | USHP | Ducted CEE Tier 1
212632743 | Central HP <5.4 tons | LENNOX | HRCU-A-CB (Split System: Heat Pump with Remote Outdoor Unit-Air-Source) | SL25XPV-036-230A** | ADP |  | LD31/36Z9 | SL280DF090V60C* | 33400 | 20 | 8.7 | 34400 | 28800 | 83.72% | 1.76 | 0 | 13 |  |  |  |  | R-410A | 2.7833 | Residential & Commercial | USHP | Ducted CEE Tier 1
216056578 | Central HP <5.4 tons | YORK | HRCU-A-CB (Split System: Heat Pump with Remote Outdoor Unit-Air-Source) | HH824E2S11 | ASPEN |  | D(A,C,E)36A4K+TDR | TMLE060A12MP11 | 21000 | 17.5 | 9 | 23000 | 17900 | 77.83% | 2 | 0 | 11.2 |  |  |  |  | R-454B | 1.75 | Residential & Commercial | USHP | Ducted CEE Tier 1
212632710 | Central HP <5.4 tons | LENNOX | HRCU-A-CB (Split System: Heat Pump with Remote Outdoor Unit-Air-Source) | SL25XPV-036-230A** | ADP |  | LD24/35Y9 | EL296DF090XV60C* | 33400 | 20 | 8.7 | 34400 | 29400 | 85.47% | 1.76 | 0 | 13 |  |  |  |  | R-410A | 2.7833 | Residential & Commercial | USHP | Ducted CEE Tier 1
212632735 | Central HP <5.4 tons | LENNOX | HRCU-A-CB (Split System: Heat Pump with Remote Outdoor Unit-Air-Source) | SL25XPV-036-230A** | ADP |  | LD30/36Z9 | SL280DF090V48B* | 33400 | 21 | 8.7 | 34400 | 29400 | 85.47% | 1.78 | 0 | 13 |  |  |  |  | R-410A | 2.7833 | Residential & Commercial | USHP | Ducted CEE Tier 1
212632742 | Central HP <5.4 tons | LENNOX | HRCU-A-CB (Split System: Heat Pump with Remote Outdoor Unit-Air-Source) | SL25XPV-036-230A** | ADP |  | LD30/36Y9 | SL280DF090V60C* | 33400 | 20 | 8.7 | 34400 | 28800 | 83.72% | 1.76 | 0 | 13 |  |  |  |  | R-410A | 2.7833 | Residential & Commercial | USHP | Ducted CEE Tier 1
212632769 | Central HP <5.4 tons | LENNOX | HRCU-A-CB (Split System: Heat Pump with Remote Outdoor Unit-Air-Source) | SL25XPV-036-230A** | ADP |  | LD19/36Y9 | SLP99DF110XV60C* | 33000 | 20 | 8.7 | 34400 | 29400 | 85.47% | 1.76 | 0 | 12.5 |  |  |  |  | R-410A | 2.75 | Residential & Commercial | USHP | Ducted CEE Tier 1
214092056 | Central HP <5.4 tons | YORK | HRCU-A-CB (Split System: Heat Pump with Remote Outdoor Unit-Air-Source) | HMH72B341 | ASPEN |  | D(A,C,E)36A34+TDR | TM9Y060B12MP11 | 32600 | 17.5 | 8.1 | 33600 | 29400 | 87.5% | 2.6 | 0 | 9.5 |  |  |  |  | R-410A | 2.7167 | Residential & Commercial | USHP
214092070 | Central HP <5.4 tons | YORK | HRCU-A-CB (Split System: Heat Pump with Remote Outdoor Unit-Air-Source) | HMH72B341 | ASPEN |  | D(A,C,E)48B34+TDR | TM9Y100C20MP11 | 32600 | 15.5 | 8.1 | 34000 | 27800 | 81.76% | 2.59 | 0 | 9.5 |  |  |  |  | R-410A | 2.7167 | Residential & Commercial | USHP
214092106 | Central HP <5.4 tons | YORK | HRCU-A-CB (Split System: Heat Pump with Remote Outdoor Unit-Air-Source) | HMH72B341 | ASPEN |  | D(A,C,E)48B34+TDR | TP9C060B12MP13 | 32800 | 17.5 | 8.1 | 34000 | 27800 | 81.76% | 2.63 | 0 | 9.5 |  |  |  |  | R-410A | 2.7333 | Residential & Commercial | USHP
214092157 | Central HP <5.4 tons | YORK | HRCU-A-CB (Split System: Heat Pump with Remote Outdoor Unit-Air-Source) | HMH72B341 | ASPEN |  | D(A,C,E)48B34+TDR | Y81E100B12LMPS1 | 32600 | 18.5 | 8.1 | 34000 | 28000 | 82.35% | 2.66 | 0 | 9.5 |  |  |  |  | R-410A | 2.7167 | Residential & Commercial | USHP
214092188 | Central HP <5.4 tons | YORK | HRCU-A-CB (Split System: Heat Pump with Remote Outdoor Unit-Air-Source) | HMH72B341 | ASPEN |  | D(A,C,E)48B34+TDR | YP9C060B12MP13 | 32800 | 17.5 | 8.1 | 34000 | 27800 | 81.76% | 2.63 | 0 | 9.5 |  |  |  |  | R-410A | 2.7333 | Residential & Commercial | USHP
214569596 | Central HP <5.4 tons | CARRIER | HRCU-A-CB (Split System: Heat Pump with Remote Outdoor Unit-Air-Source) | 25VNA436A*031* |  |  | CAP**6121AL*+UI | 58TN*B070C21**20 | 34800 | 19.5 | 9 | 35800 | 25200 | 70.39% | 2.02 | 0 | 12 |  |  |  |  | R-410A | 2.9 | Residential & Commercial | USHP | Ducted CEE Tier 1
214569648 | Central HP <5.4 tons | CARRIER | HRCU-A-CB (Split System: Heat Pump with Remote Outdoor Unit-Air-Source) | 25VNA436A*031* |  |  | CSPH*4812AL*+UI | 59CU5B100C21**22 | 34200 | 19 | 9 | 36400 | 25800 | 70.88% | 2.06 | 0 | 12 |  |  |  |  | R-410A | 2.85 | Residential & Commercial | USHP | Ducted CEE Tier 1
214569664 | Central HP <5.4 tons | CARRIER | HRCU-A-CB (Split System: Heat Pump with Remote Outdoor Unit-Air-Source) | 25VNA436A*031* |  |  | CSPH*6012AL*+UI | 59MN7C080C21**20 | 34400 | 18.5 | 9 | 36000 | 25400 | 70.56% | 2.04 | 0 | 12 |  |  |  |  | R-410A | 2.8667 | Residential & Commercial | USHP | Ducted CEE Tier 1
216056539 | Central HP <5.4 tons | YORK | HRCU-A-CB (Split System: Heat Pump with Remote Outdoor Unit-Air-Source) | HH836E2S11 | ASPEN |  | C(A,C,D,E)36B3K+TDR | TMLE120C16MP11 | 30600 | 18 | 8.5 | 30200 | 24800 | 82.12% | 2 | 0 | 11 |  |  |  |  | R-454B | 2.55 | Residential & Commercial | USHP | Ducted CEE Tier 1
216056623 | Central HP <5.4 tons | YORK | HRCU-A-CB (Split System: Heat Pump with Remote Outdoor Unit-Air-Source) | HH836E2S11 | ASPEN |  | D(A,C,E)36A4K+TDR | TMLE120C16MP11 | 30400 | 18 | 8.5 | 30200 | 24800 | 82.12% | 2 | 0 | 11.2 |  |  |  |  | R-454B | 2.5333 | Residential & Commercial | USHP | Ducted CEE Tier 1
215065673 | Central HP <5.4 tons | YORK | HRCU-A-CB (Split System: Heat Pump with Remote Outdoor Unit-Air-Source) | HMH72B341 | ASPEN |  | CH36A34+TDR | Y81E120C20SMPS1 | 30800 | 17.2 | 8.1 | 33400 | 24600 | 73.65% | 2.12 | 0 | 9.2 |  |  |  |  | R-410A | 2.5667 | Residential & Commercial | USHP
216056727 | Central HP <5.4 tons | YORK | HRCU-A-CB (Split System: Heat Pump with Remote Outdoor Unit-Air-Source) | HH860E2S11 | ASPEN |  | C(A,C,D,E)48A3K+TDR | TM8V100C20MP12 | 40000 | 17.5 | 8.1 | 44500 | 33800 | 75.96% | 2 | 0 | 10.5 |  |  |  |  | R-454B | 3.3333 | Residential & Commercial | USHP | Ducted CEE Tier 1
216056795 | Central HP <5.4 tons | YORK | HRCU-A-CB (Split System: Heat Pump with Remote Outdoor Unit-Air-Source) | HH860E2S11 | ASPEN |  | D(A,C,E)60A3K+TDR | TM8E120C16MP11 | 41000 | 18 | 8.5 | 45000 | 34200 | 76% | 2 | 0 | 10.5 |  |  |  |  | R-454B | 3.4167 | Residential & Commercial | USHP | Ducted CEE Tier 1
214092744 | Central HP <5.4 tons | YORK | HRCU-A-CB (Split System: Heat Pump with Remote Outdoor Unit-Air-Source) | HMH72B341 | ASPEN |  | D(A,C,E)42A46+TDR | TM9E060A10MP12 | 32200 | 17.5 | 8.1 | 33800 | 27400 | 81.07% | 2.59 | 0 | 9.4 |  |  |  |  | R-410A | 2.6833 | Residential & Commercial | USHP
214092746 | Central HP <5.4 tons | YORK | HRCU-A-CB (Split System: Heat Pump with Remote Outdoor Unit-Air-Source) | HMH72B341 | ASPEN |  | D(A,C,E)42A46+TDR | TM9E060B12MP12 | 32600 | 17.5 | 8.1 | 34000 | 28000 | 82.35% | 2.59 | 0 | 9.5 |  |  |  |  | R-410A | 2.7167 | Residential & Commercial | USHP
214092785 | Central HP <5.4 tons | YORK | HRCU-A-CB (Split System: Heat Pump with Remote Outdoor Unit-Air-Source) | HMH72B341 | ASPEN |  | D(A,C,E)48B36+TDR | TMLE060A12MP11 | 32800 | 18 | 8.1 | 33800 | 27400 | 81.07% | 2.63 | 0 | 10 |  |  |  |  | R-410A | 2.7333 | Residential & Commercial | USHP | Ducted CEE Tier 1
214091983 | Central HP <5.4 tons | YORK | HRCU-A-CB (Split System: Heat Pump with Remote Outdoor Unit-Air-Source) | HMH72B341 | ASPEN |  | D(A,C,E)42A44+TDR | TM8V080B12MP12 | 32400 | 17 | 8.1 | 33600 | 29400 | 87.5% | 2.63 | 0 | 9.5 |  |  |  |  | R-410A | 2.7 | Residential & Commercial | USHP
214091992 | Central HP <5.4 tons | YORK | HRCU-A-CB (Split System: Heat Pump with Remote Outdoor Unit-Air-Source) | HMH72B341 | ASPEN |  | D(A,C,E)42A44+TDR | TM8V100C20MP12 | 31800 | 16.5 | 8.5 | 32400 | 27800 | 85.8% | 2.69 | 0 | 8.9 |  |  |  |  | R-410A | 2.65 | Residential & Commercial | USHP
214092010 | Central HP <5.4 tons | YORK | HRCU-A-CB (Split System: Heat Pump with Remote Outdoor Unit-Air-Source) | HMH72B341 | ASPEN |  | D(A,C,E)42A44+TDR | TM8Y100C20MP11 | 33600 | 18 | 8.3 | 33600 | 30400 | 90.48% | 2.81 | 0 | 9.5 |  |  |  |  | R-410A | 2.8 | Residential & Commercial | USHP
214092017 | Central HP <5.4 tons | YORK | HRCU-A-CB (Split System: Heat Pump with Remote Outdoor Unit-Air-Source) | HMH72B341 | ASPEN |  | D(A,C,E)48B34+TDR | TM9E040A10MP12 | 32200 | 17 | 8.1 | 33400 | 28000 | 83.83% | 2.55 | 0 | 9.5 |  |  |  |  | R-410A | 2.6833 | Residential & Commercial | USHP
214092033 | Central HP <5.4 tons | YORK | HRCU-A-CB (Split System: Heat Pump with Remote Outdoor Unit-Air-Source) | HMH72B341 | ASPEN |  | D(A,C,E)42A44+TDR | TM9E100C20MP12 | 32400 | 15.5 | 8.1 | 33200 | 27000 | 81.33% | 2.62 | 0 | 10 |  |  |  |  | R-410A | 2.7 | Residential & Commercial | USHP | Ducted CEE Tier 1
214092058 | Central HP <5.4 tons | YORK | HRCU-A-CB (Split System: Heat Pump with Remote Outdoor Unit-Air-Source) | HMH72B341 | ASPEN |  | D(A,C,E)48B34+TDR | TM9Y060B12MP11 | 32600 | 17.5 | 8.1 | 33800 | 29200 | 86.39% | 2.61 | 0 | 9.5 |  |  |  |  | R-410A | 2.7167 | Residential & Commercial | USHP
214092069 | Central HP <5.4 tons | YORK | HRCU-A-CB (Split System: Heat Pump with Remote Outdoor Unit-Air-Source) | HMH72B341 | ASPEN |  | D(A,C,E)42A44+TDR | TM9Y100C20MP11 | 32400 | 15.5 | 8.1 | 34000 | 27800 | 81.76% | 2.59 | 0 | 9.5 |  |  |  |  | R-410A | 2.7 | Residential & Commercial | USHP
214092128 | Central HP <5.4 tons | YORK | HRCU-A-CB (Split System: Heat Pump with Remote Outdoor Unit-Air-Source) | HMH72B341 | ASPEN |  | D(A,C,E)36A34+TDR | TPLC080C16MP13 | 31600 | 17.5 | 8.4 | 33800 | 27400 | 81.07% | 2.64 | 0 | 9.8 |  |  |  |  | R-410A | 2.6333 | Residential & Commercial | USHP
214092169 | Central HP <5.4 tons | YORK | HRCU-A-CB (Split System: Heat Pump with Remote Outdoor Unit-Air-Source) | HMH72B341 | ASPEN |  | D(A,C,E)48B34+TDR | Y81E120C16LMPS1 | 33600 | 18 | 8.2 | 32800 | 30000 | 91.46% | 2.76 | 0 | 9.5 |  |  |  |  | R-410A | 2.8 | Residential & Commercial | USHP
214092185 | Central HP <5.4 tons | YORK | HRCU-A-CB (Split System: Heat Pump with Remote Outdoor Unit-Air-Source) | HMH72B341 | ASPEN |  | D(A,C,E)48B34+TDR | Y82E120C20LMPS1 | 32600 | 18.5 | 8.5 | 33400 | 28000 | 83.83% | 2.7 | 0 | 9.5 |  |  |  |  | R-410A | 2.7167 | Residential & Commercial | USHP
214092694 | Central HP <5.4 tons | YORK | HRCU-A-CB (Split System: Heat Pump with Remote Outdoor Unit-Air-Source) | HMH72B341 | ASPEN |  | D(A,C,E)42A46+TDR | TL8E080C16UH11 | 32400 | 17.5 | 8.1 | 34000 | 27800 | 81.76% | 2.68 | 0 | 10 |  |  |  |  | R-410A | 2.7 | Residential & Commercial | USHP | Ducted CEE Tier 1
214092721 | Central HP <5.4 tons | YORK | HRCU-A-CB (Split System: Heat Pump with Remote Outdoor Unit-Air-Source) | HMH72B341 | ASPEN |  | D(A,C,E)48B36+TDR | TM8V080B12MP12 | 32400 | 17 | 8.1 | 33600 | 29000 | 86.31% | 2.61 | 0 | 9.5 |  |  |  |  | R-410A | 2.7 | Residential & Commercial | USHP
214092753 | Central HP <5.4 tons | YORK | HRCU-A-CB (Split System: Heat Pump with Remote Outdoor Unit-Air-Source) | HMH72B341 | ASPEN |  | D(A,C,E)48B36+TDR | TM9E100C16MP12 | 32800 | 18 | 8.1 | 33600 | 27200 | 80.95% | 2.65 | 0 | 10 |  |  |  |  | R-410A | 2.7333 | Residential & Commercial | USHP | Ducted CEE Tier 1
216056136 | Central HP <5.4 tons | YORK | HRCU-A-CB (Split System: Heat Pump with Remote Outdoor Unit-Air-Source) | HH824E2S11 | ASPEN |  | C(A,C,D,E)24A3K+TDR | Y82E060A12LMPS1 | 20200 | 18.5 | 8.5 | 22600 | 17700 | 78.32% | 2 | 0 | 11.2 |  |  |  |  | R-454B | 1.6833 | Residential & Commercial | USHP | Ducted CEE Tier 1
216056171 | Central HP <5.4 tons | YORK | HRCU-A-CB (Split System: Heat Pump with Remote Outdoor Unit-Air-Source) | HH824E2S11 | ASPEN |  | C(A,C,D,E)24D2K+TDR | TM8E080B12MP11 | 21000 | 17 | 8.5 | 22800 | 18000 | 78.95% | 2 | 0 | 11.7 |  |  |  |  | R-454B | 1.75 | Residential & Commercial | USHP | Ducted CEE Tier 1
216056405 | Central HP <5.4 tons | YORK | HRCU-A-CB (Split System: Heat Pump with Remote Outdoor Unit-Air-Source) | HH824E2S11 | ASPEN |  | D(A,C,E)36A3K+TDR | TM8E060A12MP11 | 20800 | 17.5 | 8.5 | 22800 | 17900 | 78.51% | 2 | 0 | 11.2 |  |  |  |  | R-454B | 1.7333 | Residential & Commercial | USHP | Ducted CEE Tier 1
216056422 | Central HP <5.4 tons | YORK | HRCU-A-CB (Split System: Heat Pump with Remote Outdoor Unit-Air-Source) | HH824E2S11 | ASPEN |  | D(A,C,E)36A3K+TDR | TM9E060A10MP12 | 20600 | 16.5 | 8.5 | 22600 | 18100 | 80.09% | 2 | 0 | 10.5 |  |  |  |  | R-454B | 1.7167 | Residential & Commercial | USHP | Ducted CEE Tier 1
216056472 | Central HP <5.4 tons | YORK | HRCU-A-CB (Split System: Heat Pump with Remote Outdoor Unit-Air-Source) | HH824E2S11 | ASPEN |  | D(A,C,E)24B4K+TDR | TM9V080B12MP12 | 22600 | 17 | 8.5 | 22800 | 18300 | 80.26% | 2 | 0 | 12 |  |  |  |  | R-454B | 1.8833 | Residential & Commercial | USHP | Ducted CEE Tier 1
216056474 | Central HP <5.4 tons | YORK | HRCU-A-CB (Split System: Heat Pump with Remote Outdoor Unit-Air-Source) | HH824E2S11 | ASPEN |  | D(A,C,E)24B4K+TDR | TM9Y060B12MP11 | 22600 | 17 | 8.5 | 22800 | 18400 | 80.7% | 2 | 0 | 11.7 |  |  |  |  | R-454B | 1.8833 | Residential & Commercial | USHP | Ducted CEE Tier 1
214097722 | Central HP <5.4 tons | FRIEDRICH | HRCU-A-CB (Split System: Heat Pump with Remote Outdoor Unit-Air-Source) | RD17AZ48AJ3N |  |  | TCFZ6024SEANM | FR951V1005A21M4 | 45500 | 16 | 8.1 | 45500 | 40500 | 89.01% | 2.1 | 0 | 10 |  |  |  |  | R-410A | 3.7917 | Residential & Commercial | USHP | Ducted CEE Tier 1
216056811 | Central HP <5.4 tons | YORK | HRCU-A-CB (Split System: Heat Pump with Remote Outdoor Unit-Air-Source) | HH860E2S11 | ASPEN |  | D(A,C,E)60A3K+TDR | TM8Y100C16MP11 | 41000 | 17 | 8.1 | 43500 | 33400 | 76.78% | 2 | 0 | 11 |  |  |  |  | R-454B | 3.4167 | Residential & Commercial | USHP | Ducted CEE Tier 1
216056820 | Central HP <5.4 tons | YORK | HRCU-A-CB (Split System: Heat Pump with Remote Outdoor Unit-Air-Source) | HH860E2S11 | ASPEN |  | C(A,C,D,E)60A3K+TDR | TM9E100C16MP12 | 41000 | 18 | 8.5 | 45500 | 34400 | 75.6% | 2 | 0 | 10.5 |  |  |  |  | R-454B | 3.4167 | Residential & Commercial | USHP | Ducted CEE Tier 1
216056516 | Central HP <5.4 tons | YORK | HRCU-A-CB (Split System: Heat Pump with Remote Outdoor Unit-Air-Source) | HH836E2S11 | ASPEN |  | C(A,C,D,E)36B3K+TDR | TM8Y120C20MP11 | 30800 | 18 | 8.5 | 30600 | 25000 | 81.7% | 2 | 0 | 11 |  |  |  |  | R-454B | 2.5667 | Residential & Commercial | USHP | Ducted CEE Tier 1
216056534 | Central HP <5.4 tons | YORK | HRCU-A-CB (Split System: Heat Pump with Remote Outdoor Unit-Air-Source) | HH836E2S11 | ASPEN |  | C(A,C,D,E)36B3K+TDR | TMLE080C16MP11 | 31000 | 18 | 8.5 | 31000 | 25200 | 81.29% | 2 | 0 | 10.5 |  |  |  |  | R-454B | 2.5833 | Residential & Commercial | USHP | Ducted CEE Tier 1
214092803 | Central HP <5.4 tons | YORK | HRCU-A-CB (Split System: Heat Pump with Remote Outdoor Unit-Air-Source) | HMH72B341 | ASPEN |  | D(A,C,E)48B36+TDR | TP9C060B12MP13 | 32800 | 17.5 | 8.1 | 34000 | 27800 | 81.76% | 2.63 | 0 | 9.5 |  |  |  |  | R-410A | 2.7333 | Residential & Commercial | USHP
214092837 | Central HP <5.4 tons | YORK | HRCU-A-CB (Split System: Heat Pump with Remote Outdoor Unit-Air-Source) | HMH72B341 | ASPEN |  | D(A,C,E)48B36+TDR | Y81E080B12SMPS1 | 33000 | 18 | 8.2 | 32800 | 29400 | 89.63% | 2.71 | 0 | 9.5 |  |  |  |  | R-410A | 2.75 | Residential & Commercial | USHP
214092844 | Central HP <5.4 tons | YORK | HRCU-A-CB (Split System: Heat Pump with Remote Outdoor Unit-Air-Source) | HMH72B341 | ASPEN |  | D(A,C,E)36A36+TDR | Y81E080C20LMPS1 | 31600 | 17.9 | 8.5 | 33200 | 28200 | 84.94% | 2.71 | 0 | 9.8 |  |  |  |  | R-410A | 2.6333 | Residential & Commercial | USHP
214092855 | Central HP <5.4 tons | YORK | HRCU-A-CB (Split System: Heat Pump with Remote Outdoor Unit-Air-Source) | HMH72B341 | ASPEN |  | D(A,C,E)48B36+TDR | Y81E100B12SMPS1 | 32600 | 18.5 | 8.1 | 34000 | 28000 | 82.35% | 2.66 | 0 | 9.5 |  |  |  |  | R-410A | 2.7167 | Residential & Commercial | USHP
214092869 | Central HP <5.4 tons | YORK | HRCU-A-CB (Split System: Heat Pump with Remote Outdoor Unit-Air-Source) | HMH72B341 | ASPEN |  | D(A,C,E)42A46+TDR | Y81E120C16LMPS1 | 33600 | 18 | 8.3 | 32800 | 30400 | 92.68% | 2.81 | 0 | 9.5 |  |  |  |  | R-410A | 2.8 | Residential & Commercial | USHP
214092905 | Central HP <5.4 tons | YORK | HRCU-A-CB (Split System: Heat Pump with Remote Outdoor Unit-Air-Source) | HMH72B341 | ASPEN |  | D(A,C,E)42A46+TDR | YP9C120D20MP13 | 32000 | 17 | 8.5 | 32400 | 28200 | 87.04% | 2.79 | 0 | 9.4 |  |  |  |  | R-410A | 2.6667 | Residential & Commercial | USHP
216056829 | Central HP <5.4 tons | YORK | HRCU-A-CB (Split System: Heat Pump with Remote Outdoor Unit-Air-Source) | HH860E2S11 | ASPEN |  | D(A,C,E)60A3K+TDR | TM9V100C16MP12 | 40500 | 16.5 | 8.1 | 43500 | 33200 | 76.32% | 2 | 0 | 11.2 |  |  |  |  | R-454B | 3.375 | Residential & Commercial | USHP | Ducted CEE Tier 1
216056859 | Central HP <5.4 tons | YORK | HRCU-A-CB (Split System: Heat Pump with Remote Outdoor Unit-Air-Source) | HH860E2S11 | ASPEN |  | D(A,C,E)60A3K+TDR | TMLV120C20MP12 | 41000 | 18 | 8.5 | 44500 | 33800 | 75.96% | 2 | 0 | 10.5 |  |  |  |  | R-454B | 3.4167 | Residential & Commercial | USHP | Ducted CEE Tier 1
216056545 | Central HP <5.4 tons | YORK | HRCU-A-CB (Split System: Heat Pump with Remote Outdoor Unit-Air-Source) | HH836E2S11 | ASPEN |  | C(A,C,D,E)36B3K+TDR | TP9C100C16MP13 | 31000 | 18 | 8.5 | 31000 | 25200 | 81.29% | 2 | 0 | 10.5 |  |  |  |  | R-454B | 2.5833 | Residential & Commercial | USHP | Ducted CEE Tier 1
216056550 | Central HP <5.4 tons | YORK | HRCU-A-CB (Split System: Heat Pump with Remote Outdoor Unit-Air-Source) | HH836E2S11 | ASPEN |  | C(A,C,D,E)36B3K+TDR | Y81E080B12SMPS1 | 30600 | 18 | 8.5 | 30000 | 24800 | 82.67% | 2 | 0 | 11 |  |  |  |  | R-454B | 2.55 | Residential & Commercial | USHP | Ducted CEE Tier 1
206772365 | Central HP <5.4 tons | DAY & NIGHT | HRCU-A-CB (Split System: Heat Pump with Remote Outdoor Unit-Air-Source) | CVH837GKA2* |  |  | EN(A,D)4X48L24**+WALLCON | *80CTL0902120A* | 32400 | 17.5 | 8.1 | 33000 | 24800 | 75.15% | 1.96 | 12 | 11.7 |  |  |  |  | R-410A | 2.7 | Residential & Commercial | USHP | Ducted CEE Tier 1
206772374 | Central HP <5.4 tons | DAY & NIGHT | HRCU-A-CB (Split System: Heat Pump with Remote Outdoor Unit-Air-Source) | CVH837GKA2* |  |  | EN(A,D)4X48L24**+WALLCON | *80CTL1352422A* | 32400 | 17.5 | 8.1 | 32800 | 24800 | 75.61% | 1.98 | 12 | 11.7 |  |  |  |  | R-410A | 2.7 | Residential & Commercial | USHP | Ducted CEE Tier 1
206772401 | Central HP <5.4 tons | DAY & NIGHT | HRCU-A-CB (Split System: Heat Pump with Remote Outdoor Unit-Air-Source) | CVH837GKA2* |  |  | EN(A,D)4X48L24**+WALLCON | *97CMN1002122A* | 32400 | 17.5 | 8.1 | 33000 | 24800 | 75.15% | 1.96 | 12 | 11.7 |  |  |  |  | R-410A | 2.7 | Residential & Commercial | USHP | Ducted CEE Tier 1
206772410 | Central HP <5.4 tons | DAY & NIGHT | HRCU-A-CB (Split System: Heat Pump with Remote Outdoor Unit-Air-Source) | CVH837GKA2* |  |  | EN(A,D)4X48L24**+WALLCON | *97CMN1202422A* | 32400 | 17.5 | 8.1 | 33000 | 24800 | 75.15% | 1.96 | 12 | 11.5 |  |  |  |  | R-410A | 2.7 | Residential & Commercial | USHP | Ducted CEE Tier 1
216056109 | Central HP <5.4 tons | YORK | HRCU-A-CB (Split System: Heat Pump with Remote Outdoor Unit-Air-Source) | HH824E2S11 | ASPEN |  | C(A,C,D,E)24A3K+TDR | TM9Y060B12MP11 | 21600 | 17 | 8.1 | 22600 | 18400 | 81.42% | 2 | 0 | 11 |  |  |  |  | R-454B | 1.8 | Residential & Commercial | USHP | Ducted CEE Tier 1
214671431 | Central HP <5.4 tons | LENNOX | HRCU-A-CB (Split System: Heat Pump with Remote Outdoor Unit-Air-Source) | SL25XPV-024-230A** | ADP |  | L*24/36Z9 | SL280UH060NV36A* | 22400 | 22 | 9.2 | 19800 | 20000 | 101% | 1.84 | 0 | 14.5 |  |  |  |  | R-410A | 1.8667 | Residential & Commercial | USHP | Ducted CEE Tier 1
206133958 | Central HP <5.4 tons | DAY & NIGHT | HRCU-A-CB (Split System: Heat Pump with Remote Outdoor Unit-Air-Source) | CVH825GKA2* |  |  | EHD4X30AAL+WALLCON | *95CSU0802120A* | 23800 | 16 | 8.1 | 21800 | 16700 | 76.61% | 1.98 | 11 | 10.5 |  |  |  |  | R-410A | 1.9833 | Residential & Commercial | USHP | Ducted CEE Tier 1
216056168 | Central HP <5.4 tons | YORK | HRCU-A-CB (Split System: Heat Pump with Remote Outdoor Unit-Air-Source) | HH824E2S11 | ASPEN |  | C(A,C,D,E)24D2K+TDR | TM8E060A12MP11 | 19500 | 17 | 9 | 23000 | 17900 | 77.83% | 2 | 0 | 11 |  |  |  |  | R-454B | 1.625 | Residential & Commercial | USHP | Ducted CEE Tier 1
216056177 | Central HP <5.4 tons | YORK | HRCU-A-CB (Split System: Heat Pump with Remote Outdoor Unit-Air-Source) | HH824E2S11 | ASPEN |  | C(A,C,D,E)24D2K+TDR | TM8V080B12MP12 | 21200 | 17 | 8.5 | 22800 | 17700 | 77.63% | 2 | 0 | 11.7 |  |  |  |  | R-454B | 1.7667 | Residential & Commercial | USHP | Ducted CEE Tier 1
214665265 | Central HP <5.4 tons | CARRIER | HRCU-A-CB (Split System: Heat Pump with Remote Outdoor Unit-Air-Source) | 38MURAQ24AB3 | ADP |  | SK1925 | 0 | 21400 | 16 | 8.35 | 22800 | 19600 | 85.96% | 1.76 | 0 | 10 |  |  |  |  | R-410A | 1.7833 | Residential & Commercial | USHP | Ducted CEE Tier 1
216056618 | Central HP <5.4 tons | YORK | HRCU-A-CB (Split System: Heat Pump with Remote Outdoor Unit-Air-Source) | HH836E2S11 | ASPEN |  | D(A,C,E)36A4K+TDR | TMLE080C16MP11 | 31000 | 18 | 8.5 | 31000 | 25200 | 81.29% | 2 | 0 | 10.5 |  |  |  |  | R-454B | 2.5833 | Residential & Commercial | USHP | Ducted CEE Tier 1
213311998 | Central HP <5.4 tons | BRYANT HEATING AND COOLING SYSTEMS | HRCU-A-CB (Split System: Heat Pump with Remote Outdoor Unit-Air-Source) | 38MURAQ24AB3* | ADP |  | C36A***L129+CBPE4B* | 0 | 23600 | 18 | 8.65 | 24800 | 22600 | 91.13% | 1.86 | 0 | 10 |  |  |  |  | R-410A | 1.9667 | Residential & Commercial | USHP | Ducted CEE Tier 1
216056234 | Central HP <5.4 tons | YORK | HRCU-A-CB (Split System: Heat Pump with Remote Outdoor Unit-Air-Source) | HH824E2S11 | ASPEN |  | C(A,C,D,E)24D2K+TDR | TPLC080B12MP13 | 21200 | 17 | 8.5 | 22800 | 17700 | 77.63% | 2 | 0 | 11.7 |  |  |  |  | R-454B | 1.7667 | Residential & Commercial | USHP | Ducted CEE Tier 1
216056277 | Central HP <5.4 tons | YORK | HRCU-A-CB (Split System: Heat Pump with Remote Outdoor Unit-Air-Source) | HH824E2S11 | ASPEN |  | D(A,C,E)24B3K+TDR | TL8E060A12UH11 | 20400 | 17.5 | 8.5 | 22800 | 17900 | 78.51% | 2 | 0 | 11.2 |  |  |  |  | R-454B | 1.7 | Residential & Commercial | USHP | Ducted CEE Tier 1
216056452 | Central HP <5.4 tons | YORK | HRCU-A-CB (Split System: Heat Pump with Remote Outdoor Unit-Air-Source) | HH824E2S11 | ASPEN |  | D(A,C,E)36A3K+TDR | Y81E100B12SMPS1 | 20600 | 18.8 | 9 | 22600 | 18000 | 79.65% | 2 | 0 | 11.2 |  |  |  |  | R-454B | 1.7167 | Residential & Commercial | USHP | Ducted CEE Tier 1
216056461 | Central HP <5.4 tons | YORK | HRCU-A-CB (Split System: Heat Pump with Remote Outdoor Unit-Air-Source) | HH824E2S11 | ASPEN |  | D(A,C,E)24B4K+TDR | TM8E100B12MP11 | 22600 | 17 | 8.5 | 22800 | 18000 | 78.95% | 2 | 0 | 12 |  |  |  |  | R-454B | 1.8833 | Residential & Commercial | USHP | Ducted CEE Tier 1
216056468 | Central HP <5.4 tons | YORK | HRCU-A-CB (Split System: Heat Pump with Remote Outdoor Unit-Air-Source) | HH824E2S11 | ASPEN |  | D(A,C,E)24B4K+TDR | TM9E060B12MP12 | 22600 | 17 | 8.5 | 22800 | 18300 | 80.26% | 2 | 0 | 11.7 |  |  |  |  | R-454B | 1.8833 | Residential & Commercial | USHP | Ducted CEE Tier 1
216056486 | Central HP <5.4 tons | YORK | HRCU-A-CB (Split System: Heat Pump with Remote Outdoor Unit-Air-Source) | HH824E2S11 | ASPEN |  | D(A,C,E)24B4K+TDR | Y81E100B12SMPS1 | 21000 | 19 | 9.5 | 22800 | 18000 | 78.95% | 2 | 0 | 11.2 |  |  |  |  | R-454B | 1.75 | Residential & Commercial | USHP | Ducted CEE Tier 1
211168140 | Central HP <5.4 tons | TRANE | HRCU-A-CB (Split System: Heat Pump with Remote Outdoor Unit-Air-Source) | 4TWV0X24A1 | ASPEN |  | 4PXFH003AZ3+TDR | *DHMB080ACV3 | 23200 | 18 | 8.5 | 20200 | 19300 | 95.54% | 2.48 | 0 | 12 |  |  |  |  | R-410A | 1.9333 | Residential & Commercial | USHP | Ducted CEE Tier 1
206773662 | Central HP <5.4 tons | AIRQUEST | HRCU-A-CB (Split System: Heat Pump with Remote Outdoor Unit-Air-Source) | HVH837GKA2* |  |  | EHD4X42AAL+WALLCON | *95CSU1002122A* | 32600 | 17 | 8.1 | 33000 | 24800 | 75.15% | 1.96 | 11.5 | 11 |  |  |  |  | R-410A | 2.7167 | Residential & Commercial | USHP | Ducted CEE Tier 1
213608458 | Central HP <5.4 tons | CARRIER | HRCU-A-C (Split System: Heat Pump with Remote Outdoor Unit with No Indoor Fan --Air Source) | 38MURAQ24AB3 | ADP |  | H,PE21924+TD | 0 | 23000 | 16 | 8.8 | 23000 | 19600 | 85.22% | 1.84 | 0 | 10 |  |  |  |  | R-410A | 1.9167 | Residential & Commercial | USHP | Ducted CEE Tier 1
216056650 | Central HP <5.4 tons | YORK | HRCU-A-CB (Split System: Heat Pump with Remote Outdoor Unit-Air-Source) | HH836E2S11 | ASPEN |  | D(A,C,E)36A4K+TDR | YP9C100C20MP13 | 31600 | 18 | 8.5 | 32400 | 26000 | 80.25% | 2 | 0 | 9.8 |  |  |  |  | R-454B | 2.6333 | Residential & Commercial | USHP
215065763 | Central HP <5.4 tons | YORK | HRCU-A-CB (Split System: Heat Pump with Remote Outdoor Unit-Air-Source) | HMH72B341 | ASPEN |  | CH48A34+TDR | Y81E080C16LMPS1 | 31800 | 18 | 8.3 | 33000 | 24200 | 73.33% | 2.14 | 0 | 9.9 |  |  |  |  | R-410A | 2.65 | Residential & Commercial | USHP
215285706 | Central HP <5.4 tons | YORK | HRCU-A-CB (Split System: Heat Pump with Remote Outdoor Unit-Air-Source) | HMH72B341 | ASPEN |  | D(A,C,E)36A44+TDR | Y91E060B12SMPS1 | 31200 | 16.5 | 8.5 | 32000 | 22400 | 70% | 1.8 | 0 | 9.9 |  |  |  |  | R-410A | 2.6 | Residential & Commercial | USHP
216056459 | Central HP <5.4 tons | YORK | HRCU-A-CB (Split System: Heat Pump with Remote Outdoor Unit-Air-Source) | HH824E2S11 | ASPEN |  | D(A,C,E)24B4K+TDR | TM8E060A12MP11 | 21000 | 17.5 | 9 | 23000 | 17900 | 77.83% | 2 | 0 | 11.2 |  |  |  |  | R-454B | 1.75 | Residential & Commercial | USHP | Ducted CEE Tier 1
214097716 | Central HP <5.4 tons | FRIEDRICH | HRCU-A-CB (Split System: Heat Pump with Remote Outdoor Unit-Air-Source) | RD17AZ48AJ3N |  |  | TCFZ6024SEANM | FR962V1155A24M4 | 45500 | 17 | 8.1 | 45500 | 40000 | 87.91% | 2.1 | 0 | 10 |  |  |  |  | R-410A | 3.7917 | Residential & Commercial | USHP | Ducted CEE Tier 1
214097734 | Central HP <5.4 tons | FRIEDRICH | HRCU-A-CB (Split System: Heat Pump with Remote Outdoor Unit-Air-Source) | RD17AZ48AJ3N |  |  | TCFZ6024SEANM | FR802V1005A21DZ | 45500 | 17 | 8.1 | 45500 | 40000 | 87.91% | 2.1 | 0 | 10 |  |  |  |  | R-410A | 3.7917 | Residential & Commercial | USHP | Ducted CEE Tier 1
214097743 | Central HP <5.4 tons | FRIEDRICH | HRCU-A-CB (Split System: Heat Pump with Remote Outdoor Unit-Air-Source) | RD17AZ48AJ3N |  |  | TCFZ6024SEANM | FR801V0755A21UH | 45500 | 17 | 8.1 | 45500 | 40000 | 87.91% | 2.1 | 0 | 10 |  |  |  |  | R-410A | 3.7917 | Residential & Commercial | USHP | Ducted CEE Tier 1
212632702 | Central HP <5.4 tons | LENNOX | HRCU-A-CB (Split System: Heat Pump with Remote Outdoor Unit-Air-Source) | SL25XPV-036-230A** | ADP |  | LD31/36Y9 | EL296DF045XV36B* | 33200 | 21 | 8.7 | 34400 | 29600 | 86.05% | 1.76 | 0 | 12.5 |  |  |  |  | R-410A | 2.7667 | Residential & Commercial | USHP | Ducted CEE Tier 1
214596060 | Central HP <5.4 tons | CARRIER | HRCU-A-C (Split System: Heat Pump with Remote Outdoor Unit with No Indoor Fan --Air Source) | 38MURAQ24AB3 | ADP |  | H,PG22924+TD | 0 | 23600 | 16 | 9 | 23200 | 19600 | 84.48% | 1.86 | 0 | 10.5 |  |  |  |  | R-410A | 1.9667 | Residential & Commercial | USHP | Ducted CEE Tier 1
214596061 | Central HP <5.4 tons | CARRIER | HRCU-A-C (Split System: Heat Pump with Remote Outdoor Unit with No Indoor Fan --Air Source) | 38MURAQ24AB3 | ADP |  | H,PG22936+TD | 0 | 23600 | 16 | 9 | 23200 | 19600 | 84.48% | 1.86 | 0 | 10.5 |  |  |  |  | R-410A | 1.9667 | Residential & Commercial | USHP | Ducted CEE Tier 1
216056465 | Central HP <5.4 tons | YORK | HRCU-A-CB (Split System: Heat Pump with Remote Outdoor Unit-Air-Source) | HH824E2S11 | ASPEN |  | D(A,C,E)24B4K+TDR | TM9E026A08MP12 | 21000 | 17 | 9 | 23000 | 17600 | 76.52% | 2 | 0 | 10.5 |  |  |  |  | R-454B | 1.75 | Residential & Commercial | USHP | Ducted CEE Tier 1
214097728 | Central HP <5.4 tons | FRIEDRICH | HRCU-A-CB (Split System: Heat Pump with Remote Outdoor Unit-Air-Source) | RD17AZ48AJ3N |  |  | TCFZ6024SEANM | FR921V0705A21M4 | 45500 | 16 | 8.1 | 45500 | 40500 | 89.01% | 2.1 | 0 | 10 |  |  |  |  | R-410A | 3.7917 | Residential & Commercial | USHP | Ducted CEE Tier 1
214097731 | Central HP <5.4 tons | FRIEDRICH | HRCU-A-CB (Split System: Heat Pump with Remote Outdoor Unit-Air-Source) | RD17AZ48AJ3N |  |  | TCFZ6024SEANM | FR802V1255A24DZ | 45500 | 17 | 8.1 | 45500 | 40000 | 87.91% | 2.1 | 0 | 10 |  |  |  |  | R-410A | 3.7917 | Residential & Commercial | USHP | Ducted CEE Tier 1
214097712 | Central HP <5.4 tons | FRIEDRICH | HRCU-A-CB (Split System: Heat Pump with Remote Outdoor Unit-Air-Source) | RD17AZ48AJ3N |  |  | TCFZ6024SEANM | FR98MV0855A21UP | 45500 | 16 | 8.1 | 45500 | 40500 | 89.01% | 2.1 | 0 | 10 |  |  |  |  | R-410A | 3.7917 | Residential & Commercial | USHP | Ducted CEE Tier 1
206767206 | Central HP <5.4 tons | AIRQUEST | HRCU-A-CB (Split System: Heat Pump with Remote Outdoor Unit-Air-Source) | HVH825GKA3* |  |  | EA*4X37L21A*+WALLCON | *80CSU0601716A* | 24400 | 17 | 8.1 | 21200 | 16600 | 78.3% | 2.02 | 11.5 | 11 |  |  |  |  | R-410A | 2.0333 | Residential & Commercial | USHP | Ducted CEE Tier 1
214097726 | Central HP <5.4 tons | FRIEDRICH | HRCU-A-CB (Split System: Heat Pump with Remote Outdoor Unit-Air-Source) | RD17AZ48AJ3N |  |  | TCFZ6024SEANM | FR921V1005A21M4 | 45500 | 16 | 8.1 | 45500 | 40500 | 89.01% | 2.1 | 0 | 10 |  |  |  |  | R-410A | 3.7917 | Residential & Commercial | USHP | Ducted CEE Tier 1
214097742 | Central HP <5.4 tons | FRIEDRICH | HRCU-A-CB (Split System: Heat Pump with Remote Outdoor Unit-Air-Source) | RD17AZ48AJ3N |  |  | TCFZ6024SEANM | FR801V1005A21DZ | 45500 | 17 | 8.1 | 45500 | 40000 | 87.91% | 2.1 | 0 | 10 |  |  |  |  | R-410A | 3.7917 | Residential & Commercial | USHP | Ducted CEE Tier 1
214097715 | Central HP <5.4 tons | FRIEDRICH | HRCU-A-CB (Split System: Heat Pump with Remote Outdoor Unit-Air-Source) | RD17AZ48AJ3N |  |  | TCFZ6024SEANM | FR97MV0855A21DH | 45500 | 16 | 8.1 | 45500 | 40500 | 89.01% | 2.1 | 0 | 10 |  |  |  |  | R-410A | 3.7917 | Residential & Commercial | USHP | Ducted CEE Tier 1
215726724 | Central HP <5.4 tons | YORK | HRCU-A-CB (Split System: Heat Pump with Remote Outdoor Unit-Air-Source) | HH860E2S11 | ADP |  | H,YG86*60+TXV | Y81E120C20SMPS1 | 52500 | 19 | 8.5 | 51500 | 38000 | 73.79% | 2 | 0 | 11.7 |  |  |  |  | R-454B | 4.375 | Residential & Commercial | USHP | Ducted CEE Tier 1
215726729 | Central HP <5.4 tons | YORK | HRCU-A-CB (Split System: Heat Pump with Remote Outdoor Unit-Air-Source) | HH860E2S11 | ADP |  | H,YG48*48+TXV | Y81E130D20SMPS1 | 45000 | 18 | 9 | 43000 | 33200 | 77.21% | 2 | 0 | 12 |  |  |  |  | R-454B | 3.75 | Residential & Commercial | USHP | Ducted CEE Tier 1
215726740 | Central HP <5.4 tons | YORK | HRCU-A-CB (Split System: Heat Pump with Remote Outdoor Unit-Air-Source) | HH860E2S11 | ADP |  | H,YG88*60+TXV-BLEED | Y81E130D20SMPS1 | 54000 | 19 | 8.5 | 52500 | 39000 | 74.29% | 2 | 0 | 11.7 |  |  |  |  | R-454B | 4.5 | Residential & Commercial | USHP | Ducted CEE Tier 1
215731327 | Central HP <5.4 tons | YORK | HRCU-A-CB (Split System: Heat Pump with Remote Outdoor Unit-Air-Source) | HH860E2S11 | ADP |  | H,YG3K*60+TXV-BLEED | TM8V080C16MP12 | 43500 | 17 | 8.5 | 42000 | 32800 | 78.1% | 2 | 0 | 11.7 |  |  |  |  | R-454B | 3.625 | Residential & Commercial | USHP | Ducted CEE Tier 1
215731375 | Central HP <5.4 tons | YORK | HRCU-A-CB (Split System: Heat Pump with Remote Outdoor Unit-Air-Source) | HH860E2S11 | ADP |  | H,YG72*48+TXV-BLEED | TM8V100C16MP12 | 43500 | 18 | 8.5 | 42000 | 32800 | 78.1% | 2 | 0 | 11.7 |  |  |  |  | R-454B | 3.625 | Residential & Commercial | USHP | Ducted CEE Tier 1
215731402 | Central HP <5.4 tons | YORK | HRCU-A-CB (Split System: Heat Pump with Remote Outdoor Unit-Air-Source) | HH860E2S11 | ADP |  | H,YG53*48+TXV-BLEED | TM8V100C16MP12 | 43500 | 18 | 8.5 | 42000 | 32800 | 78.1% | 2 | 0 | 11.7 |  |  |  |  | R-454B | 3.625 | Residential & Commercial | USHP | Ducted CEE Tier 1
215731409 | Central HP <5.4 tons | YORK | HRCU-A-CB (Split System: Heat Pump with Remote Outdoor Unit-Air-Source) | HH860E2S11 | ADP |  | H,YG51*48+TXV | TM8V100C16MP12 | 43500 | 18 | 8.5 | 42000 | 32800 | 78.1% | 2 | 0 | 11.7 |  |  |  |  | R-454B | 3.625 | Residential & Commercial | USHP | Ducted CEE Tier 1
215731420 | Central HP <5.4 tons | YORK | HRCU-A-CB (Split System: Heat Pump with Remote Outdoor Unit-Air-Source) | HH860E2S11 | ADP |  | H,YG52*48+TXV | TM8V100C16MP12 | 43500 | 18 | 8.5 | 42000 | 32800 | 78.1% | 2 | 0 | 11.7 |  |  |  |  | R-454B | 3.625 | Residential & Commercial | USHP | Ducted CEE Tier 1
206767074 | Central HP <5.4 tons | DAY & NIGHT | HRCU-A-CB (Split System: Heat Pump with Remote Outdoor Unit-Air-Source) | CVH825GKA3* |  |  | EA*4X24L17A*+WALLCON | *80CSU0401712A* | 23200 | 16.5 | 8.1 | 22000 | 16700 | 75.91% | 1.9 | 11 | 10.5 |  |  |  |  | R-410A | 1.9333 | Residential & Commercial | USHP | Ducted CEE Tier 1
206767173 | Central HP <5.4 tons | DAY & NIGHT | HRCU-A-CB (Split System: Heat Pump with Remote Outdoor Unit-Air-Source) | CVH825GKA3* |  |  | EA*4X36L21A*+WALLCON | *80CSU1002120A* | 23600 | 16.5 | 8.1 | 21400 | 16700 | 78.04% | 1.92 | 11.5 | 10.5 |  |  |  |  | R-410A | 1.9667 | Residential & Commercial | USHP | Ducted CEE Tier 1
206767475 | Central HP <5.4 tons | DAY & NIGHT | HRCU-A-CB (Split System: Heat Pump with Remote Outdoor Unit-Air-Source) | CVH825GKA3* |  |  | EA*4X25L17A*+WALLCON | *95CSU0601716A* | 24200 | 16.5 | 8.1 | 21400 | 16700 | 78.04% | 2 | 11 | 10.5 |  |  |  |  | R-410A | 2.0167 | Residential & Commercial | USHP | Ducted CEE Tier 1
214097738 | Central HP <5.4 tons | FRIEDRICH | HRCU-A-CB (Split System: Heat Pump with Remote Outdoor Unit-Air-Source) | RD17AZ48AJ3N |  |  | TCFZ6024SEANM | FR801V1255A24DZ | 45500 | 17 | 8.1 | 45500 | 40000 | 87.91% | 2.1 | 0 | 10 |  |  |  |  | R-410A | 3.7917 | Residential & Commercial | USHP | Ducted CEE Tier 1
206765893 | Central HP <5.4 tons | DAY & NIGHT | HRCU-A-CB (Split System: Heat Pump with Remote Outdoor Unit-Air-Source) | CVH825GKA3* |  |  | EA*4X37L17A*+WALLCON | *97CMN0601714A* | 24000 | 16 | 8.1 | 21600 | 16900 | 78.24% | 1.98 | 11 | 10.5 |  |  |  |  | R-410A | 2 | Residential & Commercial | USHP | Ducted CEE Tier 1
206767083 | Central HP <5.4 tons | DAY & NIGHT | HRCU-A-CB (Split System: Heat Pump with Remote Outdoor Unit-Air-Source) | CVH825GKA3* |  |  | EA*4X24L17A*+WALLCON | *80CSU0601716A* | 23200 | 16.5 | 8.1 | 22000 | 16800 | 76.36% | 1.88 | 11 | 10.5 |  |  |  |  | R-410A | 1.9333 | Residential & Commercial | USHP | Ducted CEE Tier 1
216440001 | Central HP <5.4 tons | AMERICAN STANDARD | HRCU-A-CB (Split System: Heat Pump with Remote Outdoor Unit-Air-Source) | 5A6V0X36A1 |  |  | 5PX*B004AS3 | S9V2B080U4VSB+LRP | 33200 | 18.4 | 9.4 | 32000 | 24000 | 75% | 2.1 | 0 | 12 |  |  |  |  | R-454B | 2.7667 | Residential & Commercial | USHP | Ducted CEE Tier 1
206767511 | Central HP <5.4 tons | DAY & NIGHT | HRCU-A-CB (Split System: Heat Pump with Remote Outdoor Unit-Air-Source) | CVH825GKA3* |  |  | EA*4X36L21A*+WALLCON | *95CSU0802120A* | 23600 | 16.5 | 8.1 | 21400 | 16600 | 77.57% | 1.94 | 11 | 11 |  |  |  |  | R-410A | 1.9667 | Residential & Commercial | USHP | Ducted CEE Tier 1
206767520 | Central HP <5.4 tons | DAY & NIGHT | HRCU-A-CB (Split System: Heat Pump with Remote Outdoor Unit-Air-Source) | CVH825GKA3* |  |  | EA*4X36L21A*+WALLCON | *95CSU1002122A* | 23600 | 16.5 | 8.1 | 21400 | 16600 | 77.57% | 1.94 | 11.5 | 10.5 |  |  |  |  | R-410A | 1.9667 | Residential & Commercial | USHP | Ducted CEE Tier 1
213779764 | Central HP <5.4 tons | TEMPSTAR | HRCU-A-CB (Split System: Heat Pump with Remote Outdoor Unit-Air-Source) | TVH837GKA** |  |  | EA*4X61L24A*+WALLCON | *80CTL1102120B* | 33200 | 17.5 | 8.5 | 32000 | 24800 | 77.5% | 2 | 0 | 11.5 |  |  |  |  | R-410A | 2.7667 | Residential & Commercial | USHP | Ducted CEE Tier 1
216751494 | Central HP <5.4 tons | YORK | HRCU-A-CB (Split System: Heat Pump with Remote Outdoor Unit-Air-Source) | HH824E2S11 | ADP |  | H,YG34*36+TXV-BLEED | TM9E040A10MP12 | 22800 | 16 | 8.9 | 21400 | 17600 | 82.24% | 1.98 | 0 | 11.7 |  |  |  |  | R-454B | 1.9 | Residential & Commercial | USHP | Ducted CEE Tier 1
215731454 | Central HP <5.4 tons | YORK | HRCU-A-CB (Split System: Heat Pump with Remote Outdoor Unit-Air-Source) | HH860E2S11 | ADP |  | H,YG51*60+TXV | TM8V100C20MP12 | 53000 | 19 | 8.5 | 52000 | 38500 | 74.04% | 2 | 0 | 11 |  |  |  |  | R-454B | 4.4167 | Residential & Commercial | USHP | Ducted CEE Tier 1
215731479 | Central HP <5.4 tons | YORK | HRCU-A-CB (Split System: Heat Pump with Remote Outdoor Unit-Air-Source) | HH860E2S11 | ADP |  | H,YG55*60+TXV-BLEED | TM8V120C20MP12 | 53000 | 19 | 8.5 | 52000 | 38500 | 74.04% | 2 | 0 | 11 |  |  |  |  | R-454B | 4.4167 | Residential & Commercial | USHP | Ducted CEE Tier 1
215731484 | Central HP <5.4 tons | YORK | HRCU-A-CB (Split System: Heat Pump with Remote Outdoor Unit-Air-Source) | HH860E2S11 | ADP |  | H,YG51*60+TXV | TM8V120C20MP12 | 53000 | 19 | 8.5 | 52000 | 38500 | 74.04% | 2 | 0 | 11 |  |  |  |  | R-454B | 4.4167 | Residential & Commercial | USHP | Ducted CEE Tier 1
215731493 | Central HP <5.4 tons | YORK | HRCU-A-CB (Split System: Heat Pump with Remote Outdoor Unit-Air-Source) | HH860E2S11 | ADP |  | H,YG54*60+TXV-BLEED | TM9V120D20MP12 | 53000 | 19 | 8.5 | 52000 | 38500 | 74.04% | 2 | 0 | 11 |  |  |  |  | R-454B | 4.4167 | Residential & Commercial | USHP | Ducted CEE Tier 1
215731502 | Central HP <5.4 tons | YORK | HRCU-A-CB (Split System: Heat Pump with Remote Outdoor Unit-Air-Source) | HH860E2S11 | ADP |  | H,YG37*60+TXV | TM9Y080C16MP11 | 44000 | 16 | 8.5 | 42500 | 33400 | 78.59% | 2 | 0 | 11 |  |  |  |  | R-454B | 3.6667 | Residential & Commercial | USHP | Ducted CEE Tier 1
215731593 | Central HP <5.4 tons | YORK | HRCU-A-CB (Split System: Heat Pump with Remote Outdoor Unit-Air-Source) | HH860E2S11 | ADP |  | H,YG54*60+TXV-BLEED | TM9Y120D20MP11 | 53000 | 19 | 8.5 | 52500 | 39000 | 74.29% | 2 | 0 | 11 |  |  |  |  | R-454B | 4.4167 | Residential & Commercial | USHP | Ducted CEE Tier 1
215731595 | Central HP <5.4 tons | YORK | HRCU-A-CB (Split System: Heat Pump with Remote Outdoor Unit-Air-Source) | HH860E2S11 | ADP |  | H,YG55*60+TXV-BLEED | TM9Y120D20MP11 | 53000 | 19 | 8.5 | 52500 | 39000 | 74.29% | 2 | 0 | 11 |  |  |  |  | R-454B | 4.4167 | Residential & Commercial | USHP | Ducted CEE Tier 1
215731618 | Central HP <5.4 tons | YORK | HRCU-A-CB (Split System: Heat Pump with Remote Outdoor Unit-Air-Source) | HH860E2S11 | ADP |  | H,YG55*60+TXV | Y81E080C16SMPS1 | 44500 | 18 | 8.5 | 42500 | 33000 | 77.65% | 2 | 0 | 12 |  |  |  |  | R-454B | 3.7083 | Residential & Commercial | USHP | Ducted CEE Tier 1
216751495 | Central HP <5.4 tons | YORK | HRCU-A-CB (Split System: Heat Pump with Remote Outdoor Unit-Air-Source) | HH824E2S11 | ADP |  | H,YG7J*36+TXV-BLEED | TM9E040A10MP12 | 22400 | 16 | 8.8 | 21400 | 17600 | 82.24% | 1.96 | 0 | 11.5 |  |  |  |  | R-454B | 1.8667 | Residential & Commercial | USHP | Ducted CEE Tier 1
216751508 | Central HP <5.4 tons | YORK | HRCU-A-CB (Split System: Heat Pump with Remote Outdoor Unit-Air-Source) | HH824E2S11 | ADP |  | H,YG7J*36+TXV-BLEED | TM9E080B12MP12 | 23000 | 17 | 9.5 | 21400 | 19000 | 88.79% | 2 | 0 | 11.7 |  |  |  |  | R-454B | 1.9167 | Residential & Commercial | USHP | Ducted CEE Tier 1
216751509 | Central HP <5.4 tons | YORK | HRCU-A-CB (Split System: Heat Pump with Remote Outdoor Unit-Air-Source) | HH824E2S11 | ADP |  | H,YG33*36+TXV-BLEED | TM9V040A10MP12 | 22400 | 16 | 8.8 | 21400 | 17400 | 81.31% | 1.96 | 0 | 11.5 |  |  |  |  | R-454B | 1.8667 | Residential & Commercial | USHP | Ducted CEE Tier 1
216751542 | Central HP <5.4 tons | YORK | HRCU-A-CB (Split System: Heat Pump with Remote Outdoor Unit-Air-Source) | HH824E2S11 | ADP |  | H,YG7J*36+TXV-BLEED | Y82E060A12LMPS1 | 22400 | 18 | 9.25 | 21400 | 18100 | 84.58% | 1.96 | 0 | 11.5 |  |  |  |  | R-454B | 1.8667 | Residential & Commercial | USHP | Ducted CEE Tier 1
215731636 | Central HP <5.4 tons | YORK | HRCU-A-CB (Split System: Heat Pump with Remote Outdoor Unit-Air-Source) | HH860E2S11 | ADP |  | H,YG37*60+TXV | Y81E080C20SMPS1 | 52000 | 18 | 8.35 | 52000 | 38500 | 74.04% | 1.98 | 0 | 10.5 |  |  |  |  | R-454B | 4.3333 | Residential & Commercial | USHP | Ducted CEE Tier 1
214779585 | Central HP <5.4 tons | YORK | HRCU-A-CB (Split System: Heat Pump with Remote Outdoor Unit-Air-Source) | HMH72B341 |  |  | XAHC36DBCN1 | Y91E080C16SMPS1 | 33200 | 17 | 8.5 | 32000 | 22400 | 70% | 1.8 | 0 | 10 |  |  |  |  | R-410A | 2.7667 | Residential & Commercial | USHP | Ducted CEE Tier 1
216056526 | Central HP <5.4 tons | YORK | HRCU-A-CB (Split System: Heat Pump with Remote Outdoor Unit-Air-Source) | HH836E2S11 | ASPEN |  | C(A,C,D,E)36B3K+TDR | TM9V100C16MP12 | 31000 | 18 | 8.5 | 31000 | 25200 | 81.29% | 2 | 0 | 10.5 |  |  |  |  | R-454B | 2.5833 | Residential & Commercial | USHP | Ducted CEE Tier 1
216056553 | Central HP <5.4 tons | YORK | HRCU-A-CB (Split System: Heat Pump with Remote Outdoor Unit-Air-Source) | HH836E2S11 | ASPEN |  | C(A,C,D,E)36B3K+TDR | Y81E100B12SMPS1 | 30600 | 18 | 8.5 | 30400 | 24800 | 81.58% | 2 | 0 | 11 |  |  |  |  | R-454B | 2.55 | Residential & Commercial | USHP | Ducted CEE Tier 1
216056585 | Central HP <5.4 tons | YORK | HRCU-A-CB (Split System: Heat Pump with Remote Outdoor Unit-Air-Source) | HH836E2S11 | ASPEN |  | D(A,C,E)36A4K+TDR | TM8E080B12MP11 | 30600 | 18 | 8.5 | 31400 | 25400 | 80.89% | 2 | 0 | 10.5 |  |  |  |  | R-454B | 2.55 | Residential & Commercial | USHP | Ducted CEE Tier 1
216056610 | Central HP <5.4 tons | YORK | HRCU-A-CB (Split System: Heat Pump with Remote Outdoor Unit-Air-Source) | HH836E2S11 | ASPEN |  | D(A,C,E)36A4K+TDR | TM9V100C16MP12 | 30800 | 18 | 8.5 | 31000 | 25200 | 81.29% | 2 | 0 | 10.5 |  |  |  |  | R-454B | 2.5667 | Residential & Commercial | USHP | Ducted CEE Tier 1
216056642 | Central HP <5.4 tons | YORK | HRCU-A-CB (Split System: Heat Pump with Remote Outdoor Unit-Air-Source) | HH836E2S11 | ASPEN |  | D(A,C,E)36A4K+TDR | Y82E080B12LMPS1 | 30400 | 19 | 8.5 | 30000 | 24800 | 82.67% | 2 | 0 | 11.2 |  |  |  |  | R-454B | 2.5333 | Residential & Commercial | USHP | Ducted CEE Tier 1
216056658 | Central HP <5.4 tons | YORK | HRCU-A-CB (Split System: Heat Pump with Remote Outdoor Unit-Air-Source) | HH836E2S11 | ASPEN |  | C(A,C,D,E)48A3K+TDR | TM8E080C16MP11 | 31200 | 18 | 8.1 | 31000 | 25200 | 81.29% | 2 | 0 | 10.5 |  |  |  |  | R-454B | 2.6 | Residential & Commercial | USHP | Ducted CEE Tier 1
216056687 | Central HP <5.4 tons | YORK | HRCU-A-CB (Split System: Heat Pump with Remote Outdoor Unit-Air-Source) | HH836E2S11 | ASPEN |  | C(A,C,D,E)48A3K+TDR | TMLE100B12MP11 | 31000 | 18 | 8.1 | 31200 | 25400 | 81.41% | 2 | 0 | 10.5 |  |  |  |  | R-454B | 2.5833 | Residential & Commercial | USHP | Ducted CEE Tier 1
216056701 | Central HP <5.4 tons | YORK | HRCU-A-CB (Split System: Heat Pump with Remote Outdoor Unit-Air-Source) | HH836E2S11 | ASPEN |  | C(A,C,D,E)48A3K+TDR | Y81E100C20SMPS1 | 31800 | 18 | 8.5 | 31600 | 25400 | 80.38% | 2 | 0 | 10.5 |  |  |  |  | R-454B | 2.65 | Residential & Commercial | USHP | Ducted CEE Tier 1
215731684 | Central HP <5.4 tons | YORK | HRCU-A-CB (Split System: Heat Pump with Remote Outdoor Unit-Air-Source) | HH860E2S11 | ADP |  | H,YG88*48+TXV | Y81E100C16SMPS1 | 44000 | 18 | 8.5 | 42000 | 32800 | 78.1% | 2 | 0 | 12 |  |  |  |  | R-454B | 3.6667 | Residential & Commercial | USHP | Ducted CEE Tier 1
216056717 | Central HP <5.4 tons | YORK | HRCU-A-CB (Split System: Heat Pump with Remote Outdoor Unit-Air-Source) | HH860E2S11 | ASPEN |  | C(A,C,D,E)48A3K+TDR | TL9E100C20UH11 | 40000 | 16.5 | 8.1 | 44000 | 33400 | 75.91% | 2 | 0 | 11.2 |  |  |  |  | R-454B | 3.3333 | Residential & Commercial | USHP | Ducted CEE Tier 1
216056726 | Central HP <5.4 tons | YORK | HRCU-A-CB (Split System: Heat Pump with Remote Outdoor Unit-Air-Source) | HH860E2S11 | ASPEN |  | C(A,C,D,E)48A3K+TDR | TM8V100C16MP12 | 39500 | 16.5 | 8.1 | 43500 | 33400 | 76.78% | 2 | 0 | 11.2 |  |  |  |  | R-454B | 3.2917 | Residential & Commercial | USHP | Ducted CEE Tier 1
216056767 | Central HP <5.4 tons | YORK | HRCU-A-CB (Split System: Heat Pump with Remote Outdoor Unit-Air-Source) | HH860E2S11 | ASPEN |  | C(A,C,D,E)48A3K+TDR | Y91E100C16SMPS1 | 41000 | 17.5 | 8.1 | 46500 | 34200 | 73.55% | 2 | 0 | 10.5 |  |  |  |  | R-454B | 3.4167 | Residential & Commercial | USHP | Ducted CEE Tier 1
216056785 | Central HP <5.4 tons | YORK | HRCU-A-CB (Split System: Heat Pump with Remote Outdoor Unit-Air-Source) | HH860E2S11 | ASPEN |  | D(A,C,E)60A3K+TDR | TL9E100C20UH11 | 41000 | 17 | 8.1 | 44000 | 33400 | 75.91% | 2 | 0 | 11 |  |  |  |  | R-454B | 3.4167 | Residential & Commercial | USHP | Ducted CEE Tier 1
214092863 | Central HP <5.4 tons | YORK | HRCU-A-CB (Split System: Heat Pump with Remote Outdoor Unit-Air-Source) | HMH72B341 | ASPEN |  | D(A,C,E)42A46+TDR | Y81E100C20LMPS1 | 32400 | 17.5 | 8.5 | 33400 | 27600 | 82.63% | 2.7 | 0 | 9.5 |  |  |  |  | R-410A | 2.7 | Residential & Commercial | USHP
214092877 | Central HP <5.4 tons | YORK | HRCU-A-CB (Split System: Heat Pump with Remote Outdoor Unit-Air-Source) | HMH72B341 | ASPEN |  | D(A,C,E)36A36+TDR | Y81E120C20SMPS1 | 31600 | 17.5 | 8.5 | 33800 | 27800 | 82.25% | 2.66 | 0 | 9.3 |  |  |  |  | R-410A | 2.6333 | Residential & Commercial | USHP
214092879 | Central HP <5.4 tons | YORK | HRCU-A-CB (Split System: Heat Pump with Remote Outdoor Unit-Air-Source) | HMH72B341 | ASPEN |  | D(A,C,E)48B36+TDR | Y81E120C20SMPS1 | 32600 | 17.5 | 8.5 | 34000 | 28000 | 82.35% | 2.66 | 0 | 9.5 |  |  |  |  | R-410A | 2.7167 | Residential & Commercial | USHP
214776359 | Central HP <5.4 tons | YORK | HRCU-A-CB (Split System: Heat Pump with Remote Outdoor Unit-Air-Source) | HH824E2S11 | ADP |  | CV363**C+TXV | TMLE040A12MP11 | 22400 | 16 | 8.8 | 21000 | 16800 | 80% | 1.96 | 0 | 11.5 |  |  |  |  | R-454B | 1.8667 | Residential & Commercial | USHP | Ducted CEE Tier 1
214776366 | Central HP <5.4 tons | YORK | HRCU-A-CB (Split System: Heat Pump with Remote Outdoor Unit-Air-Source) | HH824E2S11 | ADP |  | CV363**C+TXV | TMLE060A12MP11 | 22600 | 17 | 8.8 | 21400 | 17500 | 81.78% | 1.96 | 0 | 11.5 |  |  |  |  | R-454B | 1.8833 | Residential & Commercial | USHP | Ducted CEE Tier 1
215285714 | Central HP <5.4 tons | YORK | HRCU-A-CB (Split System: Heat Pump with Remote Outdoor Unit-Air-Source) | HMH72B361 | ASPEN |  | D(A,C,E)36A44+TDR | Y91E080C16SMPS1 | 34000 | 17 | 8.5 | 36000 | 25200 | 70% | 2.06 | 0 | 8.4 |  |  |  |  | R-410A | 2.8333 | Residential & Commercial | USHP
216056842 | Central HP <5.4 tons | YORK | HRCU-A-CB (Split System: Heat Pump with Remote Outdoor Unit-Air-Source) | HH860E2S11 | ASPEN |  | C(A,C,D,E)60A3K+TDR | TMLE080C16MP11 | 41000 | 18 | 8.5 | 45000 | 34200 | 76% | 2 | 0 | 10.5 |  |  |  |  | R-454B | 3.4167 | Residential & Commercial | USHP | Ducted CEE Tier 1
216056892 | Central HP <5.4 tons | YORK | HRCU-A-CB (Split System: Heat Pump with Remote Outdoor Unit-Air-Source) | HH860E2S11 | ASPEN |  | C(A,C,D,E)60A3K+TDR | YP9C100C20MP13 | 32800 | 18 | 8.5 | 45000 | 33800 | 75.11% | 2 | 0 | 9.8 |  |  |  |  | R-454B | 2.7333 | Residential & Commercial | USHP
214092741 | Central HP <5.4 tons | YORK | HRCU-A-CB (Split System: Heat Pump with Remote Outdoor Unit-Air-Source) | HMH72B341 | ASPEN |  | D(A,C,E)48B36+TDR | TM8Y120C20MP11 | 33600 | 18 | 8.2 | 33600 | 30000 | 89.29% | 2.76 | 0 | 9.5 |  |  |  |  | R-410A | 2.8 | Residential & Commercial | USHP
214572587 | Central HP <5.4 tons | TEMPSTAR | HRCU-A-CB (Split System: Heat Pump with Remote Outdoor Unit-Air-Source) | TVH837GKA** |  |  | EA*4X37L21A*+WALLCON | *96CTN0802120B* | 33000 | 17.5 | 8.5 | 32600 | 25000 | 76.69% | 2 | 0 | 11.5 |  |  |  |  | R-410A | 2.75 | Residential & Commercial | USHP | Ducted CEE Tier 1
214572607 | Central HP <5.4 tons | TEMPSTAR | HRCU-A-CB (Split System: Heat Pump with Remote Outdoor Unit-Air-Source) | TVH837GKA** |  |  | EA*4X42L21A*+WALLCON | *95CSU0802120B* | 31800 | 17 | 8.5 | 33000 | 24400 | 73.94% | 1.9 | 0 | 11 |  |  |  |  | R-410A | 2.65 | Residential & Commercial | USHP | Ducted CEE Tier 1
214572637 | Central HP <5.4 tons | TEMPSTAR | HRCU-A-CB (Split System: Heat Pump with Remote Outdoor Unit-Air-Source) | TVH837GKA** |  |  | EA*4X42L21A*+WALLCON | *97CMN0802120B* | 31800 | 17 | 8.5 | 32800 | 24400 | 74.39% | 1.9 | 0 | 11 |  |  |  |  | R-410A | 2.65 | Residential & Commercial | USHP | Ducted CEE Tier 1
214572657 | Central HP <5.4 tons | TEMPSTAR | HRCU-A-CB (Split System: Heat Pump with Remote Outdoor Unit-Air-Source) | TVH837GKA** |  |  | EA*4X42L24A*+WALLCON | *80CTL0702120B* | 31800 | 18 | 8.5 | 33000 | 24400 | 73.94% | 1.9 | 0 | 11 |  |  |  |  | R-410A | 2.65 | Residential & Commercial | USHP | Ducted CEE Tier 1
215934489 | Central HP <5.4 tons | COMFORTMAKER | HRCU-A-CB (Split System: Heat Pump with Remote Outdoor Unit-Air-Source) | C5H3V48*K*AAA* |  |  | ESH5X48M12A*+WALLCON | *97CMN0802120B* | 44000 | 20 | 9 | 48500 | 36600 | 75.46% | 1.8 | 0 | 10.5 |  |  |  |  | R-454B | 3.6667 | Residential & Commercial | USHP | Ducted CEE Tier 1
213548589 | Central HP <5.4 tons | LENNOX | HRCU-A-CB (Split System: Heat Pump with Remote Outdoor Unit-Air-Source) | SL25XPV-024-230A** | ADP |  | L*35/36U9 | SL280UH070V36A* | 22000 | 21 | 9.6 | 19800 | 19600 | 98.99% | 1.98 | 0 | 13.5 |  |  |  |  | R-410A | 1.8333 | Residential & Commercial | USHP | Ducted CEE Tier 1
206133470 | Central HP <5.4 tons | DAY & NIGHT | HRCU-A-CB (Split System: Heat Pump with Remote Outdoor Unit-Air-Source) | CVH825GKA2* |  |  | EA*4X37L21A*+WALLCON | *80CSU1002120A* | 24400 | 16.5 | 8.1 | 21200 | 16700 | 78.77% | 2.02 | 11.5 | 11 |  |  |  |  | R-410A | 2.0333 | Residential & Commercial | USHP | Ducted CEE Tier 1
213885880 | Central HP <5.4 tons | CARRIER | HRCU-A-C (Split System: Heat Pump with Remote Outdoor Unit with No Indoor Fan --Air Source) | 38MURAQ36AB3 | ADP |  | H,PE32936+TD | 0 | 34800 | 15.2 | 8.2 | 36200 | 31200 | 86.19% | 1.78 | 0 | 9.5 |  |  |  |  | R-410A | 2.9 | Residential & Commercial | USHP
206771069 | Central HP <5.4 tons | DAY & NIGHT | HRCU-A-CB (Split System: Heat Pump with Remote Outdoor Unit-Air-Source) | CVH837GKA2* |  |  | EA*4X36L21A*+WALLCON | *80CTL0902120A* | 31600 | 17 | 8.1 | 33200 | 24200 | 72.89% | 1.86 | 11 | 11 |  |  |  |  | R-410A | 2.6333 | Residential & Commercial | USHP | Ducted CEE Tier 1
216727352 | Central HP <5.4 tons | CARRIER | HRCU-A-CB (Split System: Heat Pump with Remote Outdoor Unit-Air-Source) | 37MUHAQ24AA3 |  |  | CAA**2417AM* | 59SC2E060M14**12 | 22200 | 15.5 | 8.5 | 21200 | 19200 | 90.57% | 1.96 | 0 | 10.5 |  |  |  |  | R-454B | 1.85 | Residential & Commercial | USHP | Ducted CEE Tier 1
216056801 | Central HP <5.4 tons | YORK | HRCU-A-CB (Split System: Heat Pump with Remote Outdoor Unit-Air-Source) | HH860E2S11 | ASPEN |  | D(A,C,E)60A3K+TDR | TM8V080C16MP12 | 40500 | 16.5 | 8.1 | 43500 | 33400 | 76.78% | 2 | 0 | 11.2 |  |  |  |  | R-454B | 3.375 | Residential & Commercial | USHP | Ducted CEE Tier 1
212632692 | Central HP <5.4 tons | LENNOX | HRCU-A-CB (Split System: Heat Pump with Remote Outdoor Unit-Air-Source) | SL25XPV-024-230A** | ADP |  | LD19/36Y9 | SLP99DF090XV36C* | 21400 | 20 | 9.3 | 20000 | 18200 | 91% | 1.76 | 0 | 11.7 |  |  |  |  | R-410A | 1.7833 | Residential & Commercial | USHP | Ducted CEE Tier 1
216453162 | Central HP <5.4 tons | AMERICAN STANDARD | HRCU-A-CB (Split System: Heat Pump with Remote Outdoor Unit-Air-Source) | 5A6V0X48A1 |  |  | 5PX*D008AS3 | S8V2D120M5PDB | 45000 | 20.2 | 10 | 47500 | 34000 | 71.58% | 2.1 | 0 | 12 |  |  |  |  | R-454B | 3.75 | Residential & Commercial | USHP | Ducted CEE Tier 1
213821650 | Central HP <5.4 tons | TEMPSTAR | HRCU-A-CB (Split System: Heat Pump with Remote Outdoor Unit-Air-Source) | DLCURAH36ABK | ASPEN |  | D(A,C,E)36C34+TDR | *96MSN1202422A* | 34000 | 16.5 | 8.5 | 37800 | 31800 | 84.13% | 2.72 | 0 | 9.9 |  |  |  |  | R-410A | 2.8333 | Residential & Commercial | USHP
213821652 | Central HP <5.4 tons | TEMPSTAR | HRCU-A-CB (Split System: Heat Pump with Remote Outdoor Unit-Air-Source) | DLCURAH36ABK | ASPEN |  | D(A,C,E)36B34+TDR | *96MSN1402422A* | 33600 | 16.4 | 8.5 | 37800 | 31800 | 84.13% | 2.72 | 0 | 9.8 |  |  |  |  | R-410A | 2.8 | Residential & Commercial | USHP
216056894 | Central HP <5.4 tons | YORK | HRCU-A-CB (Split System: Heat Pump with Remote Outdoor Unit-Air-Source) | HH860E2S11 | ASPEN |  | C(A,C,D,E)60A3K+TDR | YP9C120D20MP13 | 33000 | 18 | 8.5 | 44500 | 33400 | 75.06% | 2 | 0 | 9.8 |  |  |  |  | R-454B | 2.75 | Residential & Commercial | USHP
216056744 | Central HP <5.4 tons | YORK | HRCU-A-CB (Split System: Heat Pump with Remote Outdoor Unit-Air-Source) | HH860E2S11 | ASPEN |  | C(A,C,D,E)48A3K+TDR | TM9Y100C20MP11 | 40000 | 16.5 | 8.1 | 45500 | 34800 | 76.48% | 2 | 0 | 10.5 |  |  |  |  | R-454B | 3.3333 | Residential & Commercial | USHP | Ducted CEE Tier 1
216056762 | Central HP <5.4 tons | YORK | HRCU-A-CB (Split System: Heat Pump with Remote Outdoor Unit-Air-Source) | HH860E2S11 | ASPEN |  | C(A,C,D,E)48A3K+TDR | TPLC120C20MP13 | 40000 | 17.5 | 8.1 | 44500 | 33800 | 75.96% | 2 | 0 | 10.5 |  |  |  |  | R-454B | 3.3333 | Residential & Commercial | USHP | Ducted CEE Tier 1
216056787 | Central HP <5.4 tons | YORK | HRCU-A-CB (Split System: Heat Pump with Remote Outdoor Unit-Air-Source) | HH860E2S11 | ASPEN |  | D(A,C,E)60A3K+TDR | TM8E080C16MP11 | 41000 | 18 | 8.5 | 45000 | 34200 | 76% | 2 | 0 | 10.5 |  |  |  |  | R-454B | 3.4167 | Residential & Commercial | USHP | Ducted CEE Tier 1
216678721 | Central HP <5.4 tons | DAY & NIGHT | HRCU-A-CB (Split System: Heat Pump with Remote Outdoor Unit-Air-Source) | DLCURAH36ABK |  |  | EA*4X37L21A* | *97VTN0601716A* | 36200 | 15.5 | 8.5 | 38000 | 34400 | 90.53% | 1.96 | 0 | 10 |  |  |  |  | R-410A | 3.0167 | Residential & Commercial | USHP | Ducted CEE Tier 1
215731693 | Central HP <5.4 tons | YORK | HRCU-A-CB (Split System: Heat Pump with Remote Outdoor Unit-Air-Source) | HH860E2S11 | ADP |  | H,YG3K*48+TXV | Y81E100C20SMPS1 | 44500 | 18 | 8.5 | 42500 | 33000 | 77.65% | 2 | 0 | 12 |  |  |  |  | R-454B | 3.7083 | Residential & Commercial | USHP | Ducted CEE Tier 1
215731720 | Central HP <5.4 tons | YORK | HRCU-A-CB (Split System: Heat Pump with Remote Outdoor Unit-Air-Source) | HH860E2S11 | ADP |  | H,YG55*60+TXV | Y81E120C16SMPS1 | 44000 | 18 | 8.5 | 41500 | 32600 | 78.55% | 2 | 0 | 12 |  |  |  |  | R-454B | 3.6667 | Residential & Commercial | USHP | Ducted CEE Tier 1
215731727 | Central HP <5.4 tons | YORK | HRCU-A-CB (Split System: Heat Pump with Remote Outdoor Unit-Air-Source) | HH860E2S11 | ADP |  | H,YG74*48+TXV-BLEED | Y81E120C16SMPS1 | 44000 | 18 | 8.5 | 41500 | 32600 | 78.55% | 2 | 0 | 12 |  |  |  |  | R-454B | 3.6667 | Residential & Commercial | USHP | Ducted CEE Tier 1
215731786 | Central HP <5.4 tons | YORK | HRCU-A-CB (Split System: Heat Pump with Remote Outdoor Unit-Air-Source) | HH860E2S11 | ADP |  | H,YG55*60+TXV | Y81E130D20SMPS1 | 54000 | 19 | 8.5 | 52500 | 39000 | 74.29% | 2 | 0 | 11.7 |  |  |  |  | R-454B | 4.5 | Residential & Commercial | USHP | Ducted CEE Tier 1
216056703 | Central HP <5.4 tons | YORK | HRCU-A-CB (Split System: Heat Pump with Remote Outdoor Unit-Air-Source) | HH836E2S11 | ASPEN |  | C(A,C,D,E)48A3K+TDR | Y91E080C16SMPS1 | 29800 | 17.5 | 8.5 | 30400 | 23400 | 76.97% | 2 | 0 | 10.5 |  |  |  |  | R-454B | 2.4833 | Residential & Commercial | USHP | Ducted CEE Tier 1
214776391 | Central HP <5.4 tons | YORK | HRCU-A-CB (Split System: Heat Pump with Remote Outdoor Unit-Air-Source) | HH836E2S11 | ADP |  | CH365B*C+TXV | TM9V060B12MP12 | 32200 | 16 | 8.4 | 29000 | 24800 | 85.52% | 1.98 | 0 | 10.5 |  |  |  |  | R-454B | 2.6833 | Residential & Commercial | USHP | Ducted CEE Tier 1
216056126 | Central HP <5.4 tons | YORK | HRCU-A-CB (Split System: Heat Pump with Remote Outdoor Unit-Air-Source) | HH824E2S11 | ASPEN |  | C(A,C,D,E)24A3K+TDR | Y81E040A12SMPS1 | 20000 | 17.5 | 9 | 22600 | 18100 | 80.09% | 2 | 0 | 11.2 |  |  |  |  | R-454B | 1.6667 | Residential & Commercial | USHP | Ducted CEE Tier 1
216440229 | Central HP <5.4 tons | AMERICAN STANDARD | HRCU-A-CB (Split System: Heat Pump with Remote Outdoor Unit-Air-Source) | 5A6V0X48A1 |  |  | 5PX*B006AS3 | S9V2B060U4VSB+LRP | 43500 | 19.2 | 9.4 | 46500 | 33600 | 72.26% | 2.1 | 0 | 11.7 |  |  |  |  | R-454B | 3.625 | Residential & Commercial | USHP | Ducted CEE Tier 1
216056174 | Central HP <5.4 tons | YORK | HRCU-A-CB (Split System: Heat Pump with Remote Outdoor Unit-Air-Source) | HH824E2S11 | ASPEN |  | C(A,C,D,E)24D2K+TDR | TM8E100B12MP11 | 21000 | 17 | 8.5 | 22800 | 18000 | 78.95% | 2 | 0 | 11.7 |  |  |  |  | R-454B | 1.75 | Residential & Commercial | USHP | Ducted CEE Tier 1
216056183 | Central HP <5.4 tons | YORK | HRCU-A-CB (Split System: Heat Pump with Remote Outdoor Unit-Air-Source) | HH824E2S11 | ASPEN |  | C(A,C,D,E)24D2K+TDR | TM8Y080B12MP11 | 21000 | 17 | 8.5 | 22800 | 18300 | 80.26% | 2 | 0 | 11.7 |  |  |  |  | R-454B | 1.75 | Residential & Commercial | USHP | Ducted CEE Tier 1
216056376 | Central HP <5.4 tons | YORK | HRCU-A-CB (Split System: Heat Pump with Remote Outdoor Unit-Air-Source) | HH824E2S11 | ASPEN |  | D(A,C,E)24B3K+TDR | Y91E026A08SMPS1 | 20600 | 17.5 | 8.1 | 22800 | 17300 | 75.88% | 2 | 0 | 11.2 |  |  |  |  | R-454B | 1.7167 | Residential & Commercial | USHP | Ducted CEE Tier 1
215731300 | Central HP <5.4 tons | YORK | HRCU-A-CB (Split System: Heat Pump with Remote Outdoor Unit-Air-Source) | HH836E2S11 | ADP |  | H,YG48*36+TXV | TM9Y100C16MP11 | 32800 | 19 | 8.5 | 29400 | 23800 | 80.95% | 2 | 0 | 11 |  |  |  |  | R-454B | 2.7333 | Residential & Commercial | USHP | Ducted CEE Tier 1
213608459 | Central HP <5.4 tons | CARRIER | HRCU-A-C (Split System: Heat Pump with Remote Outdoor Unit with No Indoor Fan --Air Source) | 38MURAQ24AB3 | ADP |  | CDP24H13P+TD | 0 | 24000 | 16 | 9.1 | 23200 | 19600 | 84.48% | 1.88 | 0 | 10.5 |  |  |  |  | R-410A | 2 | Residential & Commercial | USHP | Ducted CEE Tier 1
216056476 | Central HP <5.4 tons | YORK | HRCU-A-CB (Split System: Heat Pump with Remote Outdoor Unit-Air-Source) | HH824E2S11 | ASPEN |  | D(A,C,E)24B4K+TDR | TMLE040A12MP11 | 21000 | 16.5 | 9 | 22600 | 17200 | 76.11% | 2 | 0 | 11.7 |  |  |  |  | R-454B | 1.75 | Residential & Commercial | USHP | Ducted CEE Tier 1
216056478 | Central HP <5.4 tons | YORK | HRCU-A-CB (Split System: Heat Pump with Remote Outdoor Unit-Air-Source) | HH824E2S11 | ASPEN |  | D(A,C,E)24B4K+TDR | TMLE080B12MP11 | 22600 | 17 | 8.5 | 22800 | 18000 | 78.95% | 2 | 0 | 12 |  |  |  |  | R-454B | 1.8833 | Residential & Commercial | USHP | Ducted CEE Tier 1
216056750 | Central HP <5.4 tons | YORK | HRCU-A-CB (Split System: Heat Pump with Remote Outdoor Unit-Air-Source) | HH860E2S11 | ASPEN |  | C(A,C,D,E)48A3K+TDR | TMLE120C16MP11 | 40000 | 17.5 | 8.1 | 45000 | 34200 | 76% | 2 | 0 | 10.5 |  |  |  |  | R-454B | 3.3333 | Residential & Commercial | USHP | Ducted CEE Tier 1
216056768 | Central HP <5.4 tons | YORK | HRCU-A-CB (Split System: Heat Pump with Remote Outdoor Unit-Air-Source) | HH860E2S11 | ASPEN |  | C(A,C,D,E)48A3K+TDR | Y91E100C20SMPS1 | 41000 | 17.5 | 8.1 | 46500 | 34000 | 73.12% | 2 | 0 | 11.2 |  |  |  |  | R-454B | 3.4167 | Residential & Commercial | USHP | Ducted CEE Tier 1
216056770 | Central HP <5.4 tons | YORK | HRCU-A-CB (Split System: Heat Pump with Remote Outdoor Unit-Air-Source) | HH860E2S11 | ASPEN |  | C(A,C,D,E)48A3K+TDR | YP9C080C16MP13 | 31400 | 16.5 | 8.1 | 44000 | 33600 | 76.36% | 2 | 0 | 9 |  |  |  |  | R-454B | 2.6167 | Residential & Commercial | USHP
216727354 | Central HP <5.4 tons | CARRIER | HRCU-A-CB (Split System: Heat Pump with Remote Outdoor Unit-Air-Source) | 37MUHAQ24AA3 |  |  | CAA**2417AM* | 59SC6A026M14**10 | 22000 | 15.2 | 8.5 | 21200 | 19200 | 90.57% | 1.98 | 0 | 10.5 |  |  |  |  | R-454B | 1.8333 | Residential & Commercial | USHP | Ducted CEE Tier 1
216727384 | Central HP <5.4 tons | CARRIER | HRCU-A-CB (Split System: Heat Pump with Remote Outdoor Unit-Air-Source) | 37MUHAQ24AA3 |  |  | CAA**2517AM* | 58S(B,C)*B045M17**14 | 22800 | 15.5 | 8.5 | 20600 | 18400 | 89.32% | 1.96 | 0 | 11 |  |  |  |  | R-454B | 1.9 | Residential & Commercial | USHP | Ducted CEE Tier 1
216727385 | Central HP <5.4 tons | CARRIER | HRCU-A-CB (Split System: Heat Pump with Remote Outdoor Unit-Air-Source) | 37MUHAQ24AA3 |  |  | CAA**2517AM* | 58S(B,C)*B070M14**12 | 23000 | 16.5 | 8.5 | 20600 | 18400 | 89.32% | 1.98 | 0 | 11 |  |  |  |  | R-454B | 1.9167 | Residential & Commercial | USHP | Ducted CEE Tier 1
215407218 | Central HP <5.4 tons | YORK | HRCU-A-CB (Split System: Heat Pump with Remote Outdoor Unit-Air-Source) | HH836E2S11 | ADP |  | H,YG36*36+TXV | TM9V100C20MP12 | 33800 | 18 | 8.5 | 30600 | 25400 | 83.01% | 2 | 0 | 11 |  |  |  |  | R-454B | 2.8167 | Residential & Commercial | USHP | Ducted CEE Tier 1
215726325 | Central HP <5.4 tons | YORK | HRCU-A-CB (Split System: Heat Pump with Remote Outdoor Unit-Air-Source) | HH836E2S11 | ADP |  | H,YG81*36+TXV | TM8V080C16MP12 | 33600 | 18 | 8.5 | 30000 | 25200 | 84% | 2 | 0 | 11 |  |  |  |  | R-454B | 2.8 | Residential & Commercial | USHP | Ducted CEE Tier 1
215726394 | Central HP <5.4 tons | YORK | HRCU-A-CB (Split System: Heat Pump with Remote Outdoor Unit-Air-Source) | HH836E2S11 | ADP |  | H,YG37*36+TXV | Y81E080C16SMPS1 | 34000 | 19 | 8.5 | 30200 | 25000 | 82.78% | 2 | 0 | 11 |  |  |  |  | R-454B | 2.8333 | Residential & Commercial | USHP | Ducted CEE Tier 1
215726410 | Central HP <5.4 tons | YORK | HRCU-A-CB (Split System: Heat Pump with Remote Outdoor Unit-Air-Source) | HH836E2S11 | ADP |  | H,YG37*36+TXV | Y81E100B12SMPS1 | 33000 | 18 | 8.5 | 28800 | 24400 | 84.72% | 2 | 0 | 11.7 |  |  |  |  | R-454B | 2.75 | Residential & Commercial | USHP | Ducted CEE Tier 1
215726425 | Central HP <5.4 tons | YORK | HRCU-A-CB (Split System: Heat Pump with Remote Outdoor Unit-Air-Source) | HH836E2S11 | ADP |  | H,YG37*36+TXV-BLEED | Y81E100C20SMPS1 | 33800 | 19 | 8.5 | 30000 | 25000 | 83.33% | 2 | 0 | 11 |  |  |  |  | R-454B | 2.8167 | Residential & Commercial | USHP | Ducted CEE Tier 1
216453098 | Central HP <5.4 tons | AMERICAN STANDARD | HRCU-A-CB (Split System: Heat Pump with Remote Outdoor Unit-Air-Source) | 5A6V0X36A1 |  |  | 5PX*B006AS3 | S8V2B080M4PDB | 35400 | 20 | 9.7 | 32600 | 25200 | 77.3% | 2.1 | 0 | 12.5 |  |  |  |  | R-454B | 2.95 | Residential & Commercial | USHP | Ducted CEE Tier 1
214776795 | Central HP <5.4 tons | YORK | HRCU-A-CB (Split System: Heat Pump with Remote Outdoor Unit-Air-Source) | HH860E2S11 | ADP |  | CV600**C+TXV | YP9C080C16MP13 | 43000 | 17 | 8.4 | 42000 | 33000 | 78.57% | 1.98 | 0 | 10.5 |  |  |  |  | R-454B | 3.5833 | Residential & Commercial | USHP | Ducted CEE Tier 1
212632774 | Central HP <5.4 tons | LENNOX | HRCU-A-CB (Split System: Heat Pump with Remote Outdoor Unit-Air-Source) | SL25XPV-036-230A** | ADP |  | LD31/36Y9 | SLP99DF110XV60C* | 33400 | 20 | 8.7 | 34400 | 29400 | 85.47% | 1.76 | 0 | 13 |  |  |  |  | R-410A | 2.7833 | Residential & Commercial | USHP | Ducted CEE Tier 1
216056370 | Central HP <5.4 tons | YORK | HRCU-A-CB (Split System: Heat Pump with Remote Outdoor Unit-Air-Source) | HH824E2S11 | ASPEN |  | D(A,C,E)24B3K+TDR | Y82E060A12LMPS1 | 20400 | 18.7 | 8.5 | 22800 | 17700 | 77.63% | 2 | 0 | 11 |  |  |  |  | R-454B | 1.7 | Residential & Commercial | USHP | Ducted CEE Tier 1
216056573 | Central HP <5.4 tons | YORK | HRCU-A-CB (Split System: Heat Pump with Remote Outdoor Unit-Air-Source) | HH824E2S11 | ASPEN |  | D(A,C,E)36A4K+TDR | TM9E026A08MP12 | 21200 | 17 | 8.5 | 23000 | 17600 | 76.52% | 2 | 0 | 10.5 |  |  |  |  | R-454B | 1.7667 | Residential & Commercial | USHP | Ducted CEE Tier 1
213296041 | Central HP <5.4 tons | YORK | HRCU-A-CB (Split System: Heat Pump with Remote Outdoor Unit-Air-Source) | HMH72B341 | ASPEN |  | D(A,C,E)36A3G+TXV+TDR | TM9E100C16MP12 | 31600 | 17.9 | 8.4 | 33600 | 27200 | 80.95% | 2.63 | 0 | 9.8 |  |  |  |  | R-410A | 2.6333 | Residential & Commercial | USHP
213296526 | Central HP <5.4 tons | YORK | HRCU-A-CB (Split System: Heat Pump with Remote Outdoor Unit-Air-Source) | HMH72B341 |  |  | XAHC36DXXN1+TXV | Y82E120C20LMPS1 | 34000 | 18.5 | 8.1 | 33400 | 23800 | 71.26% | 2.06 | 0 | 9.5 |  |  |  |  | R-410A | 2.8333 | Residential & Commercial | USHP
214389237 | Central HP <5.4 tons | YORK | HRCU-A-CB (Split System: Heat Pump with Remote Outdoor Unit-Air-Source) | YH2F42TB21 | ASPEN |  | L(E,G)M48C4 | 0 | 39000 | 16 | 8.1 | 40500 | 29000 | 71.6% | 3.33 | 0 | 12.5 |  |  |  |  | R-410A | 3.25 | Residential & Commercial | USHP | Ducted CEE Tier 1
213296527 | Central HP <5.4 tons | YORK | HRCU-A-CB (Split System: Heat Pump with Remote Outdoor Unit-Air-Source) | HMH72B341 |  |  | XAHC36DBCN1 | Y82E120C20LMPS1 | 34400 | 18.5 | 8.5 | 34000 | 23800 | 70% | 2.08 | 0 | 10 |  |  |  |  | R-410A | 2.8667 | Residential & Commercial | USHP | Ducted CEE Tier 1
212632752 | Central HP <5.4 tons | LENNOX | HRCU-A-CB (Split System: Heat Pump with Remote Outdoor Unit-Air-Source) | SL25XPV-036-230A** | ADP |  | LD30/36Y9 | SLP99DF070XV36B* | 33400 | 21 | 8.7 | 34400 | 29400 | 85.47% | 1.76 | 0 | 12.5 |  |  |  |  | R-410A | 2.7833 | Residential & Commercial | USHP | Ducted CEE Tier 1
213885879 | Central HP <5.4 tons | CARRIER | HRCU-A-C (Split System: Heat Pump with Remote Outdoor Unit with No Indoor Fan --Air Source) | 38MURAQ18AB3 | ADP |  | H,PE20924+TD | 0 | 17100 | 15.2 | 8.65 | 17000 | 14500 | 85.29% | 2.02 | 0 | 11 |  |  |  |  | R-410A | 1.425 | Residential & Commercial | USHP | Ducted CEE Tier 1
214776818 | Central HP <5.4 tons | YORK | HRCU-A-CB (Split System: Heat Pump with Remote Outdoor Unit-Air-Source) | HH860E2S11 | ADP |  | CV607**C+TXV | YP9C100C20MP13 | 52000 | 19 | 8.5 | 51500 | 38000 | 73.79% | 2 | 0 | 11 |  |  |  |  | R-454B | 4.3333 | Residential & Commercial | USHP | Ducted CEE Tier 1
213608461 | Central HP <5.4 tons | CARRIER | HRCU-A-C (Split System: Heat Pump with Remote Outdoor Unit with No Indoor Fan --Air Source) | 38MURAQ24AB3 | ADP |  | H,PG30924+TD | 0 | 24000 | 16 | 9.1 | 23200 | 19600 | 84.48% | 1.88 | 0 | 10.5 |  |  |  |  | R-410A | 2 | Residential & Commercial | USHP | Ducted CEE Tier 1
214776943 | Central HP <5.4 tons | YORK | HRCU-A-CB (Split System: Heat Pump with Remote Outdoor Unit-Air-Source) | HH836E2S11 | ADP |  | CV367A*C+TXV+AEF36AXP* | 0 | 34000 | 19 | 9 | 30800 | 24800 | 80.52% | 2.1 | 0 | 11.7 |  |  |  |  | R-454B | 2.8333 | Residential & Commercial | USHP | Ducted CEE Tier 1
206765848 | Central HP <5.4 tons | DAY & NIGHT | HRCU-A-CB (Split System: Heat Pump with Remote Outdoor Unit-Air-Source) | CVH825GKA3* |  |  | EA*4X36L21A*+WALLCON | *97CMN0602120A* | 23600 | 16 | 8.1 | 21600 | 16700 | 77.31% | 1.92 | 11 | 10.5 |  |  |  |  | R-410A | 1.9667 | Residential & Commercial | USHP | Ducted CEE Tier 1
216056485 | Central HP <5.4 tons | YORK | HRCU-A-CB (Split System: Heat Pump with Remote Outdoor Unit-Air-Source) | HH824E2S11 | ASPEN |  | D(A,C,E)24B4K+TDR | Y81E080B12SMPS1 | 22600 | 18 | 8.5 | 22800 | 18500 | 81.14% | 2 | 0 | 12 |  |  |  |  | R-454B | 1.8833 | Residential & Commercial | USHP | Ducted CEE Tier 1
213780154 | Central HP <5.4 tons | TEMPSTAR | HRCU-A-CB (Split System: Heat Pump with Remote Outdoor Unit-Air-Source) | TVH837GKA** |  |  | EHD4X48AAL+WALLCON | *80CTL0701412B* | 32600 | 16.5 | 8.1 | 33200 | 25000 | 75.3% | 1.94 | 0 | 11 |  |  |  |  | R-410A | 2.7167 | Residential & Commercial | USHP | Ducted CEE Tier 1
212983136 | Central HP <5.4 tons | HEIL | HRCU-A-CB (Split System: Heat Pump with Remote Outdoor Unit-Air-Source) | DLCURAH24ABK |  |  | EA*4X24L17A* | *92MSN0401712A* | 23200 | 15.5 | 8.5 | 27000 | 26600 | 98.52% | 2.24 | 0 | 9.5 |  |  |  |  | R-410A | 1.9333 | Residential & Commercial | USHP
212983202 | Central HP <5.4 tons | HEIL | HRCU-A-CB (Split System: Heat Pump with Remote Outdoor Unit-Air-Source) | DLCURAH24ABK |  |  | EA*4X37L21A* | *92MSN0401712A* | 24000 | 16 | 8.1 | 25400 | 21800 | 85.83% | 1.8 | 0 | 10 |  |  |  |  | R-410A | 2 | Residential & Commercial | USHP | Ducted CEE Tier 1
214776827 | Central HP <5.4 tons | YORK | HRCU-A-CB (Split System: Heat Pump with Remote Outdoor Unit-Air-Source) | HH860E2S11 | ADP |  | CX601C*35+TXV | YP9C120D20MP13 | 53000 | 19 | 8.5 | 52500 | 39000 | 74.29% | 2 | 0 | 11 |  |  |  |  | R-454B | 4.4167 | Residential & Commercial | USHP | Ducted CEE Tier 1
216056803 | Central HP <5.4 tons | YORK | HRCU-A-CB (Split System: Heat Pump with Remote Outdoor Unit-Air-Source) | HH860E2S11 | ASPEN |  | D(A,C,E)60A3K+TDR | TM8V100C16MP12 | 40500 | 16.5 | 8.1 | 43500 | 33400 | 76.78% | 2 | 0 | 11.2 |  |  |  |  | R-454B | 3.375 | Residential & Commercial | USHP | Ducted CEE Tier 1
216056851 | Central HP <5.4 tons | YORK | HRCU-A-CB (Split System: Heat Pump with Remote Outdoor Unit-Air-Source) | HH860E2S11 | ASPEN |  | D(A,C,E)60A3K+TDR | TMLE120C16MP11 | 41000 | 18 | 8.5 | 45000 | 34200 | 76% | 2 | 0 | 10.5 |  |  |  |  | R-454B | 3.4167 | Residential & Commercial | USHP | Ducted CEE Tier 1
216056885 | Central HP <5.4 tons | YORK | HRCU-A-CB (Split System: Heat Pump with Remote Outdoor Unit-Air-Source) | HH860E2S11 | ASPEN |  | D(A,C,E)60A3K+TDR | Y91E100C20SMPS1 | 42000 | 17.5 | 8.1 | 46500 | 34000 | 73.12% | 2 | 0 | 11.5 |  |  |  |  | R-454B | 3.5 | Residential & Commercial | USHP | Ducted CEE Tier 1
212290949 | Central HP <5.4 tons | GOETTL | HRCU-A-CB (Split System: Heat Pump with Remote Outdoor Unit-Air-Source) | ASZS601810A* |  |  | AHVE24BP1400A* | 0 | 16600 | 17.5 | 8.5 | 17400 | 13000 | 74.71% | 2.1 | 0 | 10.9 |  |  |  |  | R-410A | 1.3833 | Residential & Commercial | USHP | Ducted CEE Tier 1
216056887 | Central HP <5.4 tons | YORK | HRCU-A-CB (Split System: Heat Pump with Remote Outdoor Unit-Air-Source) | HH860E2S11 | ASPEN |  | D(A,C,E)60A3K+TDR | Y91E120D20SMPS1 | 43000 | 17.5 | 8.1 | 46500 | 34200 | 73.55% | 2 | 0 | 11.5 |  |  |  |  | R-454B | 3.5833 | Residential & Commercial | USHP | Ducted CEE Tier 1
216056903 | Central HP <5.4 tons | YORK | HRCU-A-CB (Split System: Heat Pump with Remote Outdoor Unit-Air-Source) | HH860E2S11 | ASPEN |  | D(A,C,E)60A3K+TDR | YPLC120C20MP13 | 41000 | 18 | 8.5 | 45000 | 33800 | 75.11% | 2 | 0 | 10.5 |  |  |  |  | R-454B | 3.4167 | Residential & Commercial | USHP | Ducted CEE Tier 1
212290965 | Central HP <5.4 tons | GOETTL | HRCU-A-CB (Split System: Heat Pump with Remote Outdoor Unit-Air-Source) | ASZS601810A* |  |  | CA*EA2422*4A* | A*VC800604B*A* | 16600 | 17.5 | 8.5 | 17400 | 13000 | 74.71% | 2.1 | 0 | 10.9 |  |  |  |  | R-410A | 1.3833 | Residential & Commercial | USHP | Ducted CEE Tier 1
215934539 | Central HP <5.4 tons | COMFORTMAKER | HRCU-A-CB (Split System: Heat Pump with Remote Outdoor Unit-Air-Source) | C5H3V48*K*AAA* |  |  | ESH5X48M12A*+WALLCON | *96CTN1202422B* | 44500 | 20 | 9 | 48500 | 36400 | 75.05% | 1.82 | 0 | 10.5 |  |  |  |  | R-454B | 3.7083 | Residential & Commercial | USHP | Ducted CEE Tier 1
215425676 | Central HP <5.4 tons | YORK | HRCU-A-CB (Split System: Heat Pump with Remote Outdoor Unit-Air-Source) | HH824E2S11 | ADP |  | H,YE32*30+TXV | TM8E100B12MP11 | 22200 | 17 | 8.65 | 21200 | 17700 | 83.49% | 1.94 | 0 | 11.5 |  |  |  |  | R-454B | 1.85 | Residential & Commercial | USHP | Ducted CEE Tier 1
215425692 | Central HP <5.4 tons | YORK | HRCU-A-CB (Split System: Heat Pump with Remote Outdoor Unit-Air-Source) | HH824E2S11 | ADP |  | H,YE7J*24+TXV | TM8Y080B12MP11 | 22400 | 17 | 8.8 | 21400 | 17200 | 80.37% | 1.96 | 0 | 11.5 |  |  |  |  | R-454B | 1.8667 | Residential & Commercial | USHP | Ducted CEE Tier 1
216558399 | Central HP <5.4 tons | YORK | HRCU-A-CB (Split System: Heat Pump with Remote Outdoor Unit-Air-Source) | HMH72B361 | ASPEN |  | AE*L+CM48E46+TDR | 0 | 34400 | 18 | 8.5 | 35000 | 25200 | 72% | 2.81 | 0 | 9 |  |  |  |  | R-410A | 2.8667 | Residential & Commercial | USHP
214391660 | Central HP <5.4 tons | RUUD | HRCU-A-CB (Split System: Heat Pump with Remote Outdoor Unit-Air-Source) | RP15AZ24AJ2N | ASPEN |  | CP31A34+TDR | R802V0504A17UHN | 22400 | 16 | 8.3 | 23000 | 17200 | 74.78% | 3.06 | 0 | 11.9 |  |  |  |  | R-410A | 1.8667 | Residential & Commercial | USHP | Ducted CEE Tier 1
206771393 | Central HP <5.4 tons | DAY & NIGHT | HRCU-A-CB (Split System: Heat Pump with Remote Outdoor Unit-Air-Source) | CVH837GKA2* |  |  | EA*4X42L21A*+WALLCON | *80CTL0701716A* | 31800 | 17 | 8.1 | 33200 | 24600 | 74.1% | 1.88 | 11 | 11 |  |  |  |  | R-410A | 2.65 | Residential & Commercial | USHP | Ducted CEE Tier 1
206771510 | Central HP <5.4 tons | DAY & NIGHT | HRCU-A-CB (Split System: Heat Pump with Remote Outdoor Unit-Air-Source) | CVH837GKA2* |  |  | EA*4X42L21A*+WALLCON | *97CMN0602120A* | 31600 | 17 | 8.1 | 33400 | 24800 | 74.25% | 1.86 | 11 | 11 |  |  |  |  | R-410A | 2.6333 | Residential & Commercial | USHP | Ducted CEE Tier 1
206771609 | Central HP <5.4 tons | DAY & NIGHT | HRCU-A-CB (Split System: Heat Pump with Remote Outdoor Unit-Air-Source) | CVH837GKA2* |  |  | EA*4X42L24A*+WALLCON | *97CMN0602120A* | 31600 | 17 | 8.1 | 33400 | 24600 | 73.65% | 1.88 | 11.5 | 11 |  |  |  |  | R-410A | 2.6333 | Residential & Commercial | USHP | Ducted CEE Tier 1
211168161 | Central HP <5.4 tons | TRANE | HRCU-A-CB (Split System: Heat Pump with Remote Outdoor Unit-Air-Source) | 4TWV0X48A1 | ASPEN |  | 4PXFH009AZ3+TDR | *UD2C080ACV4 | 46000 | 19 | 8.2 | 41500 | 41500 | 100% | 2.26 | 0 | 11.7 |  |  |  |  | R-410A | 3.8333 | Residential & Commercial | USHP | Ducted CEE Tier 1
213613389 | Central HP <5.4 tons | CARRIER | HRCU-A-CB (Split System: Heat Pump with Remote Outdoor Unit-Air-Source) | 38MURAQ24AB3* | ASPEN |  | L(E,G)M36A4 | 0 | 22800 | 15.2 | 8.5 | 26400 | 23400 | 88.64% | 1.92 | 0 | 9.8 |  |  |  |  | R-410A | 1.9 | Residential & Commercial | USHP
211259612 | Central HP <5.4 tons | TEMPSTAR | HRCU-A-CB (Split System: Heat Pump with Remote Outdoor Unit-Air-Source) | DLCURAH18ABK |  |  | EA*4X19L17A* | *96VSN0601714A* | 18200 | 16 | 8.5 | 18200 | 17600 | 96.7% | 2.14 | 0 | 10.5 |  |  |  |  | R-410A | 1.5167 | Residential & Commercial | USHP | Ducted CEE Tier 1
211259914 | Central HP <5.4 tons | TEMPSTAR | HRCU-A-CB (Split System: Heat Pump with Remote Outdoor Unit-Air-Source) | DLCURAH18ABK |  |  | EA*4X19L17A* | *80ES(N,L)0451712A* | 19100 | 16 | 9 | 19100 | 17400 | 91.1% | 2.14 | 0 | 11 |  |  |  |  | R-410A | 1.5917 | Residential & Commercial | USHP | Ducted CEE Tier 1
211260182 | Central HP <5.4 tons | TEMPSTAR | HRCU-A-CB (Split System: Heat Pump with Remote Outdoor Unit-Air-Source) | DLCURAH18ABK |  |  | EA*4X24L14A* | *95ESN0261410A* | 17900 | 15.5 | 8.5 | 19000 | 18900 | 99.47% | 2.26 | 0 | 10.5 |  |  |  |  | R-410A | 1.4917 | Residential & Commercial | USHP | Ducted CEE Tier 1
211261202 | Central HP <5.4 tons | TEMPSTAR | HRCU-A-CB (Split System: Heat Pump with Remote Outdoor Unit-Air-Source) | DLCURAH18ABK |  |  | EA*4X25L17A* | OMV098J12* | 18800 | 16 | 8.5 | 18700 | 17300 | 92.51% | 2.12 | 0 | 11 |  |  |  |  | R-410A | 1.5667 | Residential & Commercial | USHP | Ducted CEE Tier 1
211261220 | Central HP <5.4 tons | TEMPSTAR | HRCU-A-CB (Split System: Heat Pump with Remote Outdoor Unit-Air-Source) | DLCURAH18ABK |  |  | EA*4X25L17A* | OLV098A12* | 18600 | 16 | 8.5 | 18600 | 17400 | 93.55% | 2.12 | 0 | 11 |  |  |  |  | R-410A | 1.55 | Residential & Commercial | USHP | Ducted CEE Tier 1
211261604 | Central HP <5.4 tons | TEMPSTAR | HRCU-A-CB (Split System: Heat Pump with Remote Outdoor Unit-Air-Source) | DLCURAH18ABK |  |  | EA*4X30L17A* | *96VSN0401712A* | 17900 | 15.5 | 8.5 | 18500 | 18500 | 100% | 2.22 | 0 | 10.5 |  |  |  |  | R-410A | 1.4917 | Residential & Commercial | USHP | Ducted CEE Tier 1
213613864 | Central HP <5.4 tons | CARRIER | HRCU-A-C (Split System: Heat Pump with Remote Outdoor Unit with No Indoor Fan --Air Source) | 38MURAQ30AB3 | ADP |  | H,PE31930+TD | 0 | 28600 | 15.2 | 9.05 | 31000 | 26600 | 85.81% | 1.76 | 0 | 10 |  |  |  |  | R-410A | 2.3833 | Residential & Commercial | USHP | Ducted CEE Tier 1
213796816 | Central HP <5.4 tons | CARRIER | HRCU-A-CB (Split System: Heat Pump with Remote Outdoor Unit-Air-Source) | 38MURAQ30AB3 | ADP |  | V,C36H***P429+CBPE3A* | 0 | 29800 | 15.2 | 8.9 | 31200 | 26600 | 85.26% | 1.78 | 0 | 10 |  |  |  |  | R-410A | 2.4833 | Residential & Commercial | USHP | Ducted CEE Tier 1
216440003 | Central HP <5.4 tons | AMERICAN STANDARD | HRCU-A-CB (Split System: Heat Pump with Remote Outdoor Unit-Air-Source) | 5A6V0X36A1 |  |  | 5PX*B004AS3+P0V0A000M30SD+LRP | 0 | 33200 | 18.2 | 9.4 | 32000 | 24200 | 75.62% | 2.1 | 0 | 12 |  |  |  |  | R-454B | 2.7667 | Residential & Commercial | USHP | Ducted CEE Tier 1
216440067 | Central HP <5.4 tons | AMERICAN STANDARD | HRCU-A-CB (Split System: Heat Pump with Remote Outdoor Unit-Air-Source) | 5A6V0X36A1 |  |  | 5PX*C005AS3+P0V0C000M50SD+LRP | 0 | 33200 | 18.8 | 9.7 | 32000 | 24000 | 75% | 2.1 | 0 | 12 |  |  |  |  | R-454B | 2.7667 | Residential & Commercial | USHP | Ducted CEE Tier 1
216440103 | Central HP <5.4 tons | AMERICAN STANDARD | HRCU-A-CB (Split System: Heat Pump with Remote Outdoor Unit-Air-Source) | 5A6V0X36A1 |  |  | 5PX*CD09AS3 | S9V2C100D4VSB+LRP | 34800 | 20 | 9.4 | 32400 | 23800 | 73.46% | 2.1 | 0 | 12.7 |  |  |  |  | R-454B | 2.9 | Residential & Commercial | USHP | Ducted CEE Tier 1
216440135 | Central HP <5.4 tons | AMERICAN STANDARD | HRCU-A-CB (Split System: Heat Pump with Remote Outdoor Unit-Air-Source) | 5A6V0X36A1 |  |  | 5TXCB004AS3 | L8V1A060U3VSB+LRP | 34000 | 18.6 | 9.7 | 31800 | 25000 | 78.62% | 2.1 | 0 | 11.7 |  |  |  |  | R-454B | 2.8333 | Residential & Commercial | USHP | Ducted CEE Tier 1
216440137 | Central HP <5.4 tons | AMERICAN STANDARD | HRCU-A-CB (Split System: Heat Pump with Remote Outdoor Unit-Air-Source) | 5A6V0X36A1 |  |  | 5TXCB004AS3 | S9V2B040U3VSB+LRP | 33200 | 18.4 | 9 | 32000 | 24200 | 75.62% | 2.1 | 0 | 12 |  |  |  |  | R-454B | 2.7667 | Residential & Commercial | USHP | Ducted CEE Tier 1
216056804 | Central HP <5.4 tons | YORK | HRCU-A-CB (Split System: Heat Pump with Remote Outdoor Unit-Air-Source) | HH860E2S11 | ASPEN |  | C(A,C,D,E)60A3K+TDR | TM8V100C20MP12 | 41000 | 18 | 8.5 | 44500 | 33800 | 75.96% | 2 | 0 | 10.5 |  |  |  |  | R-454B | 3.4167 | Residential & Commercial | USHP | Ducted CEE Tier 1
212984566 | Central HP <5.4 tons | BRYANT HEATING AND COOLING SYSTEMS | HRCU-A-CB (Split System: Heat Pump with Remote Outdoor Unit-Air-Source) | 38MURAQ24AB3* |  |  | CAP**2417AL* | 912SE48080M17*** | 23200 | 17 | 9 | 26800 | 26800 | 100% | 2.3 | 0 | 10 |  |  |  |  | R-410A | 1.9333 | Residential & Commercial | USHP | Ducted CEE Tier 1
212985050 | Central HP <5.4 tons | BRYANT HEATING AND COOLING SYSTEMS | HRCU-A-CB (Split System: Heat Pump with Remote Outdoor Unit-Air-Source) | 38MURAQ24AB3* |  |  | CNPV*3621AL* | 912SE60080M21*** | 23400 | 17 | 8.5 | 26200 | 24800 | 94.66% | 2.08 | 0 | 10.5 |  |  |  |  | R-410A | 1.95 | Residential & Commercial | USHP | Ducted CEE Tier 1
212986236 | Central HP <5.4 tons | BRYANT HEATING AND COOLING SYSTEMS | HRCU-A-CB (Split System: Heat Pump with Remote Outdoor Unit-Air-Source) | 38MURAQ24AB3* |  |  | CNPV*3014AL* | 916SA30040M14*** | 23400 | 16 | 8.1 | 26400 | 24600 | 93.18% | 2.02 | 0 | 10 |  |  |  |  | R-410A | 1.95 | Residential & Commercial | USHP | Ducted CEE Tier 1
212986888 | Central HP <5.4 tons | BRYANT HEATING AND COOLING SYSTEMS | HRCU-A-CB (Split System: Heat Pump with Remote Outdoor Unit-Air-Source) | 38MURAQ24AB3* |  |  | CAP**3014AL* | 916SA36060M14*** | 23400 | 16.5 | 8.5 | 26400 | 24600 | 93.18% | 2.04 | 0 | 10 |  |  |  |  | R-410A | 1.95 | Residential & Commercial | USHP | Ducted CEE Tier 1
212986938 | Central HP <5.4 tons | BRYANT HEATING AND COOLING SYSTEMS | HRCU-A-CB (Split System: Heat Pump with Remote Outdoor Unit-Air-Source) | 38MURAQ24AB3* |  |  | CNPV*2417AL* | 916SA36060M14*** | 23200 | 16.5 | 8.5 | 27000 | 25200 | 93.33% | 2.1 | 0 | 10 |  |  |  |  | R-410A | 1.9333 | Residential & Commercial | USHP | Ducted CEE Tier 1
204300205 | Central HP <5.4 tons | DAY & NIGHT | HRCU-A-CB (Split System: Heat Pump with Remote Outdoor Unit-Air-Source) | CVH837GKA** |  |  | EHD4X36AAL+WALLCON | *80CTL0901716A* | 32400 | 17 | 8.1 | 33200 | 24600 | 74.1% | 1.94 | 12 | 11 |  |  |  |  | R-410A | 2.7 | Residential & Commercial | USHP | Ducted CEE Tier 1
206771795 | Central HP <5.4 tons | AIRQUEST | HRCU-A-CB (Split System: Heat Pump with Remote Outdoor Unit-Air-Source) | HVH837GKA2* |  |  | EA*4X48L21A*+WALLCON | *96CTN0801714A* | 32200 | 17 | 8.1 | 32800 | 25200 | 76.83% | 1.96 | 11.5 | 11 |  |  |  |  | R-410A | 2.6833 | Residential & Commercial | USHP | Ducted CEE Tier 1
206771876 | Central HP <5.4 tons | AIRQUEST | HRCU-A-CB (Split System: Heat Pump with Remote Outdoor Unit-Air-Source) | HVH837GKA2* |  |  | EA*4X48L21A*+WALLCON | *97CMN0602120A* | 32200 | 17 | 8.1 | 32800 | 25200 | 76.83% | 1.96 | 11.5 | 11 |  |  |  |  | R-410A | 2.6833 | Residential & Commercial | USHP | Ducted CEE Tier 1
206771894 | Central HP <5.4 tons | AIRQUEST | HRCU-A-CB (Split System: Heat Pump with Remote Outdoor Unit-Air-Source) | HVH837GKA2* |  |  | EA*4X48L24A*+WALLCON | *80CTL0902120A* | 32400 | 17.5 | 8.5 | 32600 | 25000 | 76.69% | 1.98 | 12 | 11.7 |  |  |  |  | R-410A | 2.7 | Residential & Commercial | USHP | Ducted CEE Tier 1
216056577 | Central HP <5.4 tons | YORK | HRCU-A-CB (Split System: Heat Pump with Remote Outdoor Unit-Air-Source) | HH824E2S11 | ASPEN |  | D(A,C,E)36A4K+TDR | TM9Y040A10MP11 | 21200 | 17 | 8.1 | 22600 | 17300 | 76.55% | 2 | 0 | 10.5 |  |  |  |  | R-454B | 1.7667 | Residential & Commercial | USHP | Ducted CEE Tier 1
216779766 | Central HP <5.4 tons | YORK | HRCU-A-CB (Split System: Heat Pump with Remote Outdoor Unit-Air-Source) | HH824E2S11 |  |  | CTM30B5ACS1 | Y81E080B12LMPS1 | 23000 | 18 | 9.5 | 23000 | 19100 | 83.04% | 2 | 0 | 12 |  |  |  |  | R-454B | 1.9167 | Residential & Commercial | USHP | Ducted CEE Tier 1
216056643 | Central HP <5.4 tons | YORK | HRCU-A-CB (Split System: Heat Pump with Remote Outdoor Unit-Air-Source) | HH836E2S11 | ASPEN |  | D(A,C,E)36A4K+TDR | Y91E080C16SMPS1 | 29400 | 17.5 | 8.5 | 30400 | 23400 | 76.97% | 2 | 0 | 10.5 |  |  |  |  | R-454B | 2.45 | Residential & Commercial | USHP | Ducted CEE Tier 1
216051145 | Central HP <5.4 tons | FRIEDRICH | HRCU-A-CB (Split System: Heat Pump with Remote Outdoor Unit-Air-Source) | FRP19AY60AJVC |  |  | TCFY6021SEAAM | FR802V0755A21DZ | 54000 | 17 | 10 | 54000 | 48500 | 89.81% | 2 | 0 | 10 |  |  |  |  | R-454B | 4.5 | Residential & Commercial | USHP | Ducted CEE Tier 1
214776838 | Central HP <5.4 tons | YORK | HRCU-A-CB (Split System: Heat Pump with Remote Outdoor Unit-Air-Source) | HH860E2S11 | ADP |  | CH600D*C+TXV | YPLC080C16MP13 | 43000 | 17 | 8.4 | 42000 | 32800 | 78.1% | 1.98 | 0 | 11.5 |  |  |  |  | R-454B | 3.5833 | Residential & Commercial | USHP | Ducted CEE Tier 1
214776877 | Central HP <5.4 tons | YORK | HRCU-A-CB (Split System: Heat Pump with Remote Outdoor Unit-Air-Source) | HH860E2S11 | ADP |  | CV609**A+TXV | YPLC100C20MP13 | 53000 | 19 | 8.5 | 52000 | 38500 | 74.04% | 2 | 0 | 11 |  |  |  |  | R-454B | 4.4167 | Residential & Commercial | USHP | Ducted CEE Tier 1
204298631 | Central HP <5.4 tons | DAY & NIGHT | HRCU-A-CB (Split System: Heat Pump with Remote Outdoor Unit-Air-Source) | CVH837GKA** |  |  | EA*4X36L17A*+WALLCON | *80CTL0701412A* | 31400 | 17.5 | 8.1 | 33400 | 24400 | 73.05% | 1.84 | 11.5 | 11 |  |  |  |  | R-410A | 2.6167 | Residential & Commercial | USHP | Ducted CEE Tier 1
215726426 | Central HP <5.4 tons | YORK | HRCU-A-CB (Split System: Heat Pump with Remote Outdoor Unit-Air-Source) | HH836E2S11 | ADP |  | H,YG37*36+TXV | Y81E100C20SMPS1 | 33800 | 19 | 8.5 | 30000 | 25000 | 83.33% | 2 | 0 | 11 |  |  |  |  | R-454B | 2.8167 | Residential & Commercial | USHP | Ducted CEE Tier 1
215726442 | Central HP <5.4 tons | YORK | HRCU-A-CB (Split System: Heat Pump with Remote Outdoor Unit-Air-Source) | HH836E2S11 | ADP |  | H,YG37*36+TXV | Y81E120C20SMPS1 | 33600 | 19 | 8.5 | 30000 | 25000 | 83.33% | 2 | 0 | 11 |  |  |  |  | R-454B | 2.8 | Residential & Commercial | USHP | Ducted CEE Tier 1
215726443 | Central HP <5.4 tons | YORK | HRCU-A-CB (Split System: Heat Pump with Remote Outdoor Unit-Air-Source) | HH836E2S11 | ADP |  | H,YG80*36+TXV-BLEED | Y81E120C20SMPS1 | 33600 | 19 | 8.5 | 30000 | 25000 | 83.33% | 2 | 0 | 11 |  |  |  |  | R-454B | 2.8 | Residential & Commercial | USHP | Ducted CEE Tier 1
215726444 | Central HP <5.4 tons | YORK | HRCU-A-CB (Split System: Heat Pump with Remote Outdoor Unit-Air-Source) | HH836E2S11 | ADP |  | H,YG80*36+TXV | Y81E120C20SMPS1 | 33600 | 19 | 8.5 | 30000 | 25000 | 83.33% | 2 | 0 | 11 |  |  |  |  | R-454B | 2.8 | Residential & Commercial | USHP | Ducted CEE Tier 1
215731290 | Central HP <5.4 tons | YORK | HRCU-A-CB (Split System: Heat Pump with Remote Outdoor Unit-Air-Source) | HH836E2S11 | ADP |  | H,YG48*36+TXV | TM8V100C16MP12 | 33600 | 18 | 8.5 | 29600 | 25000 | 84.46% | 2 | 0 | 11 |  |  |  |  | R-454B | 2.8 | Residential & Commercial | USHP | Ducted CEE Tier 1
216032497 | Central HP <5.4 tons | YORK | HRCU-A-CB (Split System: Heat Pump with Remote Outdoor Unit-Air-Source) | HH824E2S11 | ADP |  | SM7*25+TXV | 0 | 23000 | 19 | 9.45 | 22400 | 16600 | 74.11% | 2.08 | 0 | 12 |  |  |  |  | R-454B | 1.9167 | Residential & Commercial | USHP | Ducted CEE Tier 1
212987424 | Central HP <5.4 tons | BRYANT HEATING AND COOLING SYSTEMS | HRCU-A-CB (Split System: Heat Pump with Remote Outdoor Unit-Air-Source) | 38MURAQ24AB3* |  |  | CAP**3717AL* | 916SA48080M17*** | 24200 | 17 | 8.5 | 25200 | 22000 | 87.3% | 1.84 | 0 | 10 |  |  |  |  | R-410A | 2.0167 | Residential & Commercial | USHP | Ducted CEE Tier 1
212989178 | Central HP <5.4 tons | BRYANT HEATING AND COOLING SYSTEMS | HRCU-A-CB (Split System: Heat Pump with Remote Outdoor Unit-Air-Source) | 38MURAQ24AB3* |  |  | CAP**3621AL* | 935SB48060M17*** | 23800 | 17.5 | 8.5 | 26200 | 23800 | 90.84% | 1.98 | 0 | 10 |  |  |  |  | R-410A | 1.9833 | Residential & Commercial | USHP | Ducted CEE Tier 1
212632711 | Central HP <5.4 tons | LENNOX | HRCU-A-CB (Split System: Heat Pump with Remote Outdoor Unit-Air-Source) | SL25XPV-036-230A** | ADP |  | LD30/36Z9 | EL296DF090XV60C* | 33400 | 20 | 8.7 | 34400 | 29400 | 85.47% | 1.76 | 0 | 13 |  |  |  |  | R-410A | 2.7833 | Residential & Commercial | USHP | Ducted CEE Tier 1
212632720 | Central HP <5.4 tons | LENNOX | HRCU-A-CB (Split System: Heat Pump with Remote Outdoor Unit-Air-Source) | SL25XPV-036-230A** | ADP |  | LD31/36Y9 | EL296DF110XV60C* | 33400 | 20 | 8.7 | 34400 | 29400 | 85.47% | 1.76 | 0 | 13 |  |  |  |  | R-410A | 2.7833 | Residential & Commercial | USHP | Ducted CEE Tier 1
212632727 | Central HP <5.4 tons | LENNOX | HRCU-A-CB (Split System: Heat Pump with Remote Outdoor Unit-Air-Source) | SL25XPV-036-230A** | ADP |  | LD19/36Y9 | SL280DF080NV60C* | 33000 | 20 | 8.6 | 34400 | 28800 | 83.72% | 1.76 | 0 | 12.5 |  |  |  |  | R-410A | 2.75 | Residential & Commercial | USHP | Ducted CEE Tier 1
212632736 | Central HP <5.4 tons | LENNOX | HRCU-A-CB (Split System: Heat Pump with Remote Outdoor Unit-Air-Source) | SL25XPV-036-230A** | ADP |  | LD30/36Y9 | SL280DF090V48B* | 33400 | 21 | 8.7 | 34400 | 29400 | 85.47% | 1.78 | 0 | 13 |  |  |  |  | R-410A | 2.7833 | Residential & Commercial | USHP | Ducted CEE Tier 1
212632745 | Central HP <5.4 tons | LENNOX | HRCU-A-CB (Split System: Heat Pump with Remote Outdoor Unit-Air-Source) | SL25XPV-036-230A** | ADP |  | LD19/36Y9 | SL280DF110V60C* | 33200 | 20 | 8.7 | 34400 | 28800 | 83.72% | 1.76 | 0 | 13 |  |  |  |  | R-410A | 2.7667 | Residential & Commercial | USHP | Ducted CEE Tier 1
212632750 | Central HP <5.4 tons | LENNOX | HRCU-A-CB (Split System: Heat Pump with Remote Outdoor Unit-Air-Source) | SL25XPV-036-230A** | ADP |  | LD31/36Y9 | SL280DF110V60C* | 33600 | 20 | 8.7 | 34400 | 28800 | 83.72% | 1.76 | 0 | 13 |  |  |  |  | R-410A | 2.8 | Residential & Commercial | USHP | Ducted CEE Tier 1
216571196 | Central HP <5.4 tons | TRANE | HRCU-A-CB (Split System: Heat Pump with Remote Outdoor Unit-Air-Source) | 5TWV8X24A1 |  |  | 5PX*B006AS3 | L8V1B080U4VSB+LRP | 22000 | 18.1 | 8.5 | 23000 | 18600 | 80.87% | 2.2 | 0 | 11.5 |  |  |  |  | R-454B | 1.8333 | Residential & Commercial | USHP | Ducted CEE Tier 1
216056800 | Central HP <5.4 tons | YORK | HRCU-A-CB (Split System: Heat Pump with Remote Outdoor Unit-Air-Source) | HH860E2S11 | ASPEN |  | C(A,C,D,E)60A3K+TDR | TM8V080C16MP12 | 40500 | 16.5 | 8.1 | 43500 | 33400 | 76.78% | 2 | 0 | 11.2 |  |  |  |  | R-454B | 3.375 | Residential & Commercial | USHP | Ducted CEE Tier 1
216056836 | Central HP <5.4 tons | YORK | HRCU-A-CB (Split System: Heat Pump with Remote Outdoor Unit-Air-Source) | HH860E2S11 | ASPEN |  | C(A,C,D,E)60A3K+TDR | TM9Y100C16MP11 | 40500 | 17 | 8.5 | 44000 | 33800 | 76.82% | 2 | 0 | 10.5 |  |  |  |  | R-454B | 3.375 | Residential & Commercial | USHP | Ducted CEE Tier 1
216056843 | Central HP <5.4 tons | YORK | HRCU-A-CB (Split System: Heat Pump with Remote Outdoor Unit-Air-Source) | HH860E2S11 | ASPEN |  | D(A,C,E)60A3K+TDR | TMLE080C16MP11 | 41000 | 18 | 8.5 | 45000 | 34200 | 76% | 2 | 0 | 10.5 |  |  |  |  | R-454B | 3.4167 | Residential & Commercial | USHP | Ducted CEE Tier 1
213296608 | Central HP <5.4 tons | YORK | HRCU-A-CB (Split System: Heat Pump with Remote Outdoor Unit-Air-Source) | HMH72B341 |  |  | XAFC36DBCN1 | Y92E080B12SMPS1 | 33800 | 18 | 8.5 | 33000 | 23200 | 70.3% | 2 | 0 | 10 |  |  |  |  | R-410A | 2.8167 | Residential & Commercial | USHP | Ducted CEE Tier 1
213296610 | Central HP <5.4 tons | YORK | HRCU-A-CB (Split System: Heat Pump with Remote Outdoor Unit-Air-Source) | HMH72B341 |  |  | XAFB36DBCN1 | Y92E040A10SMPS1 | 33400 | 17.5 | 8.5 | 33000 | 23200 | 70.3% | 1.98 | 0 | 9.5 |  |  |  |  | R-410A | 2.7833 | Residential & Commercial | USHP
213296674 | Central HP <5.4 tons | YORK | HRCU-A-CB (Split System: Heat Pump with Remote Outdoor Unit-Air-Source) | HMH72B341 |  |  | XAHC36DBCN1 | Y81E100B12SMPS1 | 33400 | 17.5 | 8.1 | 32800 | 23200 | 70.73% | 2.02 | 0 | 9.5 |  |  |  |  | R-410A | 2.7833 | Residential & Commercial | USHP
213296692 | Central HP <5.4 tons | YORK | HRCU-A-CB (Split System: Heat Pump with Remote Outdoor Unit-Air-Source) | HMH72B341 |  |  | XAHB36DBCN1 | Y81E040A12SMPS1 | 33200 | 17.5 | 8.1 | 32800 | 23000 | 70.12% | 2.02 | 0 | 10 |  |  |  |  | R-410A | 2.7667 | Residential & Commercial | USHP | Ducted CEE Tier 1
213296710 | Central HP <5.4 tons | YORK | HRCU-A-CB (Split System: Heat Pump with Remote Outdoor Unit-Air-Source) | HMH72B341 |  |  | XAFD48FBCN1 | Y82E080C16LMPS1 | 33600 | 17.5 | 8.5 | 32800 | 23200 | 70.73% | 2.08 | 0 | 9.5 |  |  |  |  | R-410A | 2.8 | Residential & Commercial | USHP
213296574 | Central HP <5.4 tons | YORK | HRCU-A-CB (Split System: Heat Pump with Remote Outdoor Unit-Air-Source) | HMH72B341 |  |  | XAFC36DXXN1+TXV | Y82E100C20LMPS1 | 34000 | 18.5 | 8.5 | 33400 | 24200 | 72.46% | 2.14 | 0 | 9.5 |  |  |  |  | R-410A | 2.8333 | Residential & Commercial | USHP
213296593 | Central HP <5.4 tons | YORK | HRCU-A-CB (Split System: Heat Pump with Remote Outdoor Unit-Air-Source) | HMH72B341 |  |  | XAHC30CXXN1+TXV | Y81E080C20LMPS1 | 32800 | 17.5 | 8.5 | 32000 | 22800 | 71.25% | 2.02 | 0 | 9.5 |  |  |  |  | R-410A | 2.7333 | Residential & Commercial | USHP
214777221 | Central HP <5.4 tons | YORK | HRCU-A-CB (Split System: Heat Pump with Remote Outdoor Unit-Air-Source) | HH860E2S11 | ADP |  | CV602C*A+TXV | Y81E120C20SMPS1 | 52500 | 19 | 8.5 | 51500 | 38000 | 73.79% | 2 | 0 | 11.7 |  |  |  |  | R-454B | 4.375 | Residential & Commercial | USHP | Ducted CEE Tier 1
216051154 | Central HP <5.4 tons | FRIEDRICH | HRCU-A-CB (Split System: Heat Pump with Remote Outdoor Unit-Air-Source) | FRP19AY60AJVC |  |  | TCFY6021SEAAM | FR802V0755A21UH | 53500 | 17 | 10 | 53500 | 48500 | 90.65% | 2 | 0 | 10 |  |  |  |  | R-454B | 4.4583 | Residential & Commercial | USHP | Ducted CEE Tier 1
214776355 | Central HP <5.4 tons | YORK | HRCU-A-CB (Split System: Heat Pump with Remote Outdoor Unit-Air-Source) | HH824E2S11 | ADP |  | CH240A*C+TXV | TMLE040A12MP11 | 22400 | 16 | 8.7 | 20800 | 16800 | 80.77% | 1.94 | 0 | 11.5 |  |  |  |  | R-454B | 1.8667 | Residential & Commercial | USHP | Ducted CEE Tier 1
215668975 | Central HP <5.4 tons | COMFORTMAKER | HRCU-A-CB (Split System: Heat Pump with Remote Outdoor Unit-Air-Source) | C5H0V36*K*AAA* |  |  | EA*5X43M21A*+WALLCON | *80CTL0451712B* | 34000 | 17.5 | 9 | 35600 | 25400 | 71.35% | 1.86 | 0 | 9.5 |  |  |  |  | R-454B | 2.8333 | Residential & Commercial | USHP
212632761 | Central HP <5.4 tons | LENNOX | HRCU-A-CB (Split System: Heat Pump with Remote Outdoor Unit-Air-Source) | SL25XPV-036-230A** | ADP |  | LD31/36Z9 | SLP99DF090XV48C* | 33400 | 21 | 8.7 | 34400 | 29400 | 85.47% | 1.76 | 0 | 12.5 |  |  |  |  | R-410A | 2.7833 | Residential & Commercial | USHP | Ducted CEE Tier 1
216051045 | Central HP <5.4 tons | FRIEDRICH | HRCU-A-CB (Split System: Heat Pump with Remote Outdoor Unit-Air-Source) | FRP19AY24AJVC |  |  | TCFY2421HEAAM | FR802V0504A17UH | 22800 | 20 | 8.5 | 22800 | 18500 | 81.14% | 1.8 | 0 | 12 |  |  |  |  | R-454B | 1.9 | Residential & Commercial | USHP | Ducted CEE Tier 1
216051054 | Central HP <5.4 tons | FRIEDRICH | HRCU-A-CB (Split System: Heat Pump with Remote Outdoor Unit-Air-Source) | FRP19AY24AJVC |  |  | TCFY2421HEAAM | FR801V0704A17UH | 22800 | 21 | 8.5 | 22800 | 18500 | 81.14% | 1.8 | 0 | 13 |  |  |  |  | R-454B | 1.9 | Residential & Commercial | USHP | Ducted CEE Tier 1
216683104 | Central HP <5.4 tons | TEMPSTAR | HRCU-A-CB (Split System: Heat Pump with Remote Outdoor Unit-Air-Source) | DLCURAH18ABK |  |  | EHD4X30AAL | *97VTN1002122A* | 18100 | 16 | 8.5 | 18600 | 18000 | 96.77% | 2.02 | 0 | 10.5 |  |  |  |  | R-410A | 1.5083 | Residential & Commercial | USHP | Ducted CEE Tier 1
212985890 | Central HP <5.4 tons | HEIL | HRCU-A-CB (Split System: Heat Pump with Remote Outdoor Unit-Air-Source) | DLCURAH18ABK |  |  | EA*4X24L14A* | *96MSN0261410A* | 17300 | 16 | 8.5 | 18200 | 19400 | 106.6% | 2.34 | 0 | 10.5 |  |  |  |  | R-410A | 1.4417 | Residential & Commercial | USHP | Ducted CEE Tier 1
206767146 | Central HP <5.4 tons | DAY & NIGHT | HRCU-A-CB (Split System: Heat Pump with Remote Outdoor Unit-Air-Source) | CVH825GKA3* |  |  | EA*4X36L21A*+WALLCON | *80CSU0401712A* | 23600 | 17 | 8.1 | 21400 | 16600 | 77.57% | 1.94 | 11.5 | 10.5 |  |  |  |  | R-410A | 1.9667 | Residential & Commercial | USHP | Ducted CEE Tier 1
215940054 | Central HP <5.4 tons | CARRIER | HRCU-A-CB (Split System: Heat Pump with Remote Outdoor Unit-Air-Source) | 27VNA336A*030* |  |  | CSAH*4212AM*+UI | 59TN7A080C17**16 | 33400 | 18.5 | 9 | 35200 | 27000 | 76.7% | 1.92 | 0 | 11 |  |  |  |  | R-454B | 2.7833 | Residential & Commercial | USHP | Ducted CEE Tier 1
216751543 | Central HP <5.4 tons | YORK | HRCU-A-CB (Split System: Heat Pump with Remote Outdoor Unit-Air-Source) | HH824E2S11 | ADP |  | H,YG8J*36+TXV-BLEED | Y82E060A12LMPS1 | 22600 | 18 | 9.4 | 21400 | 18100 | 84.58% | 1.98 | 0 | 11.7 |  |  |  |  | R-454B | 1.8833 | Residential & Commercial | USHP | Ducted CEE Tier 1
216751545 | Central HP <5.4 tons | YORK | HRCU-A-CB (Split System: Heat Pump with Remote Outdoor Unit-Air-Source) | HH824E2S11 | ADP |  | H,YG7J*36+TXV-BLEED | Y82E080B12LMPS1 | 22400 | 18 | 9.25 | 21400 | 18200 | 85.05% | 1.96 | 0 | 11.5 |  |  |  |  | R-454B | 1.8667 | Residential & Commercial | USHP | Ducted CEE Tier 1
215668875 | Central HP <5.4 tons | TEMPSTAR | HRCU-A-CB (Split System: Heat Pump with Remote Outdoor Unit-Air-Source) | T5H0V36*K*AAA* |  |  | EA*5X42M21A*+WALLCON | *95CSU0802120B* | 33200 | 17.5 | 8.5 | 35800 | 25600 | 71.51% | 1.86 | 0 | 9.5 |  |  |  |  | R-454B | 2.7667 | Residential & Commercial | USHP
216751927 | Central HP <5.4 tons | YORK | HRCU-A-CB (Split System: Heat Pump with Remote Outdoor Unit-Air-Source) | HH836E2S11 | ADP |  | H,YG37*36+TXV-BLEED | TM8Y060A12MP11 | 32600 | 18 | 8.5 | 29000 | 24800 | 85.52% | 2 | 0 | 11 |  |  |  |  | R-454B | 2.7167 | Residential & Commercial | USHP | Ducted CEE Tier 1
215940454 | Central HP <5.4 tons | CARRIER | HRCU-A-CB (Split System: Heat Pump with Remote Outdoor Unit-Air-Source) | 27VNA336A*030* |  |  | CVAMA6021XMA*+UI | 59TN7A100C21**22 | 35600 | 22 | 8.5 | 38000 | 28600 | 75.26% | 2.02 | 0 | 12.5 |  |  |  |  | R-454B | 2.9667 | Residential & Commercial | USHP | Ducted CEE Tier 1
215285707 | Central HP <5.4 tons | YORK | HRCU-A-CB (Split System: Heat Pump with Remote Outdoor Unit-Air-Source) | HMH72B341 | ASPEN |  | D(A,C,E)36A44+TDR | Y91E080B12SMPS1 | 31400 | 17 | 8.5 | 32200 | 22600 | 70.19% | 1.8 | 0 | 9.9 |  |  |  |  | R-410A | 2.6167 | Residential & Commercial | USHP
215065769 | Central HP <5.4 tons | YORK | HRCU-A-CB (Split System: Heat Pump with Remote Outdoor Unit-Air-Source) | HMH72B341 | ASPEN |  | CH48A34+TDR | Y81E080C20LMPS1 | 31800 | 18 | 8.3 | 33000 | 24400 | 73.94% | 2.12 | 0 | 9.9 |  |  |  |  | R-410A | 2.65 | Residential & Commercial | USHP
214097733 | Central HP <5.4 tons | FRIEDRICH | HRCU-A-CB (Split System: Heat Pump with Remote Outdoor Unit-Air-Source) | RD17AZ48AJ3N |  |  | TCFZ6024SEANM | FR802V1005A21UH | 45500 | 17 | 8.1 | 45500 | 40000 | 87.91% | 2.1 | 0 | 10 |  |  |  |  | R-410A | 3.7917 | Residential & Commercial | USHP | Ducted CEE Tier 1
216981008 | Central HP <5.4 tons | YORK | HRCU-A-CB (Split System: Heat Pump with Remote Outdoor Unit-Air-Source) | HH824E2S11 | ADP |  | H,YG8J*36+TXV-BLEED | Y92E080B12SMPS1 | 23000 | 18 | 9.5 | 21400 | 17700 | 82.71% | 2 | 0 | 12 |  |  |  |  | R-454B | 1.9167 | Residential & Commercial | USHP | Ducted CEE Tier 1
214779584 | Central HP <5.4 tons | YORK | HRCU-A-CB (Split System: Heat Pump with Remote Outdoor Unit-Air-Source) | HMH72B341 |  |  | XAHB36DBCN1 | Y91E060B12SMPS1 | 32800 | 16.5 | 8.5 | 31600 | 22200 | 70.25% | 1.8 | 0 | 10 |  |  |  |  | R-410A | 2.7333 | Residential & Commercial | USHP | Ducted CEE Tier 1
213821642 | Central HP <5.4 tons | TEMPSTAR | HRCU-A-CB (Split System: Heat Pump with Remote Outdoor Unit-Air-Source) | DLCURAH36ABK | ASPEN |  | D(A,C,E)42B34+TDR | *96MSN0802120A* | 35200 | 16 | 8.1 | 39000 | 32200 | 82.56% | 2.52 | 0 | 9.5 |  |  |  |  | R-410A | 2.9333 | Residential & Commercial | USHP
213821667 | Central HP <5.4 tons | TEMPSTAR | HRCU-A-CB (Split System: Heat Pump with Remote Outdoor Unit-Air-Source) | DLCURAH36ABK | ASPEN |  | D(A,C,E)36B34+TDR | *96VTN1002120B* | 35200 | 16.5 | 8.1 | 38500 | 32200 | 83.64% | 2.61 | 0 | 10 |  |  |  |  | R-410A | 2.9333 | Residential & Commercial | USHP | Ducted CEE Tier 1
213821669 | Central HP <5.4 tons | TEMPSTAR | HRCU-A-CB (Split System: Heat Pump with Remote Outdoor Unit-Air-Source) | DLCURAH36ABK | ASPEN |  | D(A,C,E)42B34+TDR | *96VTN1002120B* | 35400 | 16.5 | 8.1 | 38500 | 32200 | 83.64% | 2.61 | 0 | 10 |  |  |  |  | R-410A | 2.95 | Residential & Commercial | USHP | Ducted CEE Tier 1
213821547 | Central HP <5.4 tons | TEMPSTAR | HRCU-A-CB (Split System: Heat Pump with Remote Outdoor Unit-Air-Source) | DLCURAH30ABK | ASPEN |  | D(A,C,E)36B34+TDR | *96VTN1002120B* | 29600 | 15.2 | 8.5 | 34200 | 24200 | 70.76% | 2.69 | 0 | 9 |  |  |  |  | R-410A | 2.4667 | Residential & Commercial | USHP
211261838 | Central HP <5.4 tons | TEMPSTAR | HRCU-A-CB (Split System: Heat Pump with Remote Outdoor Unit-Air-Source) | DLCURAH18ABK |  |  | EA*4X30L17A* | *80VTL0701716A* | 17500 | 16.5 | 8.5 | 17900 | 18600 | 103.9% | 2.24 | 0 | 10.5 |  |  |  |  | R-410A | 1.4583 | Residential & Commercial | USHP | Ducted CEE Tier 1
211262038 | Central HP <5.4 tons | TEMPSTAR | HRCU-A-CB (Split System: Heat Pump with Remote Outdoor Unit-Air-Source) | DLCURAH18ABK |  |  | EA*4X30L17A* | *80ES(N,L)0451712A* | 18000 | 16 | 8.5 | 18500 | 18500 | 100% | 2.22 | 0 | 10.5 |  |  |  |  | R-410A | 1.5 | Residential & Commercial | USHP | Ducted CEE Tier 1
213774440 | Central HP <5.4 tons | COMFORTMAKER | HRCU-A-CB (Split System: Heat Pump with Remote Outdoor Unit-Air-Source) | CVH825GKA3* |  |  | EHD4X42AAL+WALLCON | *80CTL1102120B* | 24200 | 16 | 8.1 | 21400 | 16600 | 77.57% | 2 | 0 | 10.5 |  |  |  |  | R-410A | 2.0167 | Residential & Commercial | USHP | Ducted CEE Tier 1
213774590 | Central HP <5.4 tons | COMFORTMAKER | HRCU-A-CB (Split System: Heat Pump with Remote Outdoor Unit-Air-Source) | CVH825GKA3* |  |  | EHD4X48AAL+WALLCON | *80CTL0901716B* | 24400 | 16.5 | 8.1 | 21200 | 16600 | 78.3% | 2 | 0 | 10.5 |  |  |  |  | R-410A | 2.0333 | Residential & Commercial | USHP | Ducted CEE Tier 1
212989262 | Central HP <5.4 tons | BRYANT HEATING AND COOLING SYSTEMS | HRCU-A-CB (Split System: Heat Pump with Remote Outdoor Unit-Air-Source) | 38MURAQ18AB3* |  |  | CAP**1917AL* | 935SB48060M17*** | 17800 | 16.5 | 8.1 | 17800 | 17900 | 100.6% | 2.16 | 0 | 10.5 |  |  |  |  | R-410A | 1.4833 | Residential & Commercial | USHP | Ducted CEE Tier 1
212983930 | Central HP <5.4 tons | BRYANT HEATING AND COOLING SYSTEMS | HRCU-A-CB (Split System: Heat Pump with Remote Outdoor Unit-Air-Source) | 38MURAQ30AB3* |  |  | CAP**3721AL* | 912SE42060M17*** | 30200 | 15.2 | 8.1 | 33400 | 26400 | 79.04% | 1.84 | 0 | 9 |  |  |  |  | R-410A | 2.5167 | Residential & Commercial | USHP
212984434 | Central HP <5.4 tons | BRYANT HEATING AND COOLING SYSTEMS | HRCU-A-CB (Split System: Heat Pump with Remote Outdoor Unit-Air-Source) | 38MURAQ30AB3* |  |  | CAP**3617AL* | 912SE48080M17*** | 29400 | 15.2 | 8.1 | 34000 | 28000 | 82.35% | 1.76 | 0 | 9 |  |  |  |  | R-410A | 2.45 | Residential & Commercial | USHP
212985300 | Central HP <5.4 tons | BRYANT HEATING AND COOLING SYSTEMS | HRCU-A-CB (Split System: Heat Pump with Remote Outdoor Unit-Air-Source) | 38MURAQ30AB3* |  |  | CAP**4321AL* | 912SE60100M21*** | 30600 | 16 | 8.5 | 35000 | 26800 | 76.57% | 1.86 | 0 | 9 |  |  |  |  | R-410A | 2.55 | Residential & Commercial | USHP
216440415 | Central HP <5.4 tons | AMERICAN STANDARD | HRCU-A-CB (Split System: Heat Pump with Remote Outdoor Unit-Air-Source) | 5A6V0X60A1 |  |  | 5PX*C007AS3 | S9V2C080U5PSC+LRP | 51500 | 18.4 | 9 | 54500 | 38500 | 70.64% | 2 | 0 | 10 |  |  |  |  | R-454B | 4.2917 | Residential & Commercial | USHP | Ducted CEE Tier 1
216440417 | Central HP <5.4 tons | AMERICAN STANDARD | HRCU-A-CB (Split System: Heat Pump with Remote Outdoor Unit-Air-Source) | 5A6V0X60A1 |  |  | 5PX*C007AS3 | L8V1C100U5VSB+LRP | 52000 | 18.6 | 9 | 54000 | 38500 | 71.3% | 2 | 0 | 10 |  |  |  |  | R-454B | 4.3333 | Residential & Commercial | USHP | Ducted CEE Tier 1
216440449 | Central HP <5.4 tons | AMERICAN STANDARD | HRCU-A-CB (Split System: Heat Pump with Remote Outdoor Unit-Air-Source) | 5A6V0X60A1 |  |  | 5PX*D008AS3 | S9V2D120U5VSB+LRP | 52000 | 18.6 | 9 | 54000 | 38000 | 70.37% | 2 | 0 | 10.5 |  |  |  |  | R-454B | 4.3333 | Residential & Commercial | USHP | Ducted CEE Tier 1
213796335 | Central HP <5.4 tons | CARRIER | HRCU-A-C (Split System: Heat Pump with Remote Outdoor Unit with No Indoor Fan --Air Source) | 38MURAQ30AB3 | ADP |  | C36A***L139+CBPE3A* | 0 | 30000 | 15.2 | 9.35 | 31200 | 26600 | 85.26% | 1.8 | 0 | 10.5 |  |  |  |  | R-410A | 2.5 | Residential & Commercial | USHP | Ducted CEE Tier 1
214776857 | Central HP <5.4 tons | YORK | HRCU-A-CB (Split System: Heat Pump with Remote Outdoor Unit-Air-Source) | HH860E2S11 | ADP |  | CV601**C+TXV | YPLC100C20MP13 | 52000 | 18 | 8.35 | 52000 | 38500 | 74.04% | 1.98 | 0 | 10.5 |  |  |  |  | R-454B | 4.3333 | Residential & Commercial | USHP | Ducted CEE Tier 1
214776872 | Central HP <5.4 tons | YORK | HRCU-A-CB (Split System: Heat Pump with Remote Outdoor Unit-Air-Source) | HH860E2S11 | ADP |  | CH602**A+TXV | YPLC100C20MP13 | 53000 | 19 | 8.5 | 52000 | 38500 | 74.04% | 2 | 0 | 11 |  |  |  |  | R-454B | 4.4167 | Residential & Commercial | USHP | Ducted CEE Tier 1
214777207 | Central HP <5.4 tons | YORK | HRCU-A-CB (Split System: Heat Pump with Remote Outdoor Unit-Air-Source) | HH860E2S11 | ADP |  | CV602C*A+TXV | TM9V100C16MP12 | 43500 | 18 | 8.5 | 42000 | 32800 | 78.1% | 2 | 0 | 11.7 |  |  |  |  | R-454B | 3.625 | Residential & Commercial | USHP | Ducted CEE Tier 1
216056739 | Central HP <5.4 tons | YORK | HRCU-A-CB (Split System: Heat Pump with Remote Outdoor Unit-Air-Source) | HH860E2S11 | ASPEN |  | C(A,C,D,E)48A3K+TDR | TM9V100C16MP12 | 39500 | 16.5 | 8.1 | 43500 | 33200 | 76.32% | 2 | 0 | 11.2 |  |  |  |  | R-454B | 3.2917 | Residential & Commercial | USHP | Ducted CEE Tier 1
216056754 | Central HP <5.4 tons | YORK | HRCU-A-CB (Split System: Heat Pump with Remote Outdoor Unit-Air-Source) | HH860E2S11 | ASPEN |  | C(A,C,D,E)48A3K+TDR | TMLV120C20MP12 | 40000 | 17.5 | 8.1 | 44500 | 33800 | 75.96% | 2 | 0 | 10.5 |  |  |  |  | R-454B | 3.3333 | Residential & Commercial | USHP | Ducted CEE Tier 1
216056757 | Central HP <5.4 tons | YORK | HRCU-A-CB (Split System: Heat Pump with Remote Outdoor Unit-Air-Source) | HH860E2S11 | ASPEN |  | C(A,C,D,E)48A3K+TDR | TP9C100C20MP13 | 40000 | 17.5 | 8.1 | 44500 | 33800 | 75.96% | 2 | 0 | 10.5 |  |  |  |  | R-454B | 3.3333 | Residential & Commercial | USHP | Ducted CEE Tier 1
216056807 | Central HP <5.4 tons | YORK | HRCU-A-CB (Split System: Heat Pump with Remote Outdoor Unit-Air-Source) | HH860E2S11 | ASPEN |  | D(A,C,E)60A3K+TDR | TM8V120C20MP12 | 41000 | 18 | 8.5 | 44500 | 33800 | 75.96% | 2 | 0 | 10.5 |  |  |  |  | R-454B | 3.4167 | Residential & Commercial | USHP | Ducted CEE Tier 1
216056839 | Central HP <5.4 tons | YORK | HRCU-A-CB (Split System: Heat Pump with Remote Outdoor Unit-Air-Source) | HH860E2S11 | ASPEN |  | D(A,C,E)60A3K+TDR | TM9Y100C20MP11 | 41000 | 17 | 8.5 | 46000 | 34800 | 75.65% | 2 | 0 | 10.5 |  |  |  |  | R-454B | 3.4167 | Residential & Commercial | USHP | Ducted CEE Tier 1
216056841 | Central HP <5.4 tons | YORK | HRCU-A-CB (Split System: Heat Pump with Remote Outdoor Unit-Air-Source) | HH860E2S11 | ASPEN |  | D(A,C,E)60A3K+TDR | TM9Y120D20MP11 | 41000 | 17.5 | 8.1 | 43500 | 33400 | 76.78% | 2 | 0 | 11.5 |  |  |  |  | R-454B | 3.4167 | Residential & Commercial | USHP | Ducted CEE Tier 1
216056857 | Central HP <5.4 tons | YORK | HRCU-A-CB (Split System: Heat Pump with Remote Outdoor Unit-Air-Source) | HH860E2S11 | ASPEN |  | D(A,C,E)60A3K+TDR | TMLV100C16MP12 | 40500 | 16.5 | 8.1 | 43500 | 33400 | 76.78% | 2 | 0 | 11.2 |  |  |  |  | R-454B | 3.375 | Residential & Commercial | USHP | Ducted CEE Tier 1
214777209 | Central HP <5.4 tons | YORK | HRCU-A-CB (Split System: Heat Pump with Remote Outdoor Unit-Air-Source) | HH860E2S11 | ADP |  | CV602C*A+TXV | TM9V120D20MP12 | 53000 | 19 | 8.5 | 52500 | 39000 | 74.29% | 2 | 0 | 11 |  |  |  |  | R-454B | 4.4167 | Residential & Commercial | USHP | Ducted CEE Tier 1
214777226 | Central HP <5.4 tons | YORK | HRCU-A-CB (Split System: Heat Pump with Remote Outdoor Unit-Air-Source) | HH860E2S11 | ADP |  | CV602C*A+TXV | YPLC100C20MP13 | 53000 | 19 | 8.5 | 52000 | 38500 | 74.04% | 2 | 0 | 11 |  |  |  |  | R-454B | 4.4167 | Residential & Commercial | USHP | Ducted CEE Tier 1
214271772 | Central HP <5.4 tons | CARRIER | HRCU-A-CB (Split System: Heat Pump with Remote Outdoor Unit-Air-Source) | 25VNA448A*031* | ADP |  | V,C60H210P299 | 58TN*B110C21**20 | 44500 | 21 | 9.5 | 43500 | 35600 | 81.84% | 2.36 | 0 | 11.7 |  |  |  |  | R-410A | 3.7083 | Residential & Commercial | USHP | Ducted CEE Tier 1
215941165 | Central HP <5.4 tons | BRYANT HEATING AND COOLING SYSTEMS | HRCU-A-CB (Split System: Heat Pump with Remote Outdoor Unit-Air-Source) | 293VAN048**AA* |  |  | CSAH*4812AM*+UI | 987TA42080C17*** | 43500 | 19 | 9 | 49000 | 37400 | 76.33% | 1.8 | 0 | 10.5 |  |  |  |  | R-454B | 3.625 | Residential & Commercial | USHP | Ducted CEE Tier 1
215940815 | Central HP <5.4 tons | BRYANT HEATING AND COOLING SYSTEMS | HRCU-A-CB (Split System: Heat Pump with Remote Outdoor Unit-Air-Source) | 293VAN036**AA* |  |  | CVAVA6021XMA*+UI | 83*CB36040C17*** | 35800 | 22 | 8.5 | 38000 | 28400 | 74.74% | 2.02 | 0 | 12.5 |  |  |  |  | R-454B | 2.9833 | Residential & Commercial | USHP | Ducted CEE Tier 1
215942401 | Central HP <5.4 tons | BRYANT HEATING AND COOLING SYSTEMS | HRCU-A-CB (Split System: Heat Pump with Remote Outdoor Unit-Air-Source) | 293VAN036**AA* |  |  | CVAMA6021XMA*+UI | 987MC42060C17*** | 35200 | 21 | 8.5 | 37400 | 28000 | 74.87% | 2.06 | 0 | 11.7 |  |  |  |  | R-454B | 2.9333 | Residential & Commercial | USHP | Ducted CEE Tier 1
213312009 | Central HP <5.4 tons | BRYANT HEATING AND COOLING SYSTEMS | HRCU-A-CB (Split System: Heat Pump with Remote Outdoor Unit-Air-Source) | 38MURAQ24AB3* | ADP |  | PL36H***P449+CBPE3A* | 0 | 24200 | 18 | 9 | 25000 | 22600 | 90.4% | 1.92 | 0 | 10.5 |  |  |  |  | R-410A | 2.0167 | Residential & Commercial | USHP | Ducted CEE Tier 1
214569362 | Central HP <5.4 tons | CARRIER | HRCU-A-CB (Split System: Heat Pump with Remote Outdoor Unit-Air-Source) | 25VNA424A*031* |  |  | CSPH*3012AL*+UI | 59MN7C060C21**20 | 23400 | 18.5 | 10.5 | 27000 | 20000 | 74.07% | 2.44 | 0 | 12.5 |  |  |  |  | R-410A | 1.95 | Residential & Commercial | USHP | Ducted CEE Tier 1
214570417 | Central HP <5.4 tons | TEMPSTAR | HRCU-A-CB (Split System: Heat Pump with Remote Outdoor Unit-Air-Source) | TVH825GKA3* |  |  | EA*4X36L21A*+WALLCON | *97CMN0802120B* | 23600 | 16.5 | 8.1 | 21400 | 16600 | 77.57% | 1.94 | 0 | 10.5 |  |  |  |  | R-410A | 1.9667 | Residential & Commercial | USHP | Ducted CEE Tier 1
216056681 | Central HP <5.4 tons | YORK | HRCU-A-CB (Split System: Heat Pump with Remote Outdoor Unit-Air-Source) | HH836E2S11 | ASPEN |  | C(A,C,D,E)48A3K+TDR | TM9Y080C16MP11 | 31400 | 18 | 8.5 | 31800 | 25800 | 81.13% | 2 | 0 | 10.5 |  |  |  |  | R-454B | 2.6167 | Residential & Commercial | USHP | Ducted CEE Tier 1
212517497 | Central HP <5.4 tons | YORK | HRCU-A-CB (Split System: Heat Pump with Remote Outdoor Unit-Air-Source) | HMH72B341 | ADP |  | CH367C9 | TP9C100C20MP13 | 33400 | 17 | 8.5 | 32400 | 23200 | 71.6% | 2.06 | 0 | 9.5 |  |  |  |  | R-410A | 2.7833 | Residential & Commercial | USHP
215065632 | Central HP <5.4 tons | YORK | HRCU-A-CB (Split System: Heat Pump with Remote Outdoor Unit-Air-Source) | HMH72B341 | ASPEN |  | CH36A34+TDR | TM8V120C20MP12 | 30200 | 16.1 | 8.2 | 31800 | 23800 | 74.84% | 2.06 | 0 | 8 |  |  |  |  | R-410A | 2.5167 | Residential & Commercial | USHP
215065766 | Central HP <5.4 tons | YORK | HRCU-A-CB (Split System: Heat Pump with Remote Outdoor Unit-Air-Source) | HMH72B341 | ASPEN |  | CH48A34+TDR | Y81E080C16SMPS1 | 31800 | 18 | 8.3 | 33000 | 24200 | 73.33% | 2.14 | 0 | 9.9 |  |  |  |  | R-410A | 2.65 | Residential & Commercial | USHP
216056812 | Central HP <5.4 tons | YORK | HRCU-A-CB (Split System: Heat Pump with Remote Outdoor Unit-Air-Source) | HH860E2S11 | ASPEN |  | C(A,C,D,E)60A3K+TDR | TM8Y100C20MP11 | 41000 | 17.5 | 8.1 | 44500 | 33800 | 75.96% | 2 | 0 | 11.5 |  |  |  |  | R-454B | 3.4167 | Residential & Commercial | USHP | Ducted CEE Tier 1
216056828 | Central HP <5.4 tons | YORK | HRCU-A-CB (Split System: Heat Pump with Remote Outdoor Unit-Air-Source) | HH860E2S11 | ASPEN |  | C(A,C,D,E)60A3K+TDR | TM9V100C16MP12 | 40500 | 16.5 | 8.1 | 43500 | 33200 | 76.32% | 2 | 0 | 11.2 |  |  |  |  | R-454B | 3.375 | Residential & Commercial | USHP | Ducted CEE Tier 1
215731305 | Central HP <5.4 tons | YORK | HRCU-A-CB (Split System: Heat Pump with Remote Outdoor Unit-Air-Source) | HH836E2S11 | ADP |  | H,YG48*36+TXV | Y81E100B12SMPS1 | 33000 | 18 | 8.5 | 28800 | 24400 | 84.72% | 2 | 0 | 11.7 |  |  |  |  | R-454B | 2.75 | Residential & Commercial | USHP | Ducted CEE Tier 1
213732714 | Central HP <5.4 tons | YORK | HRCU-A-CB (Split System: Heat Pump with Remote Outdoor Unit-Air-Source) | HMH72B341 | ADP |  | AD-34(P,U)*****9 | Y82E080B12LMPS1 | 33200 | 18 | 8.5 | 31400 | 23000 | 73.25% | 2.04 | 0 | 9.5 |  |  |  |  | R-410A | 2.7667 | Residential & Commercial | USHP
206771150 | Central HP <5.4 tons | DAY & NIGHT | HRCU-A-CB (Split System: Heat Pump with Remote Outdoor Unit-Air-Source) | CVH837GKA2* |  |  | EA*4X36L21A*+WALLCON | *80CTL0901716A* | 31600 | 17.5 | 8.1 | 33000 | 24200 | 73.33% | 1.86 | 11.5 | 11.5 |  |  |  |  | R-410A | 2.6333 | Residential & Commercial | USHP | Ducted CEE Tier 1
206771834 | Central HP <5.4 tons | DAY & NIGHT | HRCU-A-CB (Split System: Heat Pump with Remote Outdoor Unit-Air-Source) | CVH837GKA2* |  |  | EA*4X48L21A*+WALLCON | *97CMN1002122A* | 32400 | 17.5 | 8.5 | 32600 | 25000 | 76.69% | 1.98 | 12 | 11.7 |  |  |  |  | R-410A | 2.7 | Residential & Commercial | USHP | Ducted CEE Tier 1
216056481 | Central HP <5.4 tons | YORK | HRCU-A-CB (Split System: Heat Pump with Remote Outdoor Unit-Air-Source) | HH824E2S11 | ASPEN |  | D(A,C,E)24B4K+TDR | TP9C080B12MP13 | 22600 | 17 | 8.5 | 22800 | 18300 | 80.26% | 2 | 0 | 12 |  |  |  |  | R-454B | 1.8833 | Residential & Commercial | USHP | Ducted CEE Tier 1
214776924 | Central HP <5.4 tons | YORK | HRCU-A-CB (Split System: Heat Pump with Remote Outdoor Unit-Air-Source) | HH824E2S11 | ADP |  | CV363B*C+TXV+AEF48BXP* | 0 | 24000 | 19 | 9.5 | 22400 | 16600 | 74.11% | 2.1 | 0 | 12 |  |  |  |  | R-454B | 2 | Residential & Commercial | USHP | Ducted CEE Tier 1
213821670 | Central HP <5.4 tons | TEMPSTAR | HRCU-A-CB (Split System: Heat Pump with Remote Outdoor Unit-Air-Source) | DLCURAH36ABK | ASPEN |  | D(A,C,E)36B34+TDR | *96VTN1002122B* | 34800 | 17 | 8.1 | 38500 | 31800 | 82.6% | 2.72 | 0 | 10.5 |  |  |  |  | R-410A | 2.9 | Residential & Commercial | USHP | Ducted CEE Tier 1
206772302 | Central HP <5.4 tons | DAY & NIGHT | HRCU-A-CB (Split System: Heat Pump with Remote Outdoor Unit-Air-Source) | CVH837GKA2* |  |  | EN(A,D,W)4X48L21**+WALLCON | *97CMN1002122A* | 32400 | 17.5 | 8.1 | 33000 | 24800 | 75.15% | 1.96 | 12 | 11.7 |  |  |  |  | R-410A | 2.7 | Residential & Commercial | USHP | Ducted CEE Tier 1
206772555 | Central HP <5.4 tons | DAY & NIGHT | HRCU-A-CB (Split System: Heat Pump with Remote Outdoor Unit-Air-Source) | CVH837GKA2* |  |  | EHD4X36AAL+WALLCON | *80CTL1352422A* | 32200 | 16.5 | 8.1 | 33200 | 24600 | 74.1% | 1.94 | 11 | 11 |  |  |  |  | R-410A | 2.6833 | Residential & Commercial | USHP | Ducted CEE Tier 1
211262729 | Central HP <5.4 tons | DAY & NIGHT | HRCU-A-CB (Split System: Heat Pump with Remote Outdoor Unit-Air-Source) | DLCURAH18ABK |  |  | EN(A,D)4X24L14** | *92ESN0601412A* | 18100 | 16 | 8.5 | 19000 | 18600 | 97.89% | 2.24 | 0 | 11 |  |  |  |  | R-410A | 1.5083 | Residential & Commercial | USHP | Ducted CEE Tier 1
211263058 | Central HP <5.4 tons | DAY & NIGHT | HRCU-A-CB (Split System: Heat Pump with Remote Outdoor Unit-Air-Source) | DLCURAH18ABK |  |  | EN(A,D)4X24L17** | *80VTL0451412A* | 17600 | 16 | 8.5 | 18500 | 18800 | 101.6% | 2.26 | 0 | 11 |  |  |  |  | R-410A | 1.4667 | Residential & Commercial | USHP | Ducted CEE Tier 1
211263490 | Central HP <5.4 tons | DAY & NIGHT | HRCU-A-CB (Split System: Heat Pump with Remote Outdoor Unit-Air-Source) | DLCURAH18ABK |  |  | EN(A,D)4X24L17** | *80ES(N,L)0701412A* | 17500 | 16 | 8.5 | 18400 | 18800 | 102.2% | 2.26 | 0 | 11 |  |  |  |  | R-410A | 1.4583 | Residential & Commercial | USHP | Ducted CEE Tier 1
211264410 | Central HP <5.4 tons | DAY & NIGHT | HRCU-A-CB (Split System: Heat Pump with Remote Outdoor Unit-Air-Source) | DLCURAH18ABK |  |  | EN(A,D)4X30L17** | *96VTN0601412A* | 18000 | 16 | 8.5 | 18600 | 18400 | 98.92% | 2.22 | 0 | 11 |  |  |  |  | R-410A | 1.5 | Residential & Commercial | USHP | Ducted CEE Tier 1
214776527 | Central HP <5.4 tons | YORK | HRCU-A-CB (Split System: Heat Pump with Remote Outdoor Unit-Air-Source) | HH860E2S11 | ADP |  | CV605**C+TXV | TM9E100C20MP12 | 53500 | 18 | 8.5 | 53000 | 39500 | 74.53% | 2 | 0 | 11 |  |  |  |  | R-454B | 4.4583 | Residential & Commercial | USHP | Ducted CEE Tier 1
214776602 | Central HP <5.4 tons | YORK | HRCU-A-CB (Split System: Heat Pump with Remote Outdoor Unit-Air-Source) | HH860E2S11 | ADP |  | CV606**C+TXV | TM9V120D20MP12 | 53000 | 19 | 8.5 | 52500 | 39000 | 74.29% | 2 | 0 | 11 |  |  |  |  | R-454B | 4.4167 | Residential & Commercial | USHP | Ducted CEE Tier 1
214776604 | Central HP <5.4 tons | YORK | HRCU-A-CB (Split System: Heat Pump with Remote Outdoor Unit-Air-Source) | HH860E2S11 | ADP |  | CV607**C+TXV | TM9V120D20MP12 | 53000 | 19 | 8.5 | 52500 | 39000 | 74.29% | 2 | 0 | 11 |  |  |  |  | R-454B | 4.4167 | Residential & Commercial | USHP | Ducted CEE Tier 1
214776620 | Central HP <5.4 tons | YORK | HRCU-A-CB (Split System: Heat Pump with Remote Outdoor Unit-Air-Source) | HH860E2S11 | ADP |  | CV603**A+TXV | TMLE080C16MP11 | 44500 | 18 | 8.5 | 43500 | 33800 | 77.7% | 2 | 0 | 11 |  |  |  |  | R-454B | 3.7083 | Residential & Commercial | USHP | Ducted CEE Tier 1
204298661 | Central HP <5.4 tons | DAY & NIGHT | HRCU-A-CB (Split System: Heat Pump with Remote Outdoor Unit-Air-Source) | CVH837GKA** |  |  | EA*4X36L21A*+WALLCON | *80CTL0701716A* | 31400 | 17 | 8.1 | 33400 | 24400 | 73.05% | 1.84 | 11.5 | 11 |  |  |  |  | R-410A | 2.6167 | Residential & Commercial | USHP | Ducted CEE Tier 1
204298981 | Central HP <5.4 tons | DAY & NIGHT | HRCU-A-CB (Split System: Heat Pump with Remote Outdoor Unit-Air-Source) | CVH837GKA** |  |  | EA*4X42L21A*+WALLCON | *97CMN0801714A* | 31600 | 17 | 8.1 | 33400 | 24800 | 74.25% | 1.86 | 11.5 | 11 |  |  |  |  | R-410A | 2.6333 | Residential & Commercial | USHP | Ducted CEE Tier 1
206765482 | Central HP <5.4 tons | DAY & NIGHT | HRCU-A-CB (Split System: Heat Pump with Remote Outdoor Unit-Air-Source) | CVH825GKA3* |  |  | EA*4X24L17A*+WALLCON | *80CTL0901716A* | 23400 | 17 | 8.1 | 21800 | 16700 | 76.61% | 1.9 | 11.5 | 11 |  |  |  |  | R-410A | 1.95 | Residential & Commercial | USHP | Ducted CEE Tier 1
206765596 | Central HP <5.4 tons | DAY & NIGHT | HRCU-A-CB (Split System: Heat Pump with Remote Outdoor Unit-Air-Source) | CVH825GKA3* |  |  | EA*4X30L17A*+WALLCON | *96CTN0601714A* | 23400 | 16 | 8.1 | 21600 | 16800 | 77.78% | 1.9 | 11 | 10.5 |  |  |  |  | R-410A | 1.95 | Residential & Commercial | USHP | Ducted CEE Tier 1
206765623 | Central HP <5.4 tons | DAY & NIGHT | HRCU-A-CB (Split System: Heat Pump with Remote Outdoor Unit-Air-Source) | CVH825GKA3* |  |  | EA*4X30L17A*+WALLCON | *97CMN0801714A* | 23400 | 16 | 8.1 | 21600 | 16800 | 77.78% | 1.9 | 11 | 10.5 |  |  |  |  | R-410A | 1.95 | Residential & Commercial | USHP | Ducted CEE Tier 1
214570617 | Central HP <5.4 tons | TEMPSTAR | HRCU-A-CB (Split System: Heat Pump with Remote Outdoor Unit-Air-Source) | TVH825GKA3* |  |  | EA*4X43L21A*+WALLCON | *80CTL0702120B* | 24400 | 16.5 | 8.5 | 21200 | 16600 | 78.3% | 2.02 | 0 | 11 |  |  |  |  | R-410A | 2.0333 | Residential & Commercial | USHP | Ducted CEE Tier 1
213773114 | Central HP <5.4 tons | TEMPSTAR | HRCU-A-CB (Split System: Heat Pump with Remote Outdoor Unit-Air-Source) | TVH825GKA3* |  |  | EA*4X36L21A*+WALLCON | *97CMN0801714B* | 23600 | 16.5 | 8.1 | 21600 | 16700 | 77.31% | 1.92 | 0 | 10.5 |  |  |  |  | R-410A | 1.9667 | Residential & Commercial | USHP | Ducted CEE Tier 1
213773214 | Central HP <5.4 tons | TEMPSTAR | HRCU-A-CB (Split System: Heat Pump with Remote Outdoor Unit-Air-Source) | TVH825GKA3* |  |  | EA*4X37L17A*+WALLCON | *97CMN0601714B* | 24000 | 16 | 8.1 | 21600 | 16800 | 77.78% | 1.98 | 0 | 10.5 |  |  |  |  | R-410A | 2 | Residential & Commercial | USHP | Ducted CEE Tier 1
213773414 | Central HP <5.4 tons | TEMPSTAR | HRCU-A-CB (Split System: Heat Pump with Remote Outdoor Unit-Air-Source) | TVH825GKA3* |  |  | EA*4X42L21A*+WALLCON | *80CTL0902120B* | 23800 | 16.5 | 8.1 | 21400 | 16600 | 77.57% | 1.96 | 0 | 10.5 |  |  |  |  | R-410A | 1.9833 | Residential & Commercial | USHP | Ducted CEE Tier 1
213773484 | Central HP <5.4 tons | TEMPSTAR | HRCU-A-CB (Split System: Heat Pump with Remote Outdoor Unit-Air-Source) | TVH825GKA3* |  |  | EA*4X42L21A*+WALLCON | *96CTN0801714B* | 23600 | 16.5 | 8.1 | 21400 | 16600 | 77.57% | 1.94 | 0 | 10.5 |  |  |  |  | R-410A | 1.9667 | Residential & Commercial | USHP | Ducted CEE Tier 1
213773634 | Central HP <5.4 tons | TEMPSTAR | HRCU-A-CB (Split System: Heat Pump with Remote Outdoor Unit-Air-Source) | TVH825GKA3* |  |  | EA*4X43L21A*+WALLCON | *97CMN0601714B* | 24200 | 16.5 | 8.1 | 21200 | 16700 | 78.77% | 2 | 0 | 10.5 |  |  |  |  | R-410A | 2.0167 | Residential & Commercial | USHP | Ducted CEE Tier 1
213773684 | Central HP <5.4 tons | TEMPSTAR | HRCU-A-CB (Split System: Heat Pump with Remote Outdoor Unit-Air-Source) | TVH825GKA3* |  |  | EA*4X43L21A*+WALLCON | *96CTN1002122B* | 24400 | 16.5 | 8.5 | 21200 | 16600 | 78.3% | 2.02 | 0 | 11 |  |  |  |  | R-410A | 2.0333 | Residential & Commercial | USHP | Ducted CEE Tier 1
214776627 | Central HP <5.4 tons | YORK | HRCU-A-CB (Split System: Heat Pump with Remote Outdoor Unit-Air-Source) | HH860E2S11 | ADP |  | CH600D*C+TXV | TMLE080C20MP11 | 52000 | 18 | 8.3 | 53000 | 39500 | 74.53% | 1.96 | 0 | 10.5 |  |  |  |  | R-454B | 4.3333 | Residential & Commercial | USHP | Ducted CEE Tier 1
214776645 | Central HP <5.4 tons | YORK | HRCU-A-CB (Split System: Heat Pump with Remote Outdoor Unit-Air-Source) | HH860E2S11 | ADP |  | CV482**C+TXV | TMLE100C16MP11 | 44000 | 17 | 8.4 | 43500 | 33800 | 77.7% | 1.98 | 0 | 10.5 |  |  |  |  | R-454B | 3.6667 | Residential & Commercial | USHP | Ducted CEE Tier 1
214776668 | Central HP <5.4 tons | YORK | HRCU-A-CB (Split System: Heat Pump with Remote Outdoor Unit-Air-Source) | HH860E2S11 | ADP |  | CH602**A+TXV | TMLE100C20MP11 | 53500 | 19 | 8.5 | 53000 | 39500 | 74.53% | 2 | 0 | 11 |  |  |  |  | R-454B | 4.4583 | Residential & Commercial | USHP | Ducted CEE Tier 1
214776677 | Central HP <5.4 tons | YORK | HRCU-A-CB (Split System: Heat Pump with Remote Outdoor Unit-Air-Source) | HH860E2S11 | ADP |  | CH605D*C+TXV | TMLE120C20MP11 | 53000 | 18 | 8.5 | 52500 | 39000 | 74.29% | 2 | 0 | 11 |  |  |  |  | R-454B | 4.4167 | Residential & Commercial | USHP | Ducted CEE Tier 1
214776704 | Central HP <5.4 tons | YORK | HRCU-A-CB (Split System: Heat Pump with Remote Outdoor Unit-Air-Source) | HH860E2S11 | ADP |  | CV482**C+TXV | TMLV100C16MP12 | 43000 | 17 | 8.4 | 42000 | 32800 | 78.1% | 1.98 | 0 | 11.5 |  |  |  |  | R-454B | 3.5833 | Residential & Commercial | USHP | Ducted CEE Tier 1
214776709 | Central HP <5.4 tons | YORK | HRCU-A-CB (Split System: Heat Pump with Remote Outdoor Unit-Air-Source) | HH860E2S11 | ADP |  | CV605**C+TXV | TMLV100C16MP12 | 43500 | 18 | 8.5 | 42000 | 32800 | 78.1% | 2 | 0 | 11.7 |  |  |  |  | R-454B | 3.625 | Residential & Commercial | USHP | Ducted CEE Tier 1
214776727 | Central HP <5.4 tons | YORK | HRCU-A-CB (Split System: Heat Pump with Remote Outdoor Unit-Air-Source) | HH860E2S11 | ADP |  | CV609**A+TXV | TMLV120C20MP12 | 53000 | 19 | 8.5 | 52000 | 38500 | 74.04% | 2 | 0 | 11 |  |  |  |  | R-454B | 4.4167 | Residential & Commercial | USHP | Ducted CEE Tier 1
214776745 | Central HP <5.4 tons | YORK | HRCU-A-CB (Split System: Heat Pump with Remote Outdoor Unit-Air-Source) | HH860E2S11 | ADP |  | CV609**A+TXV | Y81E080C16SMPS1 | 44500 | 18 | 8.5 | 42500 | 33000 | 77.65% | 2 | 0 | 12 |  |  |  |  | R-454B | 3.7083 | Residential & Commercial | USHP | Ducted CEE Tier 1
216056899 | Central HP <5.4 tons | YORK | HRCU-A-CB (Split System: Heat Pump with Remote Outdoor Unit-Air-Source) | HH860E2S11 | ASPEN |  | D(A,C,E)60A3K+TDR | YPLC100C16MP13 | 40500 | 17 | 8.5 | 44000 | 33400 | 75.91% | 2 | 0 | 11 |  |  |  |  | R-454B | 3.375 | Residential & Commercial | USHP | Ducted CEE Tier 1
215731639 | Central HP <5.4 tons | YORK | HRCU-A-CB (Split System: Heat Pump with Remote Outdoor Unit-Air-Source) | HH860E2S11 | ADP |  | H,YG72*48+TXV | Y81E080C20SMPS1 | 44000 | 18 | 8.5 | 42500 | 33000 | 77.65% | 2 | 0 | 12 |  |  |  |  | R-454B | 3.6667 | Residential & Commercial | USHP | Ducted CEE Tier 1
215731640 | Central HP <5.4 tons | YORK | HRCU-A-CB (Split System: Heat Pump with Remote Outdoor Unit-Air-Source) | HH860E2S11 | ADP |  | H,YG72*60+TXV | Y81E080C20SMPS1 | 44000 | 18 | 8.5 | 42500 | 33000 | 77.65% | 2 | 0 | 12 |  |  |  |  | R-454B | 3.6667 | Residential & Commercial | USHP | Ducted CEE Tier 1
215731691 | Central HP <5.4 tons | YORK | HRCU-A-CB (Split System: Heat Pump with Remote Outdoor Unit-Air-Source) | HH860E2S11 | ADP |  | H,YG3K*48+TXV-BLEED | Y81E100C20SMPS1 | 44500 | 18 | 8.5 | 42500 | 33000 | 77.65% | 2 | 0 | 12 |  |  |  |  | R-454B | 3.7083 | Residential & Commercial | USHP | Ducted CEE Tier 1
211168148 | Central HP <5.4 tons | TRANE | HRCU-A-CB (Split System: Heat Pump with Remote Outdoor Unit-Air-Source) | 4TWV8X24A1 | ASPEN |  | 4PXFH003AZ3+TDR | *DHMB060BCV3 | 23200 | 18 | 8.5 | 20200 | 19300 | 95.54% | 2.48 | 0 | 12 |  |  |  |  | R-410A | 1.9333 | Residential & Commercial | USHP | Ducted CEE Tier 1
216051025 | Central HP <5.4 tons | FRIEDRICH | HRCU-A-CB (Split System: Heat Pump with Remote Outdoor Unit-Air-Source) | FRP19AY24AJVC |  |  | TCFY2421HEAAM | FR98MV0603A17UP | 22800 | 21 | 8.5 | 22800 | 18500 | 81.14% | 1.8 | 0 | 13 |  |  |  |  | R-454B | 1.9 | Residential & Commercial | USHP | Ducted CEE Tier 1
216440341 | Central HP <5.4 tons | AMERICAN STANDARD | HRCU-A-CB (Split System: Heat Pump with Remote Outdoor Unit-Air-Source) | 5A6V0X48A1 |  |  | 5TXCB006AS3 | S9V2B060U4VSB+LRP | 43500 | 19.2 | 9.4 | 46500 | 33600 | 72.26% | 2.1 | 0 | 11.7 |  |  |  |  | R-454B | 3.625 | Residential & Commercial | USHP | Ducted CEE Tier 1
216440359 | Central HP <5.4 tons | AMERICAN STANDARD | HRCU-A-CB (Split System: Heat Pump with Remote Outdoor Unit-Air-Source) | 5A6V0X48A1 |  |  | 5TXCC007AS3 | S9V2C100U4VSB+LRP | 44000 | 20 | 9.7 | 46500 | 33400 | 71.83% | 2.1 | 0 | 12 |  |  |  |  | R-454B | 3.6667 | Residential & Commercial | USHP | Ducted CEE Tier 1
215726460 | Central HP <5.4 tons | YORK | HRCU-A-CB (Split System: Heat Pump with Remote Outdoor Unit-Air-Source) | HH860E2S11 | ADP |  | H,YG48*60+TXV | TM8V080C16MP12 | 43500 | 18 | 8.5 | 42000 | 32800 | 78.1% | 2 | 0 | 11.7 |  |  |  |  | R-454B | 3.625 | Residential & Commercial | USHP | Ducted CEE Tier 1
215726461 | Central HP <5.4 tons | YORK | HRCU-A-CB (Split System: Heat Pump with Remote Outdoor Unit-Air-Source) | HH860E2S11 | ADP |  | H,YG49*48+TXV-BLEED | TM8V080C16MP12 | 43500 | 18 | 8.5 | 42000 | 32800 | 78.1% | 2 | 0 | 11.7 |  |  |  |  | R-454B | 3.625 | Residential & Commercial | USHP | Ducted CEE Tier 1
213772705 | Central HP <5.4 tons | CARRIER | HRCU-A-CB (Split System: Heat Pump with Remote Outdoor Unit-Air-Source) | 25VNA825A*032* |  |  | CAP**2417AL*+UI | 59TN6C080C17**14 | 23200 | 16 | 8.1 | 22200 | 16800 | 75.68% | 1.88 | 0 | 10.5 |  |  |  |  | R-410A | 1.9333 | Residential & Commercial | USHP | Ducted CEE Tier 1
213773105 | Central HP <5.4 tons | CARRIER | HRCU-A-CB (Split System: Heat Pump with Remote Outdoor Unit-Air-Source) | 25VNA825A*032* |  |  | CAP**3621AL*+UI | 59MN7C080C17**14 | 23600 | 16.5 | 8.1 | 21600 | 16700 | 77.31% | 1.92 | 0 | 10.5 |  |  |  |  | R-410A | 1.9667 | Residential & Commercial | USHP | Ducted CEE Tier 1
215726475 | Central HP <5.4 tons | YORK | HRCU-A-CB (Split System: Heat Pump with Remote Outdoor Unit-Air-Source) | HH860E2S11 | ADP |  | H,YG86*60+TXV | TM8V080C16MP12 | 43500 | 18 | 8.5 | 42000 | 32800 | 78.1% | 2 | 0 | 11.7 |  |  |  |  | R-454B | 3.625 | Residential & Commercial | USHP | Ducted CEE Tier 1
215726476 | Central HP <5.4 tons | YORK | HRCU-A-CB (Split System: Heat Pump with Remote Outdoor Unit-Air-Source) | HH860E2S11 | ADP |  | H,YG88*60+TXV-BLEED | TM8V080C16MP12 | 43500 | 18 | 8.5 | 42000 | 32800 | 78.1% | 2 | 0 | 11.7 |  |  |  |  | R-454B | 3.625 | Residential & Commercial | USHP | Ducted CEE Tier 1
215731705 | Central HP <5.4 tons | YORK | HRCU-A-CB (Split System: Heat Pump with Remote Outdoor Unit-Air-Source) | HH860E2S11 | ADP |  | H,YG72*48+TXV-BLEED | Y81E120C16SMPS1 | 44000 | 18 | 8.5 | 41500 | 32600 | 78.55% | 2 | 0 | 12 |  |  |  |  | R-454B | 3.6667 | Residential & Commercial | USHP | Ducted CEE Tier 1
215731706 | Central HP <5.4 tons | YORK | HRCU-A-CB (Split System: Heat Pump with Remote Outdoor Unit-Air-Source) | HH860E2S11 | ADP |  | H,YG72*60+TXV-BLEED | Y81E120C16SMPS1 | 44000 | 18 | 8.5 | 41500 | 32600 | 78.55% | 2 | 0 | 12 |  |  |  |  | R-454B | 3.6667 | Residential & Commercial | USHP | Ducted CEE Tier 1
215731723 | Central HP <5.4 tons | YORK | HRCU-A-CB (Split System: Heat Pump with Remote Outdoor Unit-Air-Source) | HH860E2S11 | ADP |  | H,YG51*48+TXV-BLEED | Y81E120C16SMPS1 | 44000 | 18 | 8.5 | 41500 | 32600 | 78.55% | 2 | 0 | 12 |  |  |  |  | R-454B | 3.6667 | Residential & Commercial | USHP | Ducted CEE Tier 1
215731724 | Central HP <5.4 tons | YORK | HRCU-A-CB (Split System: Heat Pump with Remote Outdoor Unit-Air-Source) | HH860E2S11 | ADP |  | H,YG51*60+TXV-BLEED | Y81E120C16SMPS1 | 44000 | 18 | 8.5 | 41500 | 32600 | 78.55% | 2 | 0 | 12 |  |  |  |  | R-454B | 3.6667 | Residential & Commercial | USHP | Ducted CEE Tier 1
215731742 | Central HP <5.4 tons | YORK | HRCU-A-CB (Split System: Heat Pump with Remote Outdoor Unit-Air-Source) | HH860E2S11 | ADP |  | H,YG3K*60+TXV-BLEED | Y81E120C20SMPS1 | 45000 | 18 | 8.5 | 43500 | 33600 | 77.24% | 2 | 0 | 11.7 |  |  |  |  | R-454B | 3.75 | Residential & Commercial | USHP | Ducted CEE Tier 1
215731755 | Central HP <5.4 tons | YORK | HRCU-A-CB (Split System: Heat Pump with Remote Outdoor Unit-Air-Source) | HH860E2S11 | ADP |  | H,YG51*60+TXV | Y81E120C20SMPS1 | 52500 | 19 | 8.5 | 51500 | 38000 | 73.79% | 2 | 0 | 11.7 |  |  |  |  | R-454B | 4.375 | Residential & Commercial | USHP | Ducted CEE Tier 1
215731758 | Central HP <5.4 tons | YORK | HRCU-A-CB (Split System: Heat Pump with Remote Outdoor Unit-Air-Source) | HH860E2S11 | ADP |  | H,YG74*60+TXV-BLEED | Y81E120C20SMPS1 | 52500 | 19 | 8.5 | 51500 | 38000 | 73.79% | 2 | 0 | 11.7 |  |  |  |  | R-454B | 4.375 | Residential & Commercial | USHP | Ducted CEE Tier 1
215731789 | Central HP <5.4 tons | YORK | HRCU-A-CB (Split System: Heat Pump with Remote Outdoor Unit-Air-Source) | HH860E2S11 | ADP |  | H,YG74*60+TXV-BLEED | Y81E130D20SMPS1 | 54000 | 19 | 8.5 | 52500 | 39000 | 74.29% | 2 | 0 | 11.7 |  |  |  |  | R-454B | 4.5 | Residential & Commercial | USHP | Ducted CEE Tier 1
213773175 | Central HP <5.4 tons | CARRIER | HRCU-A-CB (Split System: Heat Pump with Remote Outdoor Unit-Air-Source) | 25VNA825A*032* |  |  | CAP**3717AL*+UI | 58TN*B070C17**16 | 24200 | 16.5 | 8.1 | 21400 | 16700 | 78.04% | 1.98 | 0 | 10.5 |  |  |  |  | R-410A | 2.0167 | Residential & Commercial | USHP | Ducted CEE Tier 1
213773325 | Central HP <5.4 tons | CARRIER | HRCU-A-CB (Split System: Heat Pump with Remote Outdoor Unit-Air-Source) | 25VNA825A*032* |  |  | CAP**3721AL*+UI | 59MN7C080C17**14 | 24400 | 16.5 | 8.1 | 21200 | 16600 | 78.3% | 2.02 | 0 | 11 |  |  |  |  | R-410A | 2.0333 | Residential & Commercial | USHP | Ducted CEE Tier 1
215726477 | Central HP <5.4 tons | YORK | HRCU-A-CB (Split System: Heat Pump with Remote Outdoor Unit-Air-Source) | HH860E2S11 | ADP |  | H,YG88*60+TXV | TM8V080C16MP12 | 43500 | 18 | 8.5 | 42000 | 32800 | 78.1% | 2 | 0 | 11.7 |  |  |  |  | R-454B | 3.625 | Residential & Commercial | USHP | Ducted CEE Tier 1
215726491 | Central HP <5.4 tons | YORK | HRCU-A-CB (Split System: Heat Pump with Remote Outdoor Unit-Air-Source) | HH860E2S11 | ADP |  | H,YG50*60+TXV | TM8V100C16MP12 | 43500 | 18 | 8.5 | 42000 | 32800 | 78.1% | 2 | 0 | 11.7 |  |  |  |  | R-454B | 3.625 | Residential & Commercial | USHP | Ducted CEE Tier 1
213773375 | Central HP <5.4 tons | CARRIER | HRCU-A-CB (Split System: Heat Pump with Remote Outdoor Unit-Air-Source) | 25VNA825A*032* |  |  | CAP**4221AL*+UI | 58TN*B045C17**12 | 23600 | 16.5 | 8.1 | 21600 | 16700 | 77.31% | 1.94 | 0 | 10.5 |  |  |  |  | R-410A | 1.9667 | Residential & Commercial | USHP | Ducted CEE Tier 1
213773475 | Central HP <5.4 tons | CARRIER | HRCU-A-CB (Split System: Heat Pump with Remote Outdoor Unit-Air-Source) | 25VNA825A*032* |  |  | CAP**4221AL*+UI | 59TN6C080C17**14 | 23600 | 16.5 | 8.1 | 21400 | 16600 | 77.57% | 1.94 | 0 | 10.5 |  |  |  |  | R-410A | 1.9667 | Residential & Commercial | USHP | Ducted CEE Tier 1
215726492 | Central HP <5.4 tons | YORK | HRCU-A-CB (Split System: Heat Pump with Remote Outdoor Unit-Air-Source) | HH860E2S11 | ADP |  | H,YG52*60+TXV-BLEED | TM8V100C16MP12 | 43500 | 18 | 8.5 | 42000 | 32800 | 78.1% | 2 | 0 | 11.7 |  |  |  |  | R-454B | 3.625 | Residential & Commercial | USHP | Ducted CEE Tier 1
215726508 | Central HP <5.4 tons | YORK | HRCU-A-CB (Split System: Heat Pump with Remote Outdoor Unit-Air-Source) | HH860E2S11 | ADP |  | H,YG50*60+TXV | TM8V100C20MP12 | 53000 | 19 | 8.5 | 52000 | 38500 | 74.04% | 2 | 0 | 11 |  |  |  |  | R-454B | 4.4167 | Residential & Commercial | USHP | Ducted CEE Tier 1
215726559 | Central HP <5.4 tons | YORK | HRCU-A-CB (Split System: Heat Pump with Remote Outdoor Unit-Air-Source) | HH860E2S11 | ADP |  | H,YG52*60+TXV | TM9Y080C16MP11 | 44000 | 17 | 8.5 | 42500 | 33400 | 78.59% | 2 | 0 | 11 |  |  |  |  | R-454B | 3.6667 | Residential & Commercial | USHP | Ducted CEE Tier 1
215726560 | Central HP <5.4 tons | YORK | HRCU-A-CB (Split System: Heat Pump with Remote Outdoor Unit-Air-Source) | HH860E2S11 | ADP |  | H,YG84*48+TXV-BLEED | TM9Y080C16MP11 | 44000 | 17 | 8.5 | 42500 | 33400 | 78.59% | 2 | 0 | 11 |  |  |  |  | R-454B | 3.6667 | Residential & Commercial | USHP | Ducted CEE Tier 1
215726577 | Central HP <5.4 tons | YORK | HRCU-A-CB (Split System: Heat Pump with Remote Outdoor Unit-Air-Source) | HH860E2S11 | ADP |  | H,YG50*60+TXV-BLEED | TM9Y100C16MP11 | 44000 | 17 | 8.5 | 42500 | 33400 | 78.59% | 2 | 0 | 11 |  |  |  |  | R-454B | 3.6667 | Residential & Commercial | USHP | Ducted CEE Tier 1
215726628 | Central HP <5.4 tons | YORK | HRCU-A-CB (Split System: Heat Pump with Remote Outdoor Unit-Air-Source) | HH860E2S11 | ADP |  | H,YG50*60+TXV | Y81E080C16SMPS1 | 44500 | 18 | 8.5 | 42500 | 33000 | 77.65% | 2 | 0 | 12 |  |  |  |  | R-454B | 3.7083 | Residential & Commercial | USHP | Ducted CEE Tier 1
215726645 | Central HP <5.4 tons | YORK | HRCU-A-CB (Split System: Heat Pump with Remote Outdoor Unit-Air-Source) | HH860E2S11 | ADP |  | H,YG50*60+TXV | Y81E080C20SMPS1 | 53000 | 19 | 8.5 | 52000 | 38500 | 74.04% | 2 | 0 | 11 |  |  |  |  | R-454B | 4.4167 | Residential & Commercial | USHP | Ducted CEE Tier 1
215726693 | Central HP <5.4 tons | YORK | HRCU-A-CB (Split System: Heat Pump with Remote Outdoor Unit-Air-Source) | HH860E2S11 | ADP |  | H,YG48*48+TXV-BLEED | Y81E120C16SMPS1 | 44000 | 18 | 8.5 | 41500 | 32600 | 78.55% | 2 | 0 | 12 |  |  |  |  | R-454B | 3.6667 | Residential & Commercial | USHP | Ducted CEE Tier 1
215726727 | Central HP <5.4 tons | YORK | HRCU-A-CB (Split System: Heat Pump with Remote Outdoor Unit-Air-Source) | HH860E2S11 | ADP |  | H,YG48*48+TXV-BLEED | Y81E130D20SMPS1 | 45000 | 18 | 9 | 43000 | 33200 | 77.21% | 2 | 0 | 12 |  |  |  |  | R-454B | 3.75 | Residential & Commercial | USHP | Ducted CEE Tier 1
215731374 | Central HP <5.4 tons | YORK | HRCU-A-CB (Split System: Heat Pump with Remote Outdoor Unit-Air-Source) | HH860E2S11 | ADP |  | H,YG37*60+TXV | TM8V100C16MP12 | 43500 | 17 | 8.5 | 42000 | 32800 | 78.1% | 2 | 0 | 11.7 |  |  |  |  | R-454B | 3.625 | Residential & Commercial | USHP | Ducted CEE Tier 1
212982943 | Central HP <5.4 tons | HEIL | HRCU-A-CB (Split System: Heat Pump with Remote Outdoor Unit-Air-Source) | DLCURAH30ABK |  |  | EA*4X37L21A* | *80MSU0802120A* | 30600 | 15.2 | 8.1 | 33400 | 26200 | 78.44% | 1.86 | 0 | 9 |  |  |  |  | R-410A | 2.55 | Residential & Commercial | USHP
212982979 | Central HP <5.4 tons | HEIL | HRCU-A-CB (Split System: Heat Pump with Remote Outdoor Unit-Air-Source) | DLCURAH30ABK |  |  | EA*4X43L21A* | *80MSU0802120A* | 30600 | 15.5 | 8.5 | 33400 | 26200 | 78.44% | 1.88 | 0 | 9 |  |  |  |  | R-410A | 2.55 | Residential & Commercial | USHP
214776777 | Central HP <5.4 tons | YORK | HRCU-A-CB (Split System: Heat Pump with Remote Outdoor Unit-Air-Source) | HH860E2S11 | ADP |  | CV600**C+TXV | Y81E120C20SMPS1 | 51000 | 18 | 8.3 | 51500 | 38000 | 73.79% | 1.96 | 0 | 11 |  |  |  |  | R-454B | 4.25 | Residential & Commercial | USHP | Ducted CEE Tier 1
214776811 | Central HP <5.4 tons | YORK | HRCU-A-CB (Split System: Heat Pump with Remote Outdoor Unit-Air-Source) | HH860E2S11 | ADP |  | CV600**C+TXV | YP9C100C20MP13 | 50500 | 18 | 8.3 | 51500 | 38000 | 73.79% | 1.96 | 0 | 10.5 |  |  |  |  | R-454B | 4.2083 | Residential & Commercial | USHP | Ducted CEE Tier 1
214776868 | Central HP <5.4 tons | YORK | HRCU-A-CB (Split System: Heat Pump with Remote Outdoor Unit-Air-Source) | HH860E2S11 | ADP |  | CV603**A+TXV | YPLC100C20MP13 | 53000 | 19 | 8.5 | 52000 | 38500 | 74.04% | 2 | 0 | 11 |  |  |  |  | R-454B | 4.4167 | Residential & Commercial | USHP | Ducted CEE Tier 1
214776886 | Central HP <5.4 tons | YORK | HRCU-A-CB (Split System: Heat Pump with Remote Outdoor Unit-Air-Source) | HH860E2S11 | ADP |  | CV600**C+TXV | YPLC120C20MP13 | 51500 | 18 | 8.3 | 52000 | 38500 | 74.04% | 1.96 | 0 | 10.5 |  |  |  |  | R-454B | 4.2917 | Residential & Commercial | USHP | Ducted CEE Tier 1
214776893 | Central HP <5.4 tons | YORK | HRCU-A-CB (Split System: Heat Pump with Remote Outdoor Unit-Air-Source) | HH860E2S11 | ADP |  | CV606**C+TXV | YPLC120C20MP13 | 53000 | 19 | 8.5 | 52000 | 38500 | 74.04% | 2 | 0 | 11 |  |  |  |  | R-454B | 4.4167 | Residential & Commercial | USHP | Ducted CEE Tier 1
214777204 | Central HP <5.4 tons | YORK | HRCU-A-CB (Split System: Heat Pump with Remote Outdoor Unit-Air-Source) | HH860E2S11 | ADP |  | CV602C*A+TXV | TM9E100C20MP12 | 53500 | 19 | 8.5 | 53000 | 39500 | 74.53% | 2 | 0 | 11 |  |  |  |  | R-454B | 4.4583 | Residential & Commercial | USHP | Ducted CEE Tier 1
214777213 | Central HP <5.4 tons | YORK | HRCU-A-CB (Split System: Heat Pump with Remote Outdoor Unit-Air-Source) | HH860E2S11 | ADP |  | CV602C*A+TXV | TMLE100C20MP11 | 53500 | 19 | 8.5 | 53000 | 39500 | 74.53% | 2 | 0 | 11 |  |  |  |  | R-454B | 4.4583 | Residential & Commercial | USHP | Ducted CEE Tier 1
214776477 | Central HP <5.4 tons | YORK | HRCU-A-CB (Split System: Heat Pump with Remote Outdoor Unit-Air-Source) | HH860E2S11 | ADP |  | CV482**C+TXV | TM9E080C16MP12 | 44000 | 17 | 8.4 | 43500 | 34000 | 78.16% | 1.98 | 0 | 10.5 |  |  |  |  | R-454B | 3.6667 | Residential & Commercial | USHP | Ducted CEE Tier 1
215731390 | Central HP <5.4 tons | YORK | HRCU-A-CB (Split System: Heat Pump with Remote Outdoor Unit-Air-Source) | HH860E2S11 | ADP |  | H,YG54*60+TXV-BLEED | TM8V100C16MP12 | 43500 | 18 | 8.5 | 42000 | 32800 | 78.1% | 2 | 0 | 11.7 |  |  |  |  | R-454B | 3.625 | Residential & Commercial | USHP | Ducted CEE Tier 1
215731422 | Central HP <5.4 tons | YORK | HRCU-A-CB (Split System: Heat Pump with Remote Outdoor Unit-Air-Source) | HH860E2S11 | ADP |  | H,YG86*48+TXV-BLEED | TM8V100C16MP12 | 43500 | 18 | 8.5 | 42000 | 32800 | 78.1% | 2 | 0 | 11.7 |  |  |  |  | R-454B | 3.625 | Residential & Commercial | USHP | Ducted CEE Tier 1
215731424 | Central HP <5.4 tons | YORK | HRCU-A-CB (Split System: Heat Pump with Remote Outdoor Unit-Air-Source) | HH860E2S11 | ADP |  | H,YG86*48+TXV | TM8V100C16MP12 | 43500 | 18 | 8.5 | 42000 | 32800 | 78.1% | 2 | 0 | 11.7 |  |  |  |  | R-454B | 3.625 | Residential & Commercial | USHP | Ducted CEE Tier 1
215731508 | Central HP <5.4 tons | YORK | HRCU-A-CB (Split System: Heat Pump with Remote Outdoor Unit-Air-Source) | HH860E2S11 | ADP |  | H,YG3K*60+TXV-BLEED | TM9Y080C16MP11 | 44000 | 16 | 8.5 | 42500 | 33400 | 78.59% | 2 | 0 | 11 |  |  |  |  | R-454B | 3.6667 | Residential & Commercial | USHP | Ducted CEE Tier 1
215731539 | Central HP <5.4 tons | YORK | HRCU-A-CB (Split System: Heat Pump with Remote Outdoor Unit-Air-Source) | HH860E2S11 | ADP |  | H,YG72*48+TXV | TM9Y100C16MP11 | 44000 | 17 | 8.5 | 42500 | 33400 | 78.59% | 2 | 0 | 11 |  |  |  |  | R-454B | 3.6667 | Residential & Commercial | USHP | Ducted CEE Tier 1
215731556 | Central HP <5.4 tons | YORK | HRCU-A-CB (Split System: Heat Pump with Remote Outdoor Unit-Air-Source) | HH860E2S11 | ADP |  | H,YG51*60+TXV-BLEED | TM9Y100C16MP11 | 44000 | 17 | 8.5 | 42500 | 33400 | 78.59% | 2 | 0 | 11 |  |  |  |  | R-454B | 3.6667 | Residential & Commercial | USHP | Ducted CEE Tier 1
215731557 | Central HP <5.4 tons | YORK | HRCU-A-CB (Split System: Heat Pump with Remote Outdoor Unit-Air-Source) | HH860E2S11 | ADP |  | H,YG51*48+TXV | TM9Y100C16MP11 | 44000 | 17 | 8.5 | 42500 | 33400 | 78.59% | 2 | 0 | 11 |  |  |  |  | R-454B | 3.6667 | Residential & Commercial | USHP | Ducted CEE Tier 1
215731558 | Central HP <5.4 tons | YORK | HRCU-A-CB (Split System: Heat Pump with Remote Outdoor Unit-Air-Source) | HH860E2S11 | ADP |  | H,YG51*60+TXV | TM9Y100C16MP11 | 44000 | 17 | 8.5 | 42500 | 33400 | 78.59% | 2 | 0 | 11 |  |  |  |  | R-454B | 3.6667 | Residential & Commercial | USHP | Ducted CEE Tier 1
214572857 | Central HP <5.4 tons | TEMPSTAR | HRCU-A-CB (Split System: Heat Pump with Remote Outdoor Unit-Air-Source) | TVH837GKA** |  |  | EA*4X48L24A*+WALLCON | *95CSU1002122B* | 32400 | 17.5 | 8.5 | 32200 | 24800 | 77.02% | 2 | 0 | 11.5 |  |  |  |  | R-410A | 2.7 | Residential & Commercial | USHP | Ducted CEE Tier 1
214572907 | Central HP <5.4 tons | TEMPSTAR | HRCU-A-CB (Split System: Heat Pump with Remote Outdoor Unit-Air-Source) | TVH837GKA** |  |  | EA*4X60L24A*+WALLCON | *95CSU0802120B* | 32800 | 17.5 | 8.5 | 31600 | 24800 | 78.48% | 1.98 | 0 | 11.5 |  |  |  |  | R-410A | 2.7333 | Residential & Commercial | USHP | Ducted CEE Tier 1
214573307 | Central HP <5.4 tons | TEMPSTAR | HRCU-A-CB (Split System: Heat Pump with Remote Outdoor Unit-Air-Source) | TVH837GKA** |  |  | EHD4X60AAL+WALLCON | *96CTN0802120B* | 33000 | 18 | 8.5 | 32000 | 24800 | 77.5% | 2.02 | 0 | 11.5 |  |  |  |  | R-410A | 2.75 | Residential & Commercial | USHP | Ducted CEE Tier 1
206771528 | Central HP <5.4 tons | DAY & NIGHT | HRCU-A-CB (Split System: Heat Pump with Remote Outdoor Unit-Air-Source) | CVH837GKA2* |  |  | EA*4X42L24A*+WALLCON | *80CTL0902120A* | 31800 | 17.5 | 8.1 | 33200 | 24400 | 73.49% | 1.9 | 11 | 11.5 |  |  |  |  | R-410A | 2.65 | Residential & Commercial | USHP | Ducted CEE Tier 1
206771762 | Central HP <5.4 tons | DAY & NIGHT | HRCU-A-CB (Split System: Heat Pump with Remote Outdoor Unit-Air-Source) | CVH837GKA2* |  |  | EA*4X48L21A*+WALLCON | *80CTL0701716A* | 32200 | 17.5 | 8.1 | 32600 | 25000 | 76.69% | 1.96 | 11 | 11.5 |  |  |  |  | R-410A | 2.6833 | Residential & Commercial | USHP | Ducted CEE Tier 1
215731607 | Central HP <5.4 tons | YORK | HRCU-A-CB (Split System: Heat Pump with Remote Outdoor Unit-Air-Source) | HH860E2S11 | ADP |  | H,YG3K*48+TXV-BLEED | Y81E080C16SMPS1 | 44500 | 18 | 8.5 | 42500 | 33000 | 77.65% | 2 | 0 | 12 |  |  |  |  | R-454B | 3.7083 | Residential & Commercial | USHP | Ducted CEE Tier 1
215731623 | Central HP <5.4 tons | YORK | HRCU-A-CB (Split System: Heat Pump with Remote Outdoor Unit-Air-Source) | HH860E2S11 | ADP |  | H,YG51*48+TXV | Y81E080C16SMPS1 | 44500 | 18 | 8.5 | 42500 | 33000 | 77.65% | 2 | 0 | 12 |  |  |  |  | R-454B | 3.7083 | Residential & Commercial | USHP | Ducted CEE Tier 1
215731641 | Central HP <5.4 tons | YORK | HRCU-A-CB (Split System: Heat Pump with Remote Outdoor Unit-Air-Source) | HH860E2S11 | ADP |  | H,YG3K*60+TXV-BLEED | Y81E080C20SMPS1 | 52500 | 18 | 8.45 | 52000 | 38500 | 74.04% | 1.98 | 0 | 10.5 |  |  |  |  | R-454B | 4.375 | Residential & Commercial | USHP | Ducted CEE Tier 1
215731689 | Central HP <5.4 tons | YORK | HRCU-A-CB (Split System: Heat Pump with Remote Outdoor Unit-Air-Source) | HH860E2S11 | ADP |  | H,YG72*48+TXV | Y81E100C20SMPS1 | 44500 | 18 | 8.5 | 42500 | 33000 | 77.65% | 2 | 0 | 12 |  |  |  |  | R-454B | 3.7083 | Residential & Commercial | USHP | Ducted CEE Tier 1
216056884 | Central HP <5.4 tons | YORK | HRCU-A-CB (Split System: Heat Pump with Remote Outdoor Unit-Air-Source) | HH860E2S11 | ASPEN |  | C(A,C,D,E)60A3K+TDR | Y91E100C20SMPS1 | 42000 | 17.5 | 8.1 | 46500 | 34000 | 73.12% | 2 | 0 | 11.2 |  |  |  |  | R-454B | 3.5 | Residential & Commercial | USHP | Ducted CEE Tier 1
216056902 | Central HP <5.4 tons | YORK | HRCU-A-CB (Split System: Heat Pump with Remote Outdoor Unit-Air-Source) | HH860E2S11 | ASPEN |  | C(A,C,D,E)60A3K+TDR | YPLC120C20MP13 | 32200 | 18 | 8.5 | 45000 | 33800 | 75.11% | 2 | 0 | 9.8 |  |  |  |  | R-454B | 2.6833 | Residential & Commercial | USHP
216678697 | Central HP <5.4 tons | DAY & NIGHT | HRCU-A-CB (Split System: Heat Pump with Remote Outdoor Unit-Air-Source) | DLCURAH36ABK |  |  | EA*4X36L21A* | *97VTN0601716A* | 35000 | 15.5 | 8.5 | 38500 | 34800 | 90.39% | 1.75 | 0 | 9.5 |  |  |  |  | R-410A | 2.9167 | Residential & Commercial | USHP
216677804 | Central HP <5.4 tons | DAY & NIGHT | HRCU-A-CB (Split System: Heat Pump with Remote Outdoor Unit-Air-Source) | D5CURAH24AAK |  |  | EA*5X37M21A* | *95MSU0802120A* | 24200 | 15.5 | 8.5 | 23000 | 19000 | 82.61% | 1.96 | 0 | 10 |  |  |  |  | R-454B | 2.0167 | Residential & Commercial | USHP | Ducted CEE Tier 1
205751021 | Central HP <5.4 tons | DAY & NIGHT | HRCU-A-CB (Split System: Heat Pump with Remote Outdoor Unit-Air-Source) | CVH837GKA** |  |  | EA*4X37L21A*+WALLCON | *80CTL0902120A* | 32800 | 17.5 | 8.5 | 33000 | 25200 | 76.36% | 1.98 | 12 | 11.7 |  |  |  |  | R-410A | 2.7333 | Residential & Commercial | USHP | Ducted CEE Tier 1
216439997 | Central HP <5.4 tons | AMERICAN STANDARD | HRCU-A-CB (Split System: Heat Pump with Remote Outdoor Unit-Air-Source) | 5A6V0X36A1 |  |  | 5PX*B004AS3 | S9V2B080D4VSB+LRP | 31400 | 17.1 | 9 | 31400 | 23600 | 75.16% | 2 | 0 | 11.7 |  |  |  |  | R-454B | 2.6167 | Residential & Commercial | USHP | Ducted CEE Tier 1
216440047 | Central HP <5.4 tons | AMERICAN STANDARD | HRCU-A-CB (Split System: Heat Pump with Remote Outdoor Unit-Air-Source) | 5A6V0X36A1 |  |  | 5PX*B006AS3 | *DHMB080CCV3+LRP | 33000 | 17.6 | 9.7 | 31600 | 24600 | 77.85% | 2.1 | 0 | 11.5 |  |  |  |  | R-454B | 2.75 | Residential & Commercial | USHP | Ducted CEE Tier 1
216440049 | Central HP <5.4 tons | AMERICAN STANDARD | HRCU-A-CB (Split System: Heat Pump with Remote Outdoor Unit-Air-Source) | 5A6V0X36A1 |  |  | 5PX*B006AS3 | S9V2B040D3PSC+LRP | 32200 | 17.1 | 9.4 | 31800 | 23800 | 74.84% | 2.1 | 0 | 11.7 |  |  |  |  | R-454B | 2.6833 | Residential & Commercial | USHP | Ducted CEE Tier 1
206771879 | Central HP <5.4 tons | DAY & NIGHT | HRCU-A-CB (Split System: Heat Pump with Remote Outdoor Unit-Air-Source) | CVH837GKA2* |  |  | EA*4X48L21A*+WALLCON | *97CMN0602120A* | 32200 | 17 | 8.1 | 32800 | 25200 | 76.83% | 1.96 | 11.5 | 11 |  |  |  |  | R-410A | 2.6833 | Residential & Commercial | USHP | Ducted CEE Tier 1
206772329 | Central HP <5.4 tons | DAY & NIGHT | HRCU-A-CB (Split System: Heat Pump with Remote Outdoor Unit-Air-Source) | CVH837GKA2* |  |  | EN(A,D,W)4X48L21**+WALLCON | *80CTL0901716A* | 32400 | 18 | 8.1 | 32800 | 24800 | 75.61% | 1.98 | 12.5 | 11.7 |  |  |  |  | R-410A | 2.7 | Residential & Commercial | USHP | Ducted CEE Tier 1
216751575 | Central HP <5.4 tons | YORK | HRCU-A-CB (Split System: Heat Pump with Remote Outdoor Unit-Air-Source) | HH860E2S11 | ADP |  | H,YG48*48+TXV-BLEED | TM8Y080C16MP11 | 44000 | 18 | 9 | 42000 | 33000 | 78.57% | 2 | 0 | 11.7 |  |  |  |  | R-454B | 3.6667 | Residential & Commercial | USHP | Ducted CEE Tier 1
216751592 | Central HP <5.4 tons | YORK | HRCU-A-CB (Split System: Heat Pump with Remote Outdoor Unit-Air-Source) | HH860E2S11 | ADP |  | H,YG84*60+TXV-BLEED | TM8Y080C16MP11 | 44000 | 18 | 9 | 42000 | 33000 | 78.57% | 2 | 0 | 11.7 |  |  |  |  | R-454B | 3.6667 | Residential & Commercial | USHP | Ducted CEE Tier 1
216751609 | Central HP <5.4 tons | YORK | HRCU-A-CB (Split System: Heat Pump with Remote Outdoor Unit-Air-Source) | HH860E2S11 | ADP |  | H,YG53*48+TXV-BLEED | TM8Y100C16MP11 | 44000 | 18 | 9 | 42000 | 33000 | 78.57% | 2 | 0 | 11.7 |  |  |  |  | R-454B | 3.6667 | Residential & Commercial | USHP | Ducted CEE Tier 1
216751625 | Central HP <5.4 tons | YORK | HRCU-A-CB (Split System: Heat Pump with Remote Outdoor Unit-Air-Source) | HH860E2S11 | ADP |  | H,YG37*60+TXV-BLEED | TM8Y100C20MP11 | 53000 | 18 | 8.85 | 53000 | 39000 | 73.58% | 1.98 | 0 | 10.5 |  |  |  |  | R-454B | 4.4167 | Residential & Commercial | USHP | Ducted CEE Tier 1
216035486 | Central HP <5.4 tons | COLEMAN | HRCU-A-CB (Split System: Heat Pump with Remote Outdoor Unit-Air-Source) | HH860E2S11 | ASPEN |  | AE*L+CM59A4J+TDR | 0 | 43000 | 18 | 8.5 | 45500 | 39000 | 85.71% | 2.86 | 0 | 11.7 |  |  |  |  | R-454B | 3.5833 | Residential & Commercial | USHP | Ducted CEE Tier 1
214776793 | Central HP <5.4 tons | YORK | HRCU-A-CB (Split System: Heat Pump with Remote Outdoor Unit-Air-Source) | HH860E2S11 | ADP |  | CH600D*C+TXV | YP9C080C16MP13 | 43000 | 17 | 8.4 | 42000 | 33000 | 78.57% | 1.98 | 0 | 10.5 |  |  |  |  | R-454B | 3.5833 | Residential & Commercial | USHP | Ducted CEE Tier 1
214776802 | Central HP <5.4 tons | YORK | HRCU-A-CB (Split System: Heat Pump with Remote Outdoor Unit-Air-Source) | HH860E2S11 | ADP |  | CV607**C+TXV | YP9C080C16MP13 | 43500 | 18 | 8.5 | 42000 | 33000 | 78.57% | 2 | 0 | 11 |  |  |  |  | R-454B | 3.625 | Residential & Commercial | USHP | Ducted CEE Tier 1
214776804 | Central HP <5.4 tons | YORK | HRCU-A-CB (Split System: Heat Pump with Remote Outdoor Unit-Air-Source) | HH860E2S11 | ADP |  | CV602D*A+TXV | YP9C080C16MP13 | 43500 | 18 | 8.5 | 42000 | 33000 | 78.57% | 2 | 0 | 11 |  |  |  |  | R-454B | 3.625 | Residential & Commercial | USHP | Ducted CEE Tier 1
215670376 | Central HP <5.4 tons | CARRIER | HRCU-A-CB (Split System: Heat Pump with Remote Outdoor Unit-Air-Source) | 27VNA036A*030* |  |  | CSAH*6012AM*+UI | 58CU*A040C17**12 | 34600 | 17 | 8.5 | 34600 | 24800 | 71.68% | 1.8 | 0 | 9.5 |  |  |  |  | R-454B | 2.8833 | Residential & Commercial | USHP
216440081 | Central HP <5.4 tons | AMERICAN STANDARD | HRCU-A-CB (Split System: Heat Pump with Remote Outdoor Unit-Air-Source) | 5A6V0X36A1 |  |  | 5PX*C007AS3 | S9V2C100U4VSB+LRP | 34400 | 20 | 9.4 | 32600 | 24200 | 74.23% | 2.1 | 0 | 12.7 |  |  |  |  | R-454B | 2.8667 | Residential & Commercial | USHP | Ducted CEE Tier 1
216440117 | Central HP <5.4 tons | AMERICAN STANDARD | HRCU-A-CB (Split System: Heat Pump with Remote Outdoor Unit-Air-Source) | 5A6V0X36A1 |  |  | 5TAMXD07AV51 | 0 | 35000 | 20.6 | 10 | 31400 | 24400 | 77.71% | 2.1 | 0 | 12.7 |  |  |  |  | R-454B | 2.9167 | Residential & Commercial | USHP | Ducted CEE Tier 1
213367746 | Central HP <5.4 tons | YORK | HRCU-A-CB (Split System: Heat Pump with Remote Outdoor Unit-Air-Source) | HMH72B361 | ASPEN |  | C(A,C,D,E)36C24+TDR | Y82E120C20LMPS1 | 32000 | 18.5 | 8.1 | 35800 | 25400 | 70.95% | 2.62 | 0 | 8.4 |  |  |  |  | R-410A | 2.6667 | Residential & Commercial | USHP
214776809 | Central HP <5.4 tons | YORK | HRCU-A-CB (Split System: Heat Pump with Remote Outdoor Unit-Air-Source) | HH860E2S11 | ADP |  | CH604**C+TXV | YP9C100C20MP13 | 52000 | 19 | 8.5 | 51500 | 38000 | 73.79% | 2 | 0 | 11 |  |  |  |  | R-454B | 4.3333 | Residential & Commercial | USHP | Ducted CEE Tier 1
214776829 | Central HP <5.4 tons | YORK | HRCU-A-CB (Split System: Heat Pump with Remote Outdoor Unit-Air-Source) | HH860E2S11 | ADP |  | CV603**A+TXV | YP9C120D20MP13 | 53000 | 19 | 8.5 | 52500 | 39000 | 74.29% | 2 | 0 | 11 |  |  |  |  | R-454B | 4.4167 | Residential & Commercial | USHP | Ducted CEE Tier 1
214776884 | Central HP <5.4 tons | YORK | HRCU-A-CB (Split System: Heat Pump with Remote Outdoor Unit-Air-Source) | HH860E2S11 | ADP |  | CH600D*C+TXV | YPLC120C20MP13 | 51500 | 18 | 8.3 | 52000 | 38500 | 74.04% | 1.96 | 0 | 10.5 |  |  |  |  | R-454B | 4.2917 | Residential & Commercial | USHP | Ducted CEE Tier 1
214776895 | Central HP <5.4 tons | YORK | HRCU-A-CB (Split System: Heat Pump with Remote Outdoor Unit-Air-Source) | HH860E2S11 | ADP |  | CV603**A+TXV | YPLC120C20MP13 | 53000 | 19 | 8.5 | 52000 | 38500 | 74.04% | 2 | 0 | 11 |  |  |  |  | R-454B | 4.4167 | Residential & Commercial | USHP | Ducted CEE Tier 1
214777211 | Central HP <5.4 tons | YORK | HRCU-A-CB (Split System: Heat Pump with Remote Outdoor Unit-Air-Source) | HH860E2S11 | ADP |  | CV602C*A+TXV | TMLE080C20MP11 | 53500 | 19 | 8.5 | 53000 | 39500 | 74.53% | 2 | 0 | 11 |  |  |  |  | R-454B | 4.4583 | Residential & Commercial | USHP | Ducted CEE Tier 1
214777227 | Central HP <5.4 tons | YORK | HRCU-A-CB (Split System: Heat Pump with Remote Outdoor Unit-Air-Source) | HH860E2S11 | ADP |  | CV602C*A+TXV | YPLC120C20MP13 | 53000 | 19 | 8.5 | 52000 | 38500 | 74.04% | 2 | 0 | 11 |  |  |  |  | R-454B | 4.4167 | Residential & Commercial | USHP | Ducted CEE Tier 1
204299031 | Central HP <5.4 tons | DAY & NIGHT | HRCU-A-CB (Split System: Heat Pump with Remote Outdoor Unit-Air-Source) | CVH837GKA** |  |  | EA*4X42L21A*+WALLCON | *80CTL0901716A* | 31800 | 17.5 | 8.5 | 33000 | 24400 | 73.94% | 1.9 | 12 | 11.7 |  |  |  |  | R-410A | 2.65 | Residential & Commercial | USHP | Ducted CEE Tier 1
204299381 | Central HP <5.4 tons | DAY & NIGHT | HRCU-A-CB (Split System: Heat Pump with Remote Outdoor Unit-Air-Source) | CVH837GKA** |  |  | EA*4X48L24A*+WALLCON | *96CTN1202422A* | 32400 | 17.5 | 8.5 | 32400 | 24800 | 76.54% | 2 | 12 | 11.7 |  |  |  |  | R-410A | 2.7 | Residential & Commercial | USHP | Ducted CEE Tier 1
216751643 | Central HP <5.4 tons | YORK | HRCU-A-CB (Split System: Heat Pump with Remote Outdoor Unit-Air-Source) | HH860E2S11 | ADP |  | H,YG3K*48+TXV-BLEED | TM8Y120C20MP11 | 44500 | 18 | 9 | 43000 | 33400 | 77.67% | 2 | 0 | 11.7 |  |  |  |  | R-454B | 3.7083 | Residential & Commercial | USHP | Ducted CEE Tier 1
216751645 | Central HP <5.4 tons | YORK | HRCU-A-CB (Split System: Heat Pump with Remote Outdoor Unit-Air-Source) | HH860E2S11 | ADP |  | H,YG48*48+TXV-BLEED | TM8Y120C20MP11 | 44500 | 18 | 9 | 43000 | 33400 | 77.67% | 2 | 0 | 11.7 |  |  |  |  | R-454B | 3.7083 | Residential & Commercial | USHP | Ducted CEE Tier 1
216751660 | Central HP <5.4 tons | YORK | HRCU-A-CB (Split System: Heat Pump with Remote Outdoor Unit-Air-Source) | HH860E2S11 | ADP |  | H,YG72*60+TXV-BLEED | TM9E080C16MP12 | 44500 | 18 | 9 | 43500 | 34000 | 78.16% | 2 | 0 | 11 |  |  |  |  | R-454B | 3.7083 | Residential & Commercial | USHP | Ducted CEE Tier 1
216751929 | Central HP <5.4 tons | YORK | HRCU-A-CB (Split System: Heat Pump with Remote Outdoor Unit-Air-Source) | HH836E2S11 | ADP |  | H,YG80*36+TXV-BLEED | TM8Y060A12MP11 | 32600 | 18 | 8.5 | 29000 | 24800 | 85.52% | 2 | 0 | 11 |  |  |  |  | R-454B | 2.7167 | Residential & Commercial | USHP | Ducted CEE Tier 1
216751944 | Central HP <5.4 tons | YORK | HRCU-A-CB (Split System: Heat Pump with Remote Outdoor Unit-Air-Source) | HH836E2S11 | ADP |  | H,YG80*36+TXV-BLEED | TM8Y100C16MP11 | 33800 | 19 | 9 | 30200 | 25000 | 82.78% | 2 | 0 | 11 |  |  |  |  | R-454B | 2.8167 | Residential & Commercial | USHP | Ducted CEE Tier 1
216751678 | Central HP <5.4 tons | YORK | HRCU-A-CB (Split System: Heat Pump with Remote Outdoor Unit-Air-Source) | HH860E2S11 | ADP |  | H,YG52*60+TXV-BLEED | TM9E080C16MP12 | 44500 | 18 | 9 | 43500 | 34000 | 78.16% | 2 | 0 | 11 |  |  |  |  | R-454B | 3.7083 | Residential & Commercial | USHP | Ducted CEE Tier 1
216751679 | Central HP <5.4 tons | YORK | HRCU-A-CB (Split System: Heat Pump with Remote Outdoor Unit-Air-Source) | HH860E2S11 | ADP |  | H,YG84*48+TXV-BLEED | TM9E080C16MP12 | 44500 | 18 | 9 | 43500 | 34000 | 78.16% | 2 | 0 | 11 |  |  |  |  | R-454B | 3.7083 | Residential & Commercial | USHP | Ducted CEE Tier 1
216751946 | Central HP <5.4 tons | YORK | HRCU-A-CB (Split System: Heat Pump with Remote Outdoor Unit-Air-Source) | HH836E2S11 | ADP |  | H,YG36*36+TXV-BLEED | TM8Y100C20MP11 | 34600 | 19 | 9 | 31000 | 25400 | 81.94% | 2 | 0 | 11 |  |  |  |  | R-454B | 2.8833 | Residential & Commercial | USHP | Ducted CEE Tier 1
216440375 | Central HP <5.4 tons | AMERICAN STANDARD | HRCU-A-CB (Split System: Heat Pump with Remote Outdoor Unit-Air-Source) | 5A6V0X48A1 |  |  | 5TXCD008AS3+P0V0C000M50SD+LRP | 0 | 44000 | 20 | 9.7 | 46500 | 33200 | 71.4% | 2.1 | 0 | 12 |  |  |  |  | R-454B | 3.6667 | Residential & Commercial | USHP | Ducted CEE Tier 1
216440389 | Central HP <5.4 tons | AMERICAN STANDARD | HRCU-A-CB (Split System: Heat Pump with Remote Outdoor Unit-Air-Source) | 5A6V0X48A1 |  |  | 5TXCD008AS3 | S9V2C100U5VSB+LRP | 44000 | 20 | 9.7 | 46500 | 33400 | 71.83% | 2.1 | 0 | 12 |  |  |  |  | R-454B | 3.6667 | Residential & Commercial | USHP | Ducted CEE Tier 1
216051031 | Central HP <5.4 tons | FRIEDRICH | HRCU-A-CB (Split System: Heat Pump with Remote Outdoor Unit-Air-Source) | FRP19AY24AJVC |  |  | TCFY2421HEAAM | FR97MV0703A17DH | 22800 | 21 | 8.5 | 22800 | 18500 | 81.14% | 1.8 | 0 | 13 |  |  |  |  | R-454B | 1.9 | Residential & Commercial | USHP | Ducted CEE Tier 1
216676381 | Central HP <5.4 tons | DAY & NIGHT | HRCU-A-CB (Split System: Heat Pump with Remote Outdoor Unit-Air-Source) | D5CURAH24AAK |  |  | EA*5X25M17A* | *80MSU0401712A* | 24400 | 16 | 8.5 | 23200 | 19100 | 82.33% | 1.94 | 0 | 10 |  |  |  |  | R-454B | 2.0333 | Residential & Commercial | USHP | Ducted CEE Tier 1
216676810 | Central HP <5.4 tons | DAY & NIGHT | HRCU-A-CB (Split System: Heat Pump with Remote Outdoor Unit-Air-Source) | D5CURAH24AAK |  |  | EA*5X37M21A* | *95CSU0802120B* | 25200 | 15.2 | 9 | 23400 | 19200 | 82.05% | 2.1 | 0 | 10 |  |  |  |  | R-454B | 2.1 | Residential & Commercial | USHP | Ducted CEE Tier 1
214776652 | Central HP <5.4 tons | YORK | HRCU-A-CB (Split System: Heat Pump with Remote Outdoor Unit-Air-Source) | HH860E2S11 | ADP |  | CV603**A+TXV | TMLE100C16MP11 | 44500 | 18 | 8.5 | 43500 | 33800 | 77.7% | 2 | 0 | 11 |  |  |  |  | R-454B | 3.7083 | Residential & Commercial | USHP | Ducted CEE Tier 1
214776654 | Central HP <5.4 tons | YORK | HRCU-A-CB (Split System: Heat Pump with Remote Outdoor Unit-Air-Source) | HH860E2S11 | ADP |  | CH602**A+TXV | TMLE100C16MP11 | 44500 | 18 | 8.5 | 43500 | 33800 | 77.7% | 2 | 0 | 11 |  |  |  |  | R-454B | 3.7083 | Residential & Commercial | USHP | Ducted CEE Tier 1
214776693 | Central HP <5.4 tons | YORK | HRCU-A-CB (Split System: Heat Pump with Remote Outdoor Unit-Air-Source) | HH860E2S11 | ADP |  | CV606**C+TXV | TMLE130D20MP11 | 54000 | 19 | 8.5 | 53000 | 39500 | 74.53% | 2 | 0 | 11 |  |  |  |  | R-454B | 4.5 | Residential & Commercial | USHP | Ducted CEE Tier 1
214776711 | Central HP <5.4 tons | YORK | HRCU-A-CB (Split System: Heat Pump with Remote Outdoor Unit-Air-Source) | HH860E2S11 | ADP |  | CV603**A+TXV | TMLV100C16MP12 | 43500 | 18 | 8.5 | 42000 | 32800 | 78.1% | 2 | 0 | 11.7 |  |  |  |  | R-454B | 3.625 | Residential & Commercial | USHP | Ducted CEE Tier 1
216751961 | Central HP <5.4 tons | YORK | HRCU-A-CB (Split System: Heat Pump with Remote Outdoor Unit-Air-Source) | HH836E2S11 | ADP |  | H,YG36*36+TXV-BLEED | TM9E080B12MP12 | 33600 | 18 | 8.5 | 30200 | 25600 | 84.77% | 2 | 0 | 11 |  |  |  |  | R-454B | 2.8 | Residential & Commercial | USHP | Ducted CEE Tier 1
216751709 | Central HP <5.4 tons | YORK | HRCU-A-CB (Split System: Heat Pump with Remote Outdoor Unit-Air-Source) | HH860E2S11 | ADP |  | H,YG53*48+TXV-BLEED | TM9E100C16MP12 | 44500 | 18 | 9 | 44000 | 34000 | 77.27% | 2 | 0 | 11 |  |  |  |  | R-454B | 3.7083 | Residential & Commercial | USHP | Ducted CEE Tier 1
216751710 | Central HP <5.4 tons | YORK | HRCU-A-CB (Split System: Heat Pump with Remote Outdoor Unit-Air-Source) | HH860E2S11 | ADP |  | H,YG49*48+TXV-BLEED | TM9E100C16MP12 | 44500 | 18 | 9 | 44000 | 34000 | 77.27% | 2 | 0 | 11 |  |  |  |  | R-454B | 3.7083 | Residential & Commercial | USHP | Ducted CEE Tier 1
206773113 | Central HP <5.4 tons | DAY & NIGHT | HRCU-A-CB (Split System: Heat Pump with Remote Outdoor Unit-Air-Source) | CVH837GKA2* |  |  | EA*4X43L21A*+WALLCON | *80CSU0601716A* | 32800 | 17 | 8.5 | 33000 | 25200 | 76.36% | 1.96 | 12 | 11 |  |  |  |  | R-410A | 2.7333 | Residential & Commercial | USHP | Ducted CEE Tier 1
206773131 | Central HP <5.4 tons | DAY & NIGHT | HRCU-A-CB (Split System: Heat Pump with Remote Outdoor Unit-Air-Source) | CVH837GKA2* |  |  | EA*4X43L21A*+WALLCON | *80CSU1002120A* | 32800 | 17 | 8.5 | 33000 | 25200 | 76.36% | 1.98 | 12 | 11 |  |  |  |  | R-410A | 2.7333 | Residential & Commercial | USHP | Ducted CEE Tier 1
216751726 | Central HP <5.4 tons | YORK | HRCU-A-CB (Split System: Heat Pump with Remote Outdoor Unit-Air-Source) | HH860E2S11 | ADP |  | H,YG3K*60+TXV-BLEED | TM9E100C20MP12 | 53500 | 18 | 8.45 | 53000 | 39000 | 73.58% | 1.98 | 0 | 10.5 |  |  |  |  | R-454B | 4.4583 | Residential & Commercial | USHP | Ducted CEE Tier 1
216751728 | Central HP <5.4 tons | YORK | HRCU-A-CB (Split System: Heat Pump with Remote Outdoor Unit-Air-Source) | HH860E2S11 | ADP |  | H,YG54*60+TXV-BLEED | TM9E100C20MP12 | 54000 | 19 | 8.5 | 53000 | 39000 | 73.58% | 2 | 0 | 11 |  |  |  |  | R-454B | 4.5 | Residential & Commercial | USHP | Ducted CEE Tier 1
212988059 | Central HP <5.4 tons | CARRIER | HRCU-A-CB (Split System: Heat Pump with Remote Outdoor Unit-Air-Source) | 38MURAQ30AB3* |  |  | CAP**4224AL* | 59SC6A100M21**20 | 30000 | 15.2 | 8.5 | 34000 | 27200 | 80% | 1.8 | 0 | 9 |  |  |  |  | R-410A | 2.5 | Residential & Commercial | USHP
213079225 | Central HP <5.4 tons | CARRIER | HRCU-A-CB (Split System: Heat Pump with Remote Outdoor Unit-Air-Source) | 38MURAQ36AB3* |  |  | CAP**4221AL* | 58SU*B100M21**20 | 35200 | 16 | 8.5 | 38500 | 35000 | 90.91% | 1.88 | 0 | 9.5 |  |  |  |  | R-410A | 2.9333 | Residential & Commercial | USHP
213079343 | Central HP <5.4 tons | CARRIER | HRCU-A-CB (Split System: Heat Pump with Remote Outdoor Unit-Air-Source) | 38MURAQ36AB3* |  |  | CAP**3717AL* | 59SC2E060M14**12 | 36200 | 15.2 | 8.5 | 38500 | 35200 | 91.43% | 2 | 0 | 10 |  |  |  |  | R-410A | 3.0167 | Residential & Commercial | USHP | Ducted CEE Tier 1
216751963 | Central HP <5.4 tons | YORK | HRCU-A-CB (Split System: Heat Pump with Remote Outdoor Unit-Air-Source) | HH836E2S11 | ADP |  | H,YG48*36+TXV-BLEED | TM9E080B12MP12 | 33600 | 18 | 8.5 | 30200 | 25600 | 84.77% | 2 | 0 | 11 |  |  |  |  | R-454B | 2.8 | Residential & Commercial | USHP | Ducted CEE Tier 1
216751978 | Central HP <5.4 tons | YORK | HRCU-A-CB (Split System: Heat Pump with Remote Outdoor Unit-Air-Source) | HH836E2S11 | ADP |  | H,YG48*36+TXV-BLEED | TM9E100C16MP12 | 33400 | 19 | 9 | 29800 | 25000 | 83.89% | 2 | 0 | 11 |  |  |  |  | R-454B | 2.7833 | Residential & Commercial | USHP | Ducted CEE Tier 1
216751777 | Central HP <5.4 tons | YORK | HRCU-A-CB (Split System: Heat Pump with Remote Outdoor Unit-Air-Source) | HH860E2S11 | ADP |  | H,YG37*48+TXV-BLEED | TM9V100C16MP12 | 43500 | 17 | 9 | 42000 | 32800 | 78.1% | 2 | 0 | 11.7 |  |  |  |  | R-454B | 3.625 | Residential & Commercial | USHP | Ducted CEE Tier 1
216751778 | Central HP <5.4 tons | YORK | HRCU-A-CB (Split System: Heat Pump with Remote Outdoor Unit-Air-Source) | HH860E2S11 | ADP |  | H,YG37*60+TXV-BLEED | TM9V100C16MP12 | 43500 | 17 | 9 | 42000 | 32800 | 78.1% | 2 | 0 | 11.7 |  |  |  |  | R-454B | 3.625 | Residential & Commercial | USHP | Ducted CEE Tier 1
216751996 | Central HP <5.4 tons | YORK | HRCU-A-CB (Split System: Heat Pump with Remote Outdoor Unit-Air-Source) | HH836E2S11 | ADP |  | H,YG36*36+TXV-BLEED | TM9V100C20MP12 | 34200 | 19 | 9 | 31000 | 25400 | 81.94% | 2 | 0 | 11 |  |  |  |  | R-454B | 2.85 | Residential & Commercial | USHP | Ducted CEE Tier 1
216752030 | Central HP <5.4 tons | YORK | HRCU-A-CB (Split System: Heat Pump with Remote Outdoor Unit-Air-Source) | HH836E2S11 | ADP |  | H,YG81*36+TXV-BLEED | Y91E100C16SMPS1 | 35000 | 18 | 9 | 31000 | 25400 | 81.94% | 2 | 0 | 11 |  |  |  |  | R-454B | 2.9167 | Residential & Commercial | USHP | Ducted CEE Tier 1
216751559 | Central HP <5.4 tons | YORK | HRCU-A-CB (Split System: Heat Pump with Remote Outdoor Unit-Air-Source) | HH824E2S11 | ADP |  | H,YG80*36+TXV-BLEED | Y91E040A10SMPS1 | 23000 | 18 | 8.95 | 21400 | 17300 | 80.84% | 2 | 0 | 12 |  |  |  |  | R-454B | 1.9167 | Residential & Commercial | USHP | Ducted CEE Tier 1
216752060 | Central HP <5.4 tons | YORK | HRCU-A-CB (Split System: Heat Pump with Remote Outdoor Unit-Air-Source) | HH824E2S11 | ADP |  | H,YG7J*30+TXV-BLEED | TM9E060A10MP12 | 22400 | 16 | 8.8 | 21400 | 17700 | 82.71% | 1.96 | 0 | 11.5 |  |  |  |  | R-454B | 1.8667 | Residential & Commercial | USHP | Ducted CEE Tier 1
216440153 | Central HP <5.4 tons | AMERICAN STANDARD | HRCU-A-CB (Split System: Heat Pump with Remote Outdoor Unit-Air-Source) | 5A6V0X36A1 |  |  | 5TXCB006AS3+P0V0B000M40SD+LRP | 0 | 34200 | 19.4 | 9.4 | 32600 | 24200 | 74.23% | 2.1 | 0 | 12.5 |  |  |  |  | R-454B | 2.85 | Residential & Commercial | USHP | Ducted CEE Tier 1
216440185 | Central HP <5.4 tons | AMERICAN STANDARD | HRCU-A-CB (Split System: Heat Pump with Remote Outdoor Unit-Air-Source) | 5A6V0X36A1 |  |  | 5TXCC005AS3 | S9V2C100U5PSC+LRP | 33200 | 18.8 | 9.4 | 32000 | 23800 | 74.38% | 2.1 | 0 | 12 |  |  |  |  | R-454B | 2.7667 | Residential & Commercial | USHP | Ducted CEE Tier 1
216440187 | Central HP <5.4 tons | AMERICAN STANDARD | HRCU-A-CB (Split System: Heat Pump with Remote Outdoor Unit-Air-Source) | 5A6V0X36A1 |  |  | 5TXCC005AS3+P0V0C000M50SD+LRP | 0 | 33200 | 18.8 | 9.7 | 32000 | 24000 | 75% | 2.1 | 0 | 12 |  |  |  |  | R-454B | 2.7667 | Residential & Commercial | USHP | Ducted CEE Tier 1
216051081 | Central HP <5.4 tons | FRIEDRICH | HRCU-A-CB (Split System: Heat Pump with Remote Outdoor Unit-Air-Source) | FRP19AY36AJVC |  |  | TCFY3621MEAAM | FR98MV0703A17UP | 34200 | 20 | 10 | 34200 | 29600 | 86.55% | 2 | 0 | 12 |  |  |  |  | R-454B | 2.85 | Residential & Commercial | USHP | Ducted CEE Tier 1
215731707 | Central HP <5.4 tons | YORK | HRCU-A-CB (Split System: Heat Pump with Remote Outdoor Unit-Air-Source) | HH860E2S11 | ADP |  | H,YG72*48+TXV | Y81E120C16SMPS1 | 44000 | 18 | 8.5 | 41500 | 32600 | 78.55% | 2 | 0 | 12 |  |  |  |  | R-454B | 3.6667 | Residential & Commercial | USHP | Ducted CEE Tier 1
216054425 | Central HP <5.4 tons | YORK | HRCU-A-CB (Split System: Heat Pump with Remote Outdoor Unit-Air-Source) | HH860E2S11 | ADP |  | H,YE1K*48+TXV+JMVT16CC2N1 | 0 | 44500 | 18 | 8.95 | 42500 | 32800 | 77.18% | 1.98 | 0 | 11.7 |  |  |  |  | R-454B | 3.7083 | Residential & Commercial | USHP | Ducted CEE Tier 1
216678413 | Central HP <5.4 tons | DAY & NIGHT | HRCU-A-CB (Split System: Heat Pump with Remote Outdoor Unit-Air-Source) | D5CURAH24AAK |  |  | EA*5X37M21A* | *97VTN1002122A* | 24800 | 15.5 | 9 | 23200 | 19100 | 82.33% | 2.08 | 0 | 10 |  |  |  |  | R-454B | 2.0667 | Residential & Commercial | USHP | Ducted CEE Tier 1
214776493 | Central HP <5.4 tons | YORK | HRCU-A-CB (Split System: Heat Pump with Remote Outdoor Unit-Air-Source) | HH860E2S11 | ADP |  | CV601**C+TXV | TM9E080C20MP12 | 52500 | 18 | 8.35 | 53000 | 39500 | 74.53% | 1.98 | 0 | 10.5 |  |  |  |  | R-454B | 4.375 | Residential & Commercial | USHP | Ducted CEE Tier 1
214776509 | Central HP <5.4 tons | YORK | HRCU-A-CB (Split System: Heat Pump with Remote Outdoor Unit-Air-Source) | HH860E2S11 | ADP |  | CV600**C+TXV | TM9E100C16MP12 | 44000 | 17 | 8.4 | 44000 | 34000 | 77.27% | 1.98 | 0 | 10.5 |  |  |  |  | R-454B | 3.6667 | Residential & Commercial | USHP | Ducted CEE Tier 1
216440197 | Central HP <5.4 tons | AMERICAN STANDARD | HRCU-A-CB (Split System: Heat Pump with Remote Outdoor Unit-Air-Source) | 5A6V0X36A1 |  |  | 5TXCC005AS3 | S9V2C100U5VSB+LRP | 33200 | 18.8 | 9.4 | 32000 | 24200 | 75.62% | 2.1 | 0 | 12 |  |  |  |  | R-454B | 2.7667 | Residential & Commercial | USHP | Ducted CEE Tier 1
216440199 | Central HP <5.4 tons | AMERICAN STANDARD | HRCU-A-CB (Split System: Heat Pump with Remote Outdoor Unit-Air-Source) | 5A6V0X36A1 |  |  | 5TXCC007AS3 | S9V2C100U5VSB+LRP | 34200 | 20 | 9.4 | 32600 | 24200 | 74.23% | 2.1 | 0 | 12.5 |  |  |  |  | R-454B | 2.85 | Residential & Commercial | USHP | Ducted CEE Tier 1
216751794 | Central HP <5.4 tons | YORK | HRCU-A-CB (Split System: Heat Pump with Remote Outdoor Unit-Air-Source) | HH860E2S11 | ADP |  | H,YG51*48+TXV-BLEED | TM9V100C16MP12 | 43500 | 18 | 9 | 42000 | 32800 | 78.1% | 2 | 0 | 11.7 |  |  |  |  | R-454B | 3.625 | Residential & Commercial | USHP | Ducted CEE Tier 1
216751795 | Central HP <5.4 tons | YORK | HRCU-A-CB (Split System: Heat Pump with Remote Outdoor Unit-Air-Source) | HH860E2S11 | ADP |  | H,YG51*60+TXV-BLEED | TM9V100C16MP12 | 43500 | 18 | 9 | 42000 | 32800 | 78.1% | 2 | 0 | 11.7 |  |  |  |  | R-454B | 3.625 | Residential & Commercial | USHP | Ducted CEE Tier 1
206773433 | Central HP <5.4 tons | DAY & NIGHT | HRCU-A-CB (Split System: Heat Pump with Remote Outdoor Unit-Air-Source) | CVH837GKA2* |  |  | EA*4X37L21A*+WALLCON | *95CSU1002122A* | 33000 | 17.5 | 8.5 | 32800 | 25000 | 76.22% | 2 | 12 | 11.5 |  |  |  |  | R-410A | 2.75 | Residential & Commercial | USHP | Ducted CEE Tier 1
206773514 | Central HP <5.4 tons | DAY & NIGHT | HRCU-A-CB (Split System: Heat Pump with Remote Outdoor Unit-Air-Source) | CVH837GKA2* |  |  | EA*4X48L21A*+WALLCON | *95CSU1002122A* | 32400 | 17.5 | 8.5 | 32600 | 24800 | 76.07% | 2 | 12 | 11.5 |  |  |  |  | R-410A | 2.7 | Residential & Commercial | USHP | Ducted CEE Tier 1
206773532 | Central HP <5.4 tons | DAY & NIGHT | HRCU-A-CB (Split System: Heat Pump with Remote Outdoor Unit-Air-Source) | CVH837GKA2* |  |  | EA*4X48L24A*+WALLCON | *95CSU1002122A* | 32400 | 17.5 | 8.5 | 32400 | 24800 | 76.54% | 2 | 12 | 11.5 |  |  |  |  | R-410A | 2.7 | Residential & Commercial | USHP | Ducted CEE Tier 1
206773683 | Central HP <5.4 tons | DAY & NIGHT | HRCU-A-CB (Split System: Heat Pump with Remote Outdoor Unit-Air-Source) | CVH837GKA2* |  |  | EHD4X48AAL+WALLCON | *95CSU1002122A* | 32600 | 17 | 8.1 | 32800 | 24800 | 75.61% | 1.98 | 11.5 | 11 |  |  |  |  | R-410A | 2.7167 | Residential & Commercial | USHP | Ducted CEE Tier 1
212986894 | Central HP <5.4 tons | HEIL | HRCU-A-CB (Split System: Heat Pump with Remote Outdoor Unit-Air-Source) | DLCURAH24ABK |  |  | EA*4X30L14A* | *96MSN0601412A* | 23400 | 16.5 | 8.5 | 26400 | 24600 | 93.18% | 2.04 | 0 | 10 |  |  |  |  | R-410A | 1.95 | Residential & Commercial | USHP | Ducted CEE Tier 1
216676428 | Central HP <5.4 tons | DAY & NIGHT | HRCU-A-CB (Split System: Heat Pump with Remote Outdoor Unit-Air-Source) | D5CURAH24AAK |  |  | EA*5X30M17A* | *80MSU0601716A* | 23400 | 15.5 | 8.5 | 24000 | 19400 | 80.83% | 1.9 | 0 | 9.8 |  |  |  |  | R-454B | 1.95 | Residential & Commercial | USHP
216676881 | Central HP <5.4 tons | DAY & NIGHT | HRCU-A-CB (Split System: Heat Pump with Remote Outdoor Unit-Air-Source) | D5CURAH24AAK |  |  | EA*5X36M17A* | *92MSN0601412A* | 24000 | 15.2 | 8.5 | 24000 | 19400 | 80.83% | 1.92 | 0 | 10 |  |  |  |  | R-454B | 2 | Residential & Commercial | USHP | Ducted CEE Tier 1
216677882 | Central HP <5.4 tons | DAY & NIGHT | HRCU-A-CB (Split System: Heat Pump with Remote Outdoor Unit-Air-Source) | D5CURAH24AAK |  |  | ESH5X30M12A* | *95MSU0802120A* | 24200 | 15.2 | 8.5 | 24400 | 19600 | 80.33% | 1.9 | 0 | 9.8 |  |  |  |  | R-454B | 2.0167 | Residential & Commercial | USHP
216676830 | Central HP <5.4 tons | DAY & NIGHT | HRCU-A-CB (Split System: Heat Pump with Remote Outdoor Unit-Air-Source) | D5CURAH24AAK |  |  | EA*5X37M21A* | *95CSU1002122B* | 25400 | 15.2 | 9 | 23400 | 19200 | 82.05% | 2.08 | 0 | 10 |  |  |  |  | R-454B | 2.1167 | Residential & Commercial | USHP | Ducted CEE Tier 1
213821627 | Central HP <5.4 tons | TEMPSTAR | HRCU-A-CB (Split System: Heat Pump with Remote Outdoor Unit-Air-Source) | DLCURAH36ABK | ASPEN |  | D(A,C,E)42B34+TDR | *92MSN1002120A* | 35000 | 16.5 | 8.1 | 38500 | 32200 | 83.64% | 2.54 | 0 | 9.5 |  |  |  |  | R-410A | 2.9167 | Residential & Commercial | USHP
216794272 | Central HP <5.4 tons | TRANE | HRCU-A-CB (Split System: Heat Pump with Remote Outdoor Unit-Air-Source) | 5TWV0X24A1 | ASPEN |  | D(A,C,E)36C3J+TDR | S8V2B080M4PCB | 20000 | 21.8 | 10 | 22200 | 21600 | 97.3% | 2.94 | 0 | 11.7 |  |  |  |  | R-454B | 1.6667 | Residential & Commercial | USHP | Ducted CEE Tier 1
216794315 | Central HP <5.4 tons | TRANE | HRCU-A-CB (Split System: Heat Pump with Remote Outdoor Unit-Air-Source) | 5TWV0X24A1 | ASPEN |  | D(A,C,E)36C3J+TDR | S9V2B060U4VSB+LRP | 20000 | 21.2 | 10 | 22200 | 21800 | 98.2% | 2.95 | 0 | 11.7 |  |  |  |  | R-454B | 1.6667 | Residential & Commercial | USHP | Ducted CEE Tier 1
213206185 | Central HP <5.4 tons | CARRIER | HRCU-A-CB (Split System: Heat Pump with Remote Outdoor Unit-Air-Source) | 38MURAQ24AA3* | ASPEN |  | D(A,C,E)36B34+TDR | 59TP6B080V17**16 | 23800 | 16 | 8.1 | 25400 | 22600 | 88.98% | 2.92 | 0 | 9.5 |  |  |  |  | R-410A | 1.9833 | Residential & Commercial | USHP
213079627 | Central HP <5.4 tons | CARRIER | HRCU-A-CB (Split System: Heat Pump with Remote Outdoor Unit-Air-Source) | 38MURAQ36AB3* |  |  | CNPV*4821AL* | 59SC2E080M17**16 | 36000 | 16.5 | 8.1 | 38500 | 35000 | 90.91% | 2 | 0 | 10 |  |  |  |  | R-410A | 3 | Residential & Commercial | USHP | Ducted CEE Tier 1
213079909 | Central HP <5.4 tons | CARRIER | HRCU-A-CB (Split System: Heat Pump with Remote Outdoor Unit-Air-Source) | 38MURAQ36AB3* |  |  | CNPV*4824AL* | 59SC2E100M21**22 | 36000 | 16.5 | 8.1 | 38500 | 35000 | 90.91% | 2 | 0 | 10.5 |  |  |  |  | R-410A | 3 | Residential & Commercial | USHP | Ducted CEE Tier 1
213079918 | Central HP <5.4 tons | CARRIER | HRCU-A-CB (Split System: Heat Pump with Remote Outdoor Unit-Air-Source) | 38MURAQ36AB3* |  |  | CAP**4224AL* | 59SC2E120M24**20 | 35800 | 16 | 8.1 | 38500 | 35200 | 91.43% | 1.9 | 0 | 10 |  |  |  |  | R-410A | 2.9833 | Residential & Commercial | USHP | Ducted CEE Tier 1
216440251 | Central HP <5.4 tons | AMERICAN STANDARD | HRCU-A-CB (Split System: Heat Pump with Remote Outdoor Unit-Air-Source) | 5A6V0X48A1 |  |  | 5PX*C009AS3+P0V0C000M50SD+LRP | 0 | 45000 | 20.2 | 9.7 | 46000 | 32800 | 71.3% | 2.1 | 0 | 12 |  |  |  |  | R-454B | 3.75 | Residential & Commercial | USHP | Ducted CEE Tier 1
216440335 | Central HP <5.4 tons | AMERICAN STANDARD | HRCU-A-CB (Split System: Heat Pump with Remote Outdoor Unit-Air-Source) | 5A6V0X48A1 |  |  | 5TEMCD05AV41+TDR | 0 | 44000 | 20 | 10 | 47000 | 33400 | 71.06% | 2.2 | 0 | 12 |  |  |  |  | R-454B | 3.6667 | Residential & Commercial | USHP | Ducted CEE Tier 1
216440369 | Central HP <5.4 tons | AMERICAN STANDARD | HRCU-A-CB (Split System: Heat Pump with Remote Outdoor Unit-Air-Source) | 5A6V0X48A1 |  |  | 5TXCC009AS3 | L8V1C100U5VSB+LRP | 45500 | 20.2 | 9.7 | 47000 | 33600 | 71.49% | 2.1 | 0 | 12 |  |  |  |  | R-454B | 3.7917 | Residential & Commercial | USHP | Ducted CEE Tier 1
214095453 | Central HP <5.4 tons | FRIEDRICH | HRCU-A-CB (Split System: Heat Pump with Remote Outdoor Unit-Air-Source) | RD17AZ24AJ3N |  |  | FRH3VZ3617STACN | 0 | 22600 | 17 | 9.5 | 22600 | 16700 | 73.89% | 2.1 | 0 | 11.7 |  |  |  |  | R-410A | 1.8833 | Residential & Commercial | USHP | Ducted CEE Tier 1
215935336 | Central HP <5.4 tons | HEIL | HRCU-A-CB (Split System: Heat Pump with Remote Outdoor Unit-Air-Source) | H5H3V36*K*AAA* |  |  | EVM5X60M24A*+WALLCON | *80CTL0702120B* | 35400 | 21.5 | 8.5 | 38000 | 28600 | 75.26% | 2.04 | 0 | 12 |  |  |  |  | R-454B | 2.95 | Residential & Commercial | USHP | Ducted CEE Tier 1
216682607 | Central HP <5.4 tons | HEIL | HRCU-A-CB (Split System: Heat Pump with Remote Outdoor Unit-Air-Source) | DLCURAH36ABK |  |  | EHD4X36AAL | *97VTN1002122A* | 35600 | 16 | 8.5 | 38500 | 34400 | 89.35% | 1.78 | 0 | 10 |  |  |  |  | R-410A | 2.9667 | Residential & Commercial | USHP | Ducted CEE Tier 1
216683218 | Central HP <5.4 tons | HEIL | HRCU-A-CB (Split System: Heat Pump with Remote Outdoor Unit-Air-Source) | DLCURAH36ABK |  |  | EHD4X48AAL | *97VTN1202422A* | 35800 | 16 | 8.5 | 38000 | 34400 | 90.53% | 1.82 | 0 | 10 |  |  |  |  | R-410A | 2.9833 | Residential & Commercial | USHP | Ducted CEE Tier 1
216440277 | Central HP <5.4 tons | AMERICAN STANDARD | HRCU-A-CB (Split System: Heat Pump with Remote Outdoor Unit-Air-Source) | 5A6V0X48A1 |  |  | 5PX*D008AS3 | S9V2D120U5PSC+LRP | 44000 | 20 | 9.7 | 46500 | 33200 | 71.4% | 2.1 | 0 | 12 |  |  |  |  | R-454B | 3.6667 | Residential & Commercial | USHP | Ducted CEE Tier 1
216440311 | Central HP <5.4 tons | AMERICAN STANDARD | HRCU-A-CB (Split System: Heat Pump with Remote Outdoor Unit-Air-Source) | 5A6V0X48A1 |  |  | 5PX*D010AS3 | S9V2D120U5PSC+LRP | 44500 | 20.2 | 9.7 | 46000 | 32800 | 71.3% | 2.1 | 0 | 12 |  |  |  |  | R-454B | 3.7083 | Residential & Commercial | USHP | Ducted CEE Tier 1
216440329 | Central HP <5.4 tons | AMERICAN STANDARD | HRCU-A-CB (Split System: Heat Pump with Remote Outdoor Unit-Air-Source) | 5A6V0X48A1 |  |  | 5TAMXD05AV41 | 0 | 44500 | 20 | 9.7 | 47000 | 33600 | 71.49% | 2.1 | 0 | 12 |  |  |  |  | R-454B | 3.7083 | Residential & Commercial | USHP | Ducted CEE Tier 1
212290950 | Central HP <5.4 tons | GOETTL | HRCU-A-CB (Split System: Heat Pump with Remote Outdoor Unit-Air-Source) | ASZS601810A* |  |  | CA*EA1818*4A* | A*VS800604BUA* | 16600 | 17.5 | 8.5 | 17400 | 13000 | 74.71% | 2.1 | 0 | 10.9 |  |  |  |  | R-410A | 1.3833 | Residential & Commercial | USHP | Ducted CEE Tier 1
212290957 | Central HP <5.4 tons | GOETTL | HRCU-A-CB (Split System: Heat Pump with Remote Outdoor Unit-Air-Source) | ASZS601810A* |  |  | CA*EA1818*4A* | A*VS800805CUA* | 16600 | 17.5 | 8.5 | 17400 | 13000 | 74.71% | 2.1 | 0 | 10.9 |  |  |  |  | R-410A | 1.3833 | Residential & Commercial | USHP | Ducted CEE Tier 1
212290973 | Central HP <5.4 tons | GOETTL | HRCU-A-CB (Split System: Heat Pump with Remote Outdoor Unit-Air-Source) | ASZS601810A* |  |  | CA*EA2422*4A* | A*VS960805CUA* | 16600 | 17.5 | 8.5 | 17400 | 13000 | 74.71% | 2.1 | 0 | 10.9 |  |  |  |  | R-410A | 1.3833 | Residential & Commercial | USHP | Ducted CEE Tier 1
214660181 | Central HP <5.4 tons | ECOER | HRCU-A-CB (Split System: Heat Pump with Remote Outdoor Unit-Air-Source) | EODA18H-4860BAA | ASPEN |  | D(A,C,E)48C34+TDR | MGH96M080C4A | 44000 | 17 | 8.5 | 45000 | 32000 | 71.11% | 1.9 | 0 | 11 |  |  |  |  | R-410A | 3.6667 | Residential & Commercial | USHP | Ducted CEE Tier 1
216440385 | Central HP <5.4 tons | AMERICAN STANDARD | HRCU-A-CB (Split System: Heat Pump with Remote Outdoor Unit-Air-Source) | 5A6V0X48A1 |  |  | 5TXCD008AS3 | S9V2C100U4VSB+LRP | 44000 | 20 | 9.7 | 46500 | 33400 | 71.83% | 2.1 | 0 | 12 |  |  |  |  | R-454B | 3.6667 | Residential & Commercial | USHP | Ducted CEE Tier 1
215669055 | Central HP <5.4 tons | COMFORTMAKER | HRCU-A-CB (Split System: Heat Pump with Remote Outdoor Unit-Air-Source) | C5H0V36*K*AAA* |  |  | EA*5X43M21A*+WALLCON | *97CMN0801714B* | 34200 | 18 | 9 | 35400 | 25400 | 71.75% | 1.88 | 0 | 9.5 |  |  |  |  | R-454B | 2.85 | Residential & Commercial | USHP
216440215 | Central HP <5.4 tons | AMERICAN STANDARD | HRCU-A-CB (Split System: Heat Pump with Remote Outdoor Unit-Air-Source) | 5A6V0X36A1 |  |  | 5TXCC007AS3 | S9V2C100U4VSB+LRP | 34200 | 20 | 9.4 | 32600 | 24200 | 74.23% | 2.1 | 0 | 12.5 |  |  |  |  | R-454B | 2.85 | Residential & Commercial | USHP | Ducted CEE Tier 1
214607227 | Central HP <5.4 tons | LENNOX | HRCU-A-CB (Split System: Heat Pump with Remote Outdoor Unit-Air-Source) | SL25XPV-036-230A** | ADP |  | LH18/37D9+LEFE3A* | 0 | 32600 | 20 | 9 | 34400 | 26200 | 76.16% | 1.9 | 0 | 13 |  |  |  |  | R-410A | 2.7167 | Residential & Commercial | USHP | Ducted CEE Tier 1
216794229 | Central HP <5.4 tons | TRANE | HRCU-A-CB (Split System: Heat Pump with Remote Outdoor Unit-Air-Source) | 5TWV0X24A1 | ASPEN |  | D(A,C,E)30A4J+TDR | *DHMB060CCV3+LRP | 19500 | 20.7 | 10 | 23000 | 22200 | 96.52% | 2.9 | 0 | 11.2 |  |  |  |  | R-454B | 1.625 | Residential & Commercial | USHP | Ducted CEE Tier 1
216794294 | Central HP <5.4 tons | TRANE | HRCU-A-CB (Split System: Heat Pump with Remote Outdoor Unit-Air-Source) | 5TWV0X24A1 | ASPEN |  | D(A,C,E)36C3J+TDR | S9V2B040U3PSC+LRP | 19200 | 19.8 | 9 | 22400 | 21000 | 93.75% | 2.59 | 0 | 11.7 |  |  |  |  | R-454B | 1.6 | Residential & Commercial | USHP | Ducted CEE Tier 1
216794309 | Central HP <5.4 tons | TRANE | HRCU-A-CB (Split System: Heat Pump with Remote Outdoor Unit-Air-Source) | 5TWV0X24A1 | ASPEN |  | D(A,C,E)36C3J+TDR | S9V2B060U4PSC+LRP | 20000 | 21.2 | 10 | 22200 | 21800 | 98.2% | 2.95 | 0 | 11.7 |  |  |  |  | R-454B | 1.6667 | Residential & Commercial | USHP | Ducted CEE Tier 1
216794312 | Central HP <5.4 tons | TRANE | HRCU-A-CB (Split System: Heat Pump with Remote Outdoor Unit-Air-Source) | 5TWV0X24A1 | ASPEN |  | D(A,C,E)30A4J+TDR | S9V2B060U4VSB+LRP | 19600 | 21 | 10 | 22200 | 21800 | 98.2% | 2.93 | 0 | 11.2 |  |  |  |  | R-454B | 1.6333 | Residential & Commercial | USHP | Ducted CEE Tier 1
213613863 | Central HP <5.4 tons | CARRIER | HRCU-A-C (Split System: Heat Pump with Remote Outdoor Unit with No Indoor Fan --Air Source) | 38MURAQ30AB3 | ADP |  | CDP30A15P+TD | 0 | 28600 | 15.2 | 9.05 | 31000 | 26600 | 85.81% | 1.76 | 0 | 10 |  |  |  |  | R-410A | 2.3833 | Residential & Commercial | USHP | Ducted CEE Tier 1
216056722 | Central HP <5.4 tons | YORK | HRCU-A-CB (Split System: Heat Pump with Remote Outdoor Unit-Air-Source) | HH860E2S11 | ASPEN |  | C(A,C,D,E)48A3K+TDR | TM8E120C16MP11 | 40000 | 17.5 | 8.1 | 45000 | 34200 | 76% | 2 | 0 | 10.5 |  |  |  |  | R-454B | 3.3333 | Residential & Commercial | USHP | Ducted CEE Tier 1
216056740 | Central HP <5.4 tons | YORK | HRCU-A-CB (Split System: Heat Pump with Remote Outdoor Unit-Air-Source) | HH860E2S11 | ASPEN |  | C(A,C,D,E)48A3K+TDR | TM9V100C20MP12 | 40000 | 17.5 | 8.1 | 44500 | 33800 | 75.96% | 2 | 0 | 10.5 |  |  |  |  | R-454B | 3.3333 | Residential & Commercial | USHP | Ducted CEE Tier 1
216056771 | Central HP <5.4 tons | YORK | HRCU-A-CB (Split System: Heat Pump with Remote Outdoor Unit-Air-Source) | HH860E2S11 | ASPEN |  | C(A,C,D,E)48A3K+TDR | YP9C100C16MP13 | 30800 | 16.5 | 8.1 | 44000 | 33200 | 75.45% | 2 | 0 | 9 |  |  |  |  | R-454B | 2.5667 | Residential & Commercial | USHP
216056773 | Central HP <5.4 tons | YORK | HRCU-A-CB (Split System: Heat Pump with Remote Outdoor Unit-Air-Source) | HH860E2S11 | ASPEN |  | C(A,C,D,E)48A3K+TDR | YP9C120D20MP13 | 31800 | 17.5 | 8.1 | 44500 | 33400 | 75.06% | 2 | 0 | 9.8 |  |  |  |  | R-454B | 2.65 | Residential & Commercial | USHP
216056821 | Central HP <5.4 tons | YORK | HRCU-A-CB (Split System: Heat Pump with Remote Outdoor Unit-Air-Source) | HH860E2S11 | ASPEN |  | D(A,C,E)60A3K+TDR | TM9E100C16MP12 | 41000 | 18 | 8.5 | 45500 | 34400 | 75.6% | 2 | 0 | 10.5 |  |  |  |  | R-454B | 3.4167 | Residential & Commercial | USHP | Ducted CEE Tier 1
216056856 | Central HP <5.4 tons | YORK | HRCU-A-CB (Split System: Heat Pump with Remote Outdoor Unit-Air-Source) | HH860E2S11 | ASPEN |  | C(A,C,D,E)60A3K+TDR | TMLV100C16MP12 | 40500 | 16.5 | 8.1 | 43500 | 33400 | 76.78% | 2 | 0 | 11.2 |  |  |  |  | R-454B | 3.375 | Residential & Commercial | USHP | Ducted CEE Tier 1
216056871 | Central HP <5.4 tons | YORK | HRCU-A-CB (Split System: Heat Pump with Remote Outdoor Unit-Air-Source) | HH860E2S11 | ASPEN |  | D(A,C,E)60A3K+TDR | TPLC100C16MP13 | 40500 | 16.5 | 8.1 | 43500 | 33400 | 76.78% | 2 | 0 | 11.5 |  |  |  |  | R-454B | 3.375 | Residential & Commercial | USHP | Ducted CEE Tier 1
214062750 | Central HP <5.4 tons | TRANE | HRCU-A-CB (Split System: Heat Pump with Remote Outdoor Unit-Air-Source) | 4TWV0X60A1 | ADP |  | FG49960+P0V0D000M50SC+RP | 0 | 54000 | 19 | 8.2 | 49500 | 38500 | 77.78% | 1.75 | 0 | 12 |  |  |  |  | R-410A | 4.5 | Residential & Commercial | USHP | Ducted CEE Tier 1
212362608 | Central HP <5.4 tons | GOETTL | HRCU-A-CB (Split System: Heat Pump with Remote Outdoor Unit-Air-Source) | ASZV903610A* |  |  | CHPF3743C6B*+TXV | A*VC960804CNB* | 33400 | 18 | 8.2 | 34000 | 24400 | 71.76% | 1.8 | 0 | 11 |  |  |  |  | R-410A | 2.7833 | Residential & Commercial | USHP | Ducted CEE Tier 1
212973246 | Central HP <5.4 tons | COMFORTMAKER | HRCU-A-CB (Split System: Heat Pump with Remote Outdoor Unit-Air-Source) | DLCURAH24ABK |  |  | EA*4X37L21A* | *96VSN0401712B* | 24200 | 16.5 | 8.5 | 25400 | 21600 | 85.04% | 1.8 | 0 | 10 |  |  |  |  | R-410A | 2.0167 | Residential & Commercial | USHP | Ducted CEE Tier 1
216056900 | Central HP <5.4 tons | YORK | HRCU-A-CB (Split System: Heat Pump with Remote Outdoor Unit-Air-Source) | HH860E2S11 | ASPEN |  | C(A,C,D,E)60A3K+TDR | YPLC100C20MP13 | 31200 | 18 | 8.5 | 45000 | 33800 | 75.11% | 2 | 0 | 9 |  |  |  |  | R-454B | 2.6 | Residential & Commercial | USHP
214389290 | Central HP <5.4 tons | CARRIER | HRCU-A-CB (Split System: Heat Pump with Remote Outdoor Unit-Air-Source) | 25VNA436A*031* |  |  | CNPV*4821AL*+UI | 59MN7C060C17**14 | 33600 | 19 | 9 | 37000 | 26200 | 70.81% | 2 | 0 | 11.7 |  |  |  |  | R-410A | 2.8 | Residential & Commercial | USHP | Ducted CEE Tier 1
214389308 | Central HP <5.4 tons | CARRIER | HRCU-A-CB (Split System: Heat Pump with Remote Outdoor Unit-Air-Source) | 25VNA436A*031* |  |  | CNPV*4824AL*+UI | 59MN7C100C21**22 | 33800 | 19.5 | 9 | 36600 | 26000 | 71.04% | 2.04 | 0 | 12.5 |  |  |  |  | R-410A | 2.8167 | Residential & Commercial | USHP | Ducted CEE Tier 1
214389399 | Central HP <5.4 tons | CARRIER | HRCU-A-CB (Split System: Heat Pump with Remote Outdoor Unit-Air-Source) | 25VNA436A*031* |  |  | CNPV*3621AL*+UI | 59TN6C060C17**14 | 32400 | 18 | 9 | 39000 | 27400 | 70.26% | 1.9 | 0 | 11 |  |  |  |  | R-410A | 2.7 | Residential & Commercial | USHP | Ducted CEE Tier 1
204456699 | Central HP <5.4 tons | AIRQUEST | HRCU-A-CB (Split System: Heat Pump with Remote Outdoor Unit-Air-Source) | HVH825GKA2* |  |  | EA*4X36L21A*+WALLCON | *96CTN0601714A* | 23400 | 16.5 | 8.1 | 21600 | 16700 | 77.31% | 1.92 | 11 | 10.5 |  |  |  |  | R-410A | 1.95 | Residential & Commercial | USHP | Ducted CEE Tier 1
216678745 | Central HP <5.4 tons | DAY & NIGHT | HRCU-A-CB (Split System: Heat Pump with Remote Outdoor Unit-Air-Source) | DLCURAH36ABK |  |  | EA*4X48L21A* | *97VTN0601716A* | 35600 | 15.5 | 8.5 | 38000 | 34400 | 90.53% | 1.96 | 0 | 9.8 |  |  |  |  | R-410A | 2.9667 | Residential & Commercial | USHP
216056685 | Central HP <5.4 tons | YORK | HRCU-A-CB (Split System: Heat Pump with Remote Outdoor Unit-Air-Source) | HH836E2S11 | ASPEN |  | C(A,C,D,E)48A3K+TDR | TMLE080C16MP11 | 31200 | 18 | 8.1 | 31000 | 25200 | 81.29% | 2 | 0 | 10.5 |  |  |  |  | R-454B | 2.6 | Residential & Commercial | USHP | Ducted CEE Tier 1
216056873 | Central HP <5.4 tons | YORK | HRCU-A-CB (Split System: Heat Pump with Remote Outdoor Unit-Air-Source) | HH860E2S11 | ASPEN |  | D(A,C,E)60A3K+TDR | TPLC100C20MP13 | 41000 | 18 | 8.5 | 44500 | 33800 | 75.96% | 2 | 0 | 10.5 |  |  |  |  | R-454B | 3.4167 | Residential & Commercial | USHP | Ducted CEE Tier 1
216056889 | Central HP <5.4 tons | YORK | HRCU-A-CB (Split System: Heat Pump with Remote Outdoor Unit-Air-Source) | HH860E2S11 | ASPEN |  | D(A,C,E)60A3K+TDR | YP9C080C16MP13 | 40500 | 17 | 8.5 | 44000 | 33600 | 76.36% | 2 | 0 | 10.5 |  |  |  |  | R-454B | 3.375 | Residential & Commercial | USHP | Ducted CEE Tier 1
214092289 | Central HP <5.4 tons | LUXAIRE | HRCU-A-CB (Split System: Heat Pump with Remote Outdoor Unit-Air-Source) | HMH72B341 | ASPEN |  | D(A,C,E)48B34+TDR | TM8E080B12MP11 | 32600 | 18 | 8.1 | 32400 | 45000 | 138.9% | 3.09 | 0 | 9.5 |  |  |  |  | R-410A | 2.7167 | Residential & Commercial | USHP
214092323 | Central HP <5.4 tons | LUXAIRE | HRCU-A-CB (Split System: Heat Pump with Remote Outdoor Unit-Air-Source) | HMH72B341 | ASPEN |  | D(A,C,E)36A34+TDR | TM8Y080B12MP11 | 31800 | 17.9 | 8.1 | 32400 | 44000 | 135.8% | 3.09 | 0 | 9.8 |  |  |  |  | R-410A | 2.65 | Residential & Commercial | USHP
214093091 | Central HP <5.4 tons | LUXAIRE | HRCU-A-CB (Split System: Heat Pump with Remote Outdoor Unit-Air-Source) | HMH72B341 | ASPEN |  | D(A,C,E)42A46+TDR | TMLE040A12MP11 | 32800 | 18 | 8.1 | 32400 | 45500 | 140.4% | 3.1 | 0 | 10 |  |  |  |  | R-410A | 2.7333 | Residential & Commercial | USHP | Ducted CEE Tier 1
214093123 | Central HP <5.4 tons | LUXAIRE | HRCU-A-CB (Split System: Heat Pump with Remote Outdoor Unit-Air-Source) | HMH72B341 | ASPEN |  | D(A,C,E)36A36+TDR | TP9C080B12MP13 | 32800 | 17 | 8.1 | 32400 | 46000 | 142% | 3.03 | 0 | 9.5 |  |  |  |  | R-410A | 2.7333 | Residential & Commercial | USHP
214052515 | Central HP <5.4 tons | LENNOX | HRCU-A-CB (Split System: Heat Pump with Remote Outdoor Unit-Air-Source) | EL22XPV-024-230A** | ADP |  | HG34936 | SLP99UH070XV36B* | 23800 | 21 | 8.5 | 22000 | 15400 | 70% | 1.92 | 0 | 13.5 |  |  |  |  | R-410A | 1.9833 | Residential & Commercial | USHP | Ducted CEE Tier 1
206136010 | Central HP <5.4 tons | DAY & NIGHT | HRCU-A-CB (Split System: Heat Pump with Remote Outdoor Unit-Air-Source) | CVH837GKA** |  |  | EHD4X48AAL+WALLCON | *80CSU0401712A* | 32600 | 16.5 | 8.1 | 33000 | 24800 | 75.15% | 1.96 | 11.5 | 11 |  |  |  |  | R-410A | 2.7167 | Residential & Commercial | USHP | Ducted CEE Tier 1
214092989 | Central HP <5.4 tons | LUXAIRE | HRCU-A-CB (Split System: Heat Pump with Remote Outdoor Unit-Air-Source) | HMH72B341 | ASPEN |  | D(A,C,E)42A46+TDR | TM8E100C16MP11 | 33000 | 18 | 8.3 | 32400 | 45000 | 138.9% | 3.11 | 0 | 10 |  |  |  |  | R-410A | 2.75 | Residential & Commercial | USHP | Ducted CEE Tier 1
214092990 | Central HP <5.4 tons | LUXAIRE | HRCU-A-CB (Split System: Heat Pump with Remote Outdoor Unit-Air-Source) | HMH72B341 | ASPEN |  | D(A,C,E)48B36+TDR | TM8E100C16MP11 | 33000 | 18 | 8.2 | 32400 | 45000 | 138.9% | 3.11 | 0 | 10 |  |  |  |  | R-410A | 2.75 | Residential & Commercial | USHP | Ducted CEE Tier 1
214093073 | Central HP <5.4 tons | LUXAIRE | HRCU-A-CB (Split System: Heat Pump with Remote Outdoor Unit-Air-Source) | HMH72B341 | ASPEN |  | D(A,C,E)42A46+TDR | TM9Y060B12MP11 | 32600 | 17.5 | 8.1 | 32400 | 46500 | 143.5% | 3.04 | 0 | 9.5 |  |  |  |  | R-410A | 2.7167 | Residential & Commercial | USHP
214093090 | Central HP <5.4 tons | LUXAIRE | HRCU-A-CB (Split System: Heat Pump with Remote Outdoor Unit-Air-Source) | HMH72B341 | ASPEN |  | D(A,C,E)36A36+TDR | TMLE040A12MP11 | 32800 | 18 | 8.1 | 32400 | 45000 | 138.9% | 3.01 | 0 | 10 |  |  |  |  | R-410A | 2.7333 | Residential & Commercial | USHP | Ducted CEE Tier 1
214092926 | Central HP <5.4 tons | LUXAIRE | HRCU-A-CB (Split System: Heat Pump with Remote Outdoor Unit-Air-Source) | HMH72B341 | ASPEN |  | D(A,C,E)42A46+TDR | LP9C080C16MP13 | 32600 | 17.5 | 8.1 | 32400 | 44000 | 135.8% | 3.11 | 0 | 10 |  |  |  |  | R-410A | 2.7167 | Residential & Commercial | USHP | Ducted CEE Tier 1
214092957 | Central HP <5.4 tons | LUXAIRE | HRCU-A-CB (Split System: Heat Pump with Remote Outdoor Unit-Air-Source) | HMH72B341 | ASPEN |  | D(A,C,E)48B36+TDR | TL8E060A12UH11 | 32800 | 18 | 8.1 | 32400 | 45000 | 138.9% | 3.04 | 0 | 9.5 |  |  |  |  | R-410A | 2.7333 | Residential & Commercial | USHP
214092371 | Central HP <5.4 tons | LUXAIRE | HRCU-A-CB (Split System: Heat Pump with Remote Outdoor Unit-Air-Source) | HMH72B341 | ASPEN |  | D(A,C,E)36A34+TDR | TM9V100C16MP12 | 31600 | 17.5 | 8.4 | 32400 | 44000 | 135.8% | 3.14 | 0 | 9.8 |  |  |  |  | R-410A | 2.6333 | Residential & Commercial | USHP
214092374 | Central HP <5.4 tons | LUXAIRE | HRCU-A-CB (Split System: Heat Pump with Remote Outdoor Unit-Air-Source) | HMH72B341 | ASPEN |  | D(A,C,E)36A34+TDR | TM9V100C20MP12 | 31600 | 17.5 | 8.1 | 32400 | 45000 | 138.9% | 3.18 | 0 | 9.3 |  |  |  |  | R-410A | 2.6333 | Residential & Commercial | USHP
214092291 | Central HP <5.4 tons | LUXAIRE | HRCU-A-CB (Split System: Heat Pump with Remote Outdoor Unit-Air-Source) | HMH72B341 | ASPEN |  | D(A,C,E)42A44+TDR | TM8E080C16MP11 | 33000 | 18 | 8.3 | 32400 | 45000 | 138.9% | 3.11 | 0 | 10 |  |  |  |  | R-410A | 2.75 | Residential & Commercial | USHP | Ducted CEE Tier 1
214092338 | Central HP <5.4 tons | LUXAIRE | HRCU-A-CB (Split System: Heat Pump with Remote Outdoor Unit-Air-Source) | HMH72B341 | ASPEN |  | D(A,C,E)36A34+TDR | TM9E040A10MP12 | 32200 | 17 | 8.1 | 32400 | 44500 | 137.3% | 2.93 | 0 | 9 |  |  |  |  | R-410A | 2.6833 | Residential & Commercial | USHP
216676176 | Central HP <5.4 tons | DAY & NIGHT | HRCU-A-CB (Split System: Heat Pump with Remote Outdoor Unit-Air-Source) | D5CURAH24AAK |  |  | EA*5X30M14A* | *80VSL0701412B* | 23600 | 15.2 | 8.5 | 24200 | 19400 | 80.17% | 1.9 | 0 | 9.8 |  |  |  |  | R-454B | 1.9667 | Residential & Commercial | USHP
206773502 | Central HP <5.4 tons | AIRQUEST | HRCU-A-CB (Split System: Heat Pump with Remote Outdoor Unit-Air-Source) | HVH837GKA2* |  |  | EA*4X48L21A*+WALLCON | *95CSU0802120A* | 32400 | 17.5 | 8.5 | 32600 | 25000 | 76.69% | 1.98 | 12 | 11.5 |  |  |  |  | R-410A | 2.7 | Residential & Commercial | USHP | Ducted CEE Tier 1
206773511 | Central HP <5.4 tons | AIRQUEST | HRCU-A-CB (Split System: Heat Pump with Remote Outdoor Unit-Air-Source) | HVH837GKA2* |  |  | EA*4X48L21A*+WALLCON | *95CSU1002122A* | 32400 | 17.5 | 8.5 | 32600 | 24800 | 76.07% | 2 | 12 | 11.5 |  |  |  |  | R-410A | 2.7 | Residential & Commercial | USHP | Ducted CEE Tier 1
214092357 | Central HP <5.4 tons | LUXAIRE | HRCU-A-CB (Split System: Heat Pump with Remote Outdoor Unit-Air-Source) | HMH72B341 | ASPEN |  | D(A,C,E)42A44+TDR | TM9E100C20MP12 | 32400 | 15.5 | 8.1 | 32400 | 43500 | 134.3% | 3.1 | 0 | 10 |  |  |  |  | R-410A | 2.7 | Residential & Commercial | USHP | Ducted CEE Tier 1
214092238 | Central HP <5.4 tons | LUXAIRE | HRCU-A-CB (Split System: Heat Pump with Remote Outdoor Unit-Air-Source) | HMH72B341 | ASPEN |  | D(A,C,E)48B34+TDR | LP9C100C16MP13 | 32600 | 17.5 | 8.5 | 32400 | 44000 | 135.8% | 3.14 | 0 | 10 |  |  |  |  | R-410A | 2.7167 | Residential & Commercial | USHP | Ducted CEE Tier 1
214092257 | Central HP <5.4 tons | LUXAIRE | HRCU-A-CB (Split System: Heat Pump with Remote Outdoor Unit-Air-Source) | HMH72B341 | ASPEN |  | D(A,C,E)36A34+TDR | LPLC100C20MP13 | 31000 | 16.3 | 8.5 | 32400 | 43500 | 134.3% | 3.13 | 0 | 8.8 |  |  |  |  | R-410A | 2.5833 | Residential & Commercial | USHP
214092274 | Central HP <5.4 tons | LUXAIRE | HRCU-A-CB (Split System: Heat Pump with Remote Outdoor Unit-Air-Source) | HMH72B341 | ASPEN |  | D(A,C,E)48B34+TDR | TL9E060B12UH11 | 32600 | 18 | 8.1 | 32400 | 44500 | 137.3% | 3.05 | 0 | 9.5 |  |  |  |  | R-410A | 2.7167 | Residential & Commercial | USHP
216677736 | Central HP <5.4 tons | DAY & NIGHT | HRCU-A-CB (Split System: Heat Pump with Remote Outdoor Unit-Air-Source) | D5CURAH24AAK |  |  | EA*5X30M17A* | *95CSU0601716B* | 23400 | 15.2 | 8.5 | 24200 | 19400 | 80.17% | 1.9 | 0 | 9.8 |  |  |  |  | R-454B | 1.95 | Residential & Commercial | USHP
205751085 | Central HP <5.4 tons | DAY & NIGHT | HRCU-A-CB (Split System: Heat Pump with Remote Outdoor Unit-Air-Source) | CVH837GKA** |  |  | EA*4X37L21A*+WALLCON | *96CTN1002122A* | 33000 | 17.5 | 8.5 | 33000 | 25200 | 76.36% | 2 | 12 | 11.7 |  |  |  |  | R-410A | 2.75 | Residential & Commercial | USHP | Ducted CEE Tier 1
212290966 | Central HP <5.4 tons | GOETTL | HRCU-A-CB (Split System: Heat Pump with Remote Outdoor Unit-Air-Source) | ASZS601810A* |  |  | CA*EA2422*4A* | A*VS960603BUA* | 16600 | 17.5 | 8.5 | 17400 | 13000 | 74.71% | 2.1 | 0 | 10.9 |  |  |  |  | R-410A | 1.3833 | Residential & Commercial | USHP | Ducted CEE Tier 1
204456717 | Central HP <5.4 tons | AIRQUEST | HRCU-A-CB (Split System: Heat Pump with Remote Outdoor Unit-Air-Source) | HVH825GKA2* |  |  | EA*4X36L21A*+WALLCON | *97CMN0601714A* | 23400 | 16 | 8.1 | 21600 | 16800 | 77.78% | 1.92 | 11 | 10.5 |  |  |  |  | R-410A | 1.95 | Residential & Commercial | USHP | Ducted CEE Tier 1
216794262 | Central HP <5.4 tons | TRANE | HRCU-A-CB (Split System: Heat Pump with Remote Outdoor Unit-Air-Source) | 5TWV0X24A1 | ASPEN |  | D(A,C,E)36C3J+TDR | S8V2B060M4PCB | 19800 | 21.2 | 10 | 22200 | 21800 | 98.2% | 2.99 | 0 | 11.7 |  |  |  |  | R-454B | 1.65 | Residential & Commercial | USHP | Ducted CEE Tier 1
216794328 | Central HP <5.4 tons | TRANE | HRCU-A-CB (Split System: Heat Pump with Remote Outdoor Unit-Air-Source) | 5TWV0X24A1 | ASPEN |  | D(A,C,E)30A4J+TDR | S9V2B080U4PSC+LRP | 19600 | 20.9 | 10 | 22400 | 21600 | 96.43% | 2.93 | 0 | 11.2 |  |  |  |  | R-454B | 1.6333 | Residential & Commercial | USHP | Ducted CEE Tier 1
213204438 | Central HP <5.4 tons | TEMPSTAR | HRCU-A-CB (Split System: Heat Pump with Remote Outdoor Unit-Air-Source) | DLCURAH24ABK | ASPEN |  | D(A,C,E)36C34+TDR | *80ES(N,L)0701716A* | 23800 | 16.5 | 8.5 | 26000 | 25600 | 98.46% | 2.54 | 0 | 10.3 |  |  |  |  | R-410A | 1.9833 | Residential & Commercial | USHP | Ducted CEE Tier 1
215669577 | Central HP <5.4 tons | COMFORTMAKER | HRCU-A-CB (Split System: Heat Pump with Remote Outdoor Unit-Air-Source) | C5H0V36*K*AAA* |  |  | EA*5X61M21A*+WALLCON | *97CMN1002122B* | 34800 | 18.5 | 9 | 34400 | 24800 | 72.09% | 1.92 | 0 | 10.5 |  |  |  |  | R-454B | 2.9 | Residential & Commercial | USHP | Ducted CEE Tier 1
215669597 | Central HP <5.4 tons | COMFORTMAKER | HRCU-A-CB (Split System: Heat Pump with Remote Outdoor Unit-Air-Source) | C5H0V36*K*AAA* |  |  | EA*5X61M21A*+WALLCON | *96CTN0801714B* | 34600 | 18 | 9 | 34600 | 25000 | 72.25% | 1.9 | 0 | 10 |  |  |  |  | R-454B | 2.8833 | Residential & Commercial | USHP | Ducted CEE Tier 1
213886649 | Central HP <5.4 tons | YORK | HRCU-A-CB (Split System: Heat Pump with Remote Outdoor Unit-Air-Source) | HMH72B341 | ADP |  | AD-35(P,U)*****9 | TM9E080C16MP12 | 33000 | 18 | 8.1 | 31400 | 22800 | 72.61% | 2.04 | 0 | 10 |  |  |  |  | R-410A | 2.75 | Residential & Commercial | USHP | Ducted CEE Tier 1
216727401 | Central HP <5.4 tons | CARRIER | HRCU-A-CB (Split System: Heat Pump with Remote Outdoor Unit-Air-Source) | 37MUHAQ24AA3 |  |  | CAA**2517AM* | 58TP*B070V17**16 | 23000 | 16.5 | 8.5 | 20600 | 18400 | 89.32% | 1.96 | 0 | 11 |  |  |  |  | R-454B | 1.9167 | Residential & Commercial | USHP | Ducted CEE Tier 1
214389262 | Central HP <5.4 tons | CARRIER | HRCU-A-CB (Split System: Heat Pump with Remote Outdoor Unit-Air-Source) | 25VNA436A*031* |  |  | CNPV*4217AL*+UI | 59MN7C060C17**14 | 33200 | 18.5 | 9 | 37600 | 26600 | 70.74% | 1.98 | 0 | 11.5 |  |  |  |  | R-410A | 2.7667 | Residential & Commercial | USHP | Ducted CEE Tier 1
215065784 | Central HP <5.4 tons | YORK | HRCU-A-CB (Split System: Heat Pump with Remote Outdoor Unit-Air-Source) | HMH72B341 | ASPEN |  | CH48A34+TDR | Y81E100C16SMPS1 | 31800 | 18 | 8.3 | 33000 | 24400 | 73.94% | 2.12 | 0 | 9.4 |  |  |  |  | R-410A | 2.65 | Residential & Commercial | USHP
215742034 | Central HP <5.4 tons | AMERICAN STANDARD | HRCU-A-CB (Split System: Heat Pump with Remote Outdoor Unit-Air-Source) | 4A6V7X48A1 | ADP |  | H,TG49948 | S9V2C100U4VSB+LRP | 46500 | 17 | 8.5 | 38500 | 28000 | 72.73% | 1.8 | 0 | 11.7 |  |  |  |  | R-410A | 3.875 | Residential & Commercial | USHP | Ducted CEE Tier 1
216643738 | Central HP <5.4 tons | HEIL | HRCU-A-CB (Split System: Heat Pump with Remote Outdoor Unit-Air-Source) | D5CUHAH18AAK |  |  | EA*5X25M17A* | *80VTL0451412B* | 18500 | 15.2 | 9.5 | 20000 | 17600 | 88% | 2.02 | 0 | 11.7 |  |  |  |  | R-454B | 1.5417 | Residential & Commercial | USHP | Ducted CEE Tier 1
216990657 | Central HP <5.4 tons | BRYANT HEATING AND COOLING SYSTEMS | HRCU-A-CB (Split System: Heat Pump with Remote Outdoor Unit-Air-Source) | 293VAN048**AA* | ADP |  | C48A***L15*+TXV | 88*TB60110C21*** | 44000 | 21 | 9.5 | 46000 | 36000 | 78.26% | 1.92 | 0 | 11 |  |  |  |  | R-454B | 3.6667 | Residential & Commercial | USHP | Ducted CEE Tier 1
213204841 | Central HP <5.4 tons | TEMPSTAR | HRCU-A-CB (Split System: Heat Pump with Remote Outdoor Unit-Air-Source) | DLCURAH24ABK | ASPEN |  | D(A,C,E)30C44+TDR | *92ESN0401712A* | 23800 | 16 | 8.5 | 26000 | 20400 | 78.46% | 2.87 | 0 | 10 |  |  |  |  | R-410A | 1.9833 | Residential & Commercial | USHP | Ducted CEE Tier 1
213204874 | Central HP <5.4 tons | TEMPSTAR | HRCU-A-CB (Split System: Heat Pump with Remote Outdoor Unit-Air-Source) | DLCURAH24ABK | ASPEN |  | D(A,C,E)30B34+TDR | *92ESN0801716A* | 23200 | 17.3 | 8.4 | 25600 | 20000 | 78.12% | 2.98 | 0 | 10.2 |  |  |  |  | R-410A | 1.9333 | Residential & Commercial | USHP | Ducted CEE Tier 1
213204923 | Central HP <5.4 tons | TEMPSTAR | HRCU-A-CB (Split System: Heat Pump with Remote Outdoor Unit-Air-Source) | DLCURAH24ABK | ASPEN |  | D(A,C,E)30C44+TDR | *95ESN0401410A* | 23800 | 15.2 | 8.5 | 26600 | 20600 | 77.44% | 2.84 | 0 | 10 |  |  |  |  | R-410A | 1.9833 | Residential & Commercial | USHP | Ducted CEE Tier 1
213204939 | Central HP <5.4 tons | TEMPSTAR | HRCU-A-CB (Split System: Heat Pump with Remote Outdoor Unit-Air-Source) | DLCURAH24ABK | ASPEN |  | D(A,C,E)36C34+TDR | *95ESN0401712A* | 23800 | 15.2 | 8.5 | 26400 | 20400 | 77.27% | 2.82 | 0 | 9.5 |  |  |  |  | R-410A | 1.9833 | Residential & Commercial | USHP
213204956 | Central HP <5.4 tons | TEMPSTAR | HRCU-A-CB (Split System: Heat Pump with Remote Outdoor Unit-Air-Source) | DLCURAH24ABK | ASPEN |  | D(A,C,E)30B34+TDR | *95ESN0601714A* | 23200 | 16.2 | 8.3 | 25800 | 20000 | 77.52% | 2.88 | 0 | 10 |  |  |  |  | R-410A | 1.9333 | Residential & Commercial | USHP | Ducted CEE Tier 1
213204958 | Central HP <5.4 tons | TEMPSTAR | HRCU-A-CB (Split System: Heat Pump with Remote Outdoor Unit-Air-Source) | DLCURAH24ABK | ASPEN |  | D(A,C,E)30C44+TDR | *95ESN0601714A* | 23800 | 16.5 | 8.5 | 26000 | 20200 | 77.69% | 2.96 | 0 | 10.4 |  |  |  |  | R-410A | 1.9833 | Residential & Commercial | USHP | Ducted CEE Tier 1
213204974 | Central HP <5.4 tons | TEMPSTAR | HRCU-A-CB (Split System: Heat Pump with Remote Outdoor Unit-Air-Source) | DLCURAH24ABK | ASPEN |  | D(A,C,E)36C34+TDR | *95ESN0801716A* | 23800 | 16 | 8.5 | 26200 | 20200 | 77.1% | 2.94 | 0 | 9.8 |  |  |  |  | R-410A | 1.9833 | Residential & Commercial | USHP
213205006 | Central HP <5.4 tons | TEMPSTAR | HRCU-A-CB (Split System: Heat Pump with Remote Outdoor Unit-Air-Source) | DLCURAH24ABK | ASPEN |  | D(A,C,E)30C44+TDR | *96VTN0401712A* | 23400 | 16 | 8.5 | 25800 | 20000 | 77.52% | 2.85 | 0 | 10 |  |  |  |  | R-410A | 1.95 | Residential & Commercial | USHP | Ducted CEE Tier 1
204298681 | Central HP <5.4 tons | DAY & NIGHT | HRCU-A-CB (Split System: Heat Pump with Remote Outdoor Unit-Air-Source) | CVH837GKA** |  |  | EA*4X36L21A*+WALLCON | *80CTL0902120A* | 31600 | 17 | 8.1 | 33200 | 24200 | 72.89% | 1.86 | 11 | 11 |  |  |  |  | R-410A | 2.6333 | Residential & Commercial | USHP | Ducted CEE Tier 1
212290960 | Central HP <5.4 tons | GOETTL | HRCU-A-CB (Split System: Heat Pump with Remote Outdoor Unit-Air-Source) | ASZS601810A* |  |  | CA*EA1818*4A* | A*VS960805CUA* | 16600 | 17.5 | 8.5 | 17400 | 13000 | 74.71% | 2.1 | 0 | 10.9 |  |  |  |  | R-410A | 1.3833 | Residential & Commercial | USHP | Ducted CEE Tier 1
216440281 | Central HP <5.4 tons | AMERICAN STANDARD | HRCU-A-CB (Split System: Heat Pump with Remote Outdoor Unit-Air-Source) | 5A6V0X48A1 |  |  | 5PX*D008AS3 | S9V2C100U5PSC+LRP | 44000 | 20 | 9.7 | 46500 | 33400 | 71.83% | 2.1 | 0 | 12 |  |  |  |  | R-454B | 3.6667 | Residential & Commercial | USHP | Ducted CEE Tier 1
216440297 | Central HP <5.4 tons | AMERICAN STANDARD | HRCU-A-CB (Split System: Heat Pump with Remote Outdoor Unit-Air-Source) | 5A6V0X48A1 |  |  | 5PX*D010AS3 | S9V2C080U5VSB+LRP | 44500 | 20 | 9.7 | 46000 | 33000 | 71.74% | 2.1 | 0 | 12 |  |  |  |  | R-454B | 3.7083 | Residential & Commercial | USHP | Ducted CEE Tier 1
216440331 | Central HP <5.4 tons | AMERICAN STANDARD | HRCU-A-CB (Split System: Heat Pump with Remote Outdoor Unit-Air-Source) | 5A6V0X48A1 |  |  | 5TAMXD06AV41 | 0 | 45000 | 20.2 | 9.7 | 47500 | 33800 | 71.16% | 2.1 | 0 | 12 |  |  |  |  | R-454B | 3.75 | Residential & Commercial | USHP | Ducted CEE Tier 1
212987394 | Central HP <5.4 tons | HEIL | HRCU-A-CB (Split System: Heat Pump with Remote Outdoor Unit-Air-Source) | DLCURAH24ABK |  |  | EA*4X30L17A* | *96MSN0801716A* | 23600 | 17 | 8.5 | 26400 | 24200 | 91.67% | 2.02 | 0 | 10 |  |  |  |  | R-410A | 1.9667 | Residential & Commercial | USHP | Ducted CEE Tier 1
216752061 | Central HP <5.4 tons | YORK | HRCU-A-CB (Split System: Heat Pump with Remote Outdoor Unit-Air-Source) | HH824E2S11 | ADP |  | H,YG8J*30+TXV-BLEED | TM9E060A10MP12 | 22600 | 16 | 8.9 | 21400 | 17700 | 82.71% | 1.98 | 0 | 11.7 |  |  |  |  | R-454B | 1.8833 | Residential & Commercial | USHP | Ducted CEE Tier 1
216752078 | Central HP <5.4 tons | YORK | HRCU-A-CB (Split System: Heat Pump with Remote Outdoor Unit-Air-Source) | HH824E2S11 | ADP |  | H,YG8J*30+TXV-BLEED | TM9Y040A10MP11 | 22600 | 16 | 8.9 | 21400 | 17600 | 82.24% | 1.98 | 0 | 11.7 |  |  |  |  | R-454B | 1.8833 | Residential & Commercial | USHP | Ducted CEE Tier 1
213771175 | Central HP <5.4 tons | CARRIER | HRCU-A-CB (Split System: Heat Pump with Remote Outdoor Unit-Air-Source) | 25VNA825A*031* |  |  | CAP**3721AL*+UI | 59CU5B060C17**16 | 24400 | 16.5 | 8.1 | 21400 | 16700 | 78.04% | 2.02 | 0 | 10.5 |  |  |  |  | R-410A | 2.0333 | Residential & Commercial | USHP | Ducted CEE Tier 1
213771525 | Central HP <5.4 tons | CARRIER | HRCU-A-CB (Split System: Heat Pump with Remote Outdoor Unit-Air-Source) | 25VNA825A*031* |  |  | CAP**4321AL*+UI | 59TN6C060C17**14 | 24400 | 16.5 | 8.1 | 21200 | 16700 | 78.77% | 2.02 | 0 | 11 |  |  |  |  | R-410A | 2.0333 | Residential & Commercial | USHP | Ducted CEE Tier 1
213821230 | Central HP <5.4 tons | TEMPSTAR | HRCU-A-CB (Split System: Heat Pump with Remote Outdoor Unit-Air-Source) | DLCURAH24ABK | ASPEN |  | D(A,C,E)36C34+TDR | *80VTL0701716B* | 22800 | 17.5 | 8.5 | 25200 | 20000 | 79.37% | 3 | 0 | 9.8 |  |  |  |  | R-410A | 1.9 | Residential & Commercial | USHP
213821328 | Central HP <5.4 tons | TEMPSTAR | HRCU-A-CB (Split System: Heat Pump with Remote Outdoor Unit-Air-Source) | DLCURAH24ABK | ASPEN |  | D(A,C,E)30C44+TDR | *96VTN0802120B* | 23800 | 17 | 8.5 | 26400 | 20200 | 76.52% | 2.92 | 0 | 10 |  |  |  |  | R-410A | 1.9833 | Residential & Commercial | USHP | Ducted CEE Tier 1
216751810 | Central HP <5.4 tons | YORK | HRCU-A-CB (Split System: Heat Pump with Remote Outdoor Unit-Air-Source) | HH860E2S11 | ADP |  | H,YG48*60+TXV-BLEED | TM9V100C20MP12 | 44000 | 18 | 9 | 42500 | 33200 | 78.12% | 2 | 0 | 11.7 |  |  |  |  | R-454B | 3.6667 | Residential & Commercial | USHP | Ducted CEE Tier 1
216676790 | Central HP <5.4 tons | DAY & NIGHT | HRCU-A-CB (Split System: Heat Pump with Remote Outdoor Unit-Air-Source) | D5CURAH24AAK |  |  | EA*5X37M21A* | *95CSU0601716B* | 24400 | 15.5 | 8.5 | 23000 | 19000 | 82.61% | 1.96 | 0 | 10 |  |  |  |  | R-454B | 2.0333 | Residential & Commercial | USHP | Ducted CEE Tier 1
216794359 | Central HP <5.4 tons | TRANE | HRCU-A-CB (Split System: Heat Pump with Remote Outdoor Unit-Air-Source) | 5TWV0X36A1 | ASPEN |  | D(A,C,E)48C3J+TDR | L8V1B080U4VSB+LRP | 32800 | 20 | 9 | 32400 | 31800 | 98.15% | 2.91 | 0 | 11.7 |  |  |  |  | R-454B | 2.7333 | Residential & Commercial | USHP | Ducted CEE Tier 1
215441370 | Central HP <5.4 tons | YORK | HRCU-A-CB (Split System: Heat Pump with Remote Outdoor Unit-Air-Source) | HMH72B341 | ADP |  | V,Y36H175P137 | TM9E060B12MP12 | 32600 | 17 | 8.1 | 32000 | 23200 | 72.5% | 2 | 0 | 9.5 |  |  |  |  | R-410A | 2.7167 | Residential & Commercial | USHP
213205040 | Central HP <5.4 tons | TEMPSTAR | HRCU-A-CB (Split System: Heat Pump with Remote Outdoor Unit-Air-Source) | DLCURAH24ABK | ASPEN |  | D(A,C,E)30B34+TDR | *96VTN0801716A* | 22800 | 16.7 | 8.4 | 25600 | 19900 | 77.73% | 2.94 | 0 | 10 |  |  |  |  | R-410A | 1.9 | Residential & Commercial | USHP | Ducted CEE Tier 1
213205043 | Central HP <5.4 tons | TEMPSTAR | HRCU-A-CB (Split System: Heat Pump with Remote Outdoor Unit-Air-Source) | DLCURAH24ABK | ASPEN |  | D(A,C,E)30C44+TDR | *96VTN0801716A* | 23400 | 17 | 8.5 | 25600 | 19900 | 77.73% | 2.98 | 0 | 10.4 |  |  |  |  | R-410A | 1.95 | Residential & Commercial | USHP | Ducted CEE Tier 1
213204406 | Central HP <5.4 tons | TEMPSTAR | HRCU-A-CB (Split System: Heat Pump with Remote Outdoor Unit-Air-Source) | DLCURAH24ABK | ASPEN |  | D(A,C,E)24B44+TDR | *80ES(N,L)0701412A* | 23800 | 17 | 8.5 | 26200 | 26400 | 100.8% | 2.81 | 0 | 10 |  |  |  |  | R-410A | 1.9833 | Residential & Commercial | USHP | Ducted CEE Tier 1
215065799 | Central HP <5.4 tons | YORK | HRCU-A-CB (Split System: Heat Pump with Remote Outdoor Unit-Air-Source) | HMH72B341 | ASPEN |  | CH48A34+TDR | Y81E120C20LMPS1 | 31800 | 17.5 | 8.3 | 33600 | 24600 | 73.21% | 2.12 | 0 | 9.4 |  |  |  |  | R-410A | 2.65 | Residential & Commercial | USHP
216991879 | Central HP <5.4 tons | BRYANT HEATING AND COOLING SYSTEMS | HRCU-A-CB (Split System: Heat Pump with Remote Outdoor Unit-Air-Source) | 37MUHAQ24AA3 | ADP |  | PL36H175P14*+TXV | 912SE36060M14*** | 22600 | 15.2 | 8.5 | 19400 | 18400 | 94.85% | 1.98 | 0 | 11 |  |  |  |  | R-454B | 1.8833 | Residential & Commercial | USHP | Ducted CEE Tier 1
216992445 | Central HP <5.4 tons | BRYANT HEATING AND COOLING SYSTEMS | HRCU-A-CB (Split System: Heat Pump with Remote Outdoor Unit-Air-Source) | 290VAN048**AA* | ADP |  | H,PG48*60+TXV | 986TD60080C21*** | 45000 | 18 | 9 | 45500 | 33200 | 72.97% | 2.06 | 0 | 10 |  |  |  |  | R-454B | 3.75 | Residential & Commercial | USHP | Ducted CEE Tier 1
216992447 | Central HP <5.4 tons | BRYANT HEATING AND COOLING SYSTEMS | HRCU-A-CB (Split System: Heat Pump with Remote Outdoor Unit-Air-Source) | 290VAN048**AA* | ADP |  | H,PG48*60+TXV | 986TD66100C21*** | 45000 | 18 | 9 | 45500 | 33200 | 72.97% | 2.06 | 0 | 10 |  |  |  |  | R-454B | 3.75 | Residential & Commercial | USHP | Ducted CEE Tier 1
215675665 | Central HP <5.4 tons | HEIL | HRCU-A-CB (Split System: Heat Pump with Remote Outdoor Unit-Air-Source) | H5H0V48*K*AAA* |  |  | EVM5X60M21A*+WALLCON | *80CSU0601716A* | 48000 | 19 | 9 | 50000 | 36800 | 73.6% | 2 | 0 | 10 |  |  |  |  | R-454B | 4 | Residential & Commercial | USHP | Ducted CEE Tier 1
216683383 | Central HP <5.4 tons | HEIL | HRCU-A-CB (Split System: Heat Pump with Remote Outdoor Unit-Air-Source) | DLCURAH24ABK |  |  | EHD4X24AAL | *97VTN1202422A* | 23800 | 16 | 9 | 26400 | 23400 | 88.64% | 1.8 | 0 | 10 |  |  |  |  | R-410A | 1.9833 | Residential & Commercial | USHP | Ducted CEE Tier 1
214389260 | Central HP <5.4 tons | CARRIER | HRCU-A-CB (Split System: Heat Pump with Remote Outdoor Unit-Air-Source) | 25VNA436A*031* |  |  | CNPV*4217AL*+UI | 59CU5B060C17**16 | 33000 | 18.5 | 9 | 37400 | 26400 | 70.59% | 1.98 | 0 | 11.7 |  |  |  |  | R-410A | 2.75 | Residential & Commercial | USHP | Ducted CEE Tier 1
214389276 | Central HP <5.4 tons | CARRIER | HRCU-A-CB (Split System: Heat Pump with Remote Outdoor Unit-Air-Source) | 25VNA436A*031* |  |  | CNPV*4221AL*+UI | 59TN6C100C21**22 | 33200 | 19 | 9 | 37800 | 26600 | 70.37% | 1.98 | 0 | 12 |  |  |  |  | R-410A | 2.7667 | Residential & Commercial | USHP | Ducted CEE Tier 1
204298741 | Central HP <5.4 tons | DAY & NIGHT | HRCU-A-CB (Split System: Heat Pump with Remote Outdoor Unit-Air-Source) | CVH837GKA** |  |  | EA*4X36L21A*+WALLCON | *97CMN1002122A* | 31600 | 17 | 8.1 | 33200 | 24200 | 72.89% | 1.86 | 11.5 | 11 |  |  |  |  | R-410A | 2.6333 | Residential & Commercial | USHP | Ducted CEE Tier 1
204299091 | Central HP <5.4 tons | DAY & NIGHT | HRCU-A-CB (Split System: Heat Pump with Remote Outdoor Unit-Air-Source) | CVH837GKA** |  |  | EA*4X42L24A*+WALLCON | *96CTN1202422A* | 31800 | 17.5 | 8.1 | 33000 | 24400 | 73.94% | 1.9 | 11 | 11.5 |  |  |  |  | R-410A | 2.65 | Residential & Commercial | USHP | Ducted CEE Tier 1
216751812 | Central HP <5.4 tons | YORK | HRCU-A-CB (Split System: Heat Pump with Remote Outdoor Unit-Air-Source) | HH860E2S11 | ADP |  | H,YG55*60+TXV-BLEED | TM9V100C20MP12 | 53000 | 19 | 8.5 | 51500 | 38000 | 73.79% | 2 | 0 | 11 |  |  |  |  | R-454B | 4.4167 | Residential & Commercial | USHP | Ducted CEE Tier 1
216751861 | Central HP <5.4 tons | YORK | HRCU-A-CB (Split System: Heat Pump with Remote Outdoor Unit-Air-Source) | HH860E2S11 | ADP |  | H,YG52*60+TXV-BLEED | Y91E080C20SMPS1 | 53500 | 19 | 8.5 | 52000 | 38500 | 74.04% | 2 | 0 | 11 |  |  |  |  | R-454B | 4.4583 | Residential & Commercial | USHP | Ducted CEE Tier 1
216751913 | Central HP <5.4 tons | YORK | HRCU-A-CB (Split System: Heat Pump with Remote Outdoor Unit-Air-Source) | HH860E2S11 | ADP |  | H,YG55*60+TXV-BLEED | Y91E120D20SMPS1 | 53500 | 19 | 8.5 | 51500 | 38000 | 73.79% | 2 | 0 | 11.7 |  |  |  |  | R-454B | 4.4583 | Residential & Commercial | USHP | Ducted CEE Tier 1
212986944 | Central HP <5.4 tons | HEIL | HRCU-A-CB (Split System: Heat Pump with Remote Outdoor Unit-Air-Source) | DLCURAH24ABK |  |  | EN(A,D)4X24L17** | *96MSN0601412A* | 23200 | 16.5 | 8.5 | 27000 | 25200 | 93.33% | 2.1 | 0 | 10 |  |  |  |  | R-410A | 1.9333 | Residential & Commercial | USHP | Ducted CEE Tier 1
212988764 | Central HP <5.4 tons | HEIL | HRCU-A-CB (Split System: Heat Pump with Remote Outdoor Unit-Air-Source) | DLCURAH24ABK |  |  | EN(A,D)4X36L21** | *95MSU0401712A* | 23600 | 16.5 | 8.5 | 26400 | 24200 | 91.67% | 2 | 0 | 10 |  |  |  |  | R-410A | 1.9667 | Residential & Commercial | USHP | Ducted CEE Tier 1
213253601 | Central HP <5.4 tons | LUXAIRE | HRCU-A-CB (Split System: Heat Pump with Remote Outdoor Unit-Air-Source) | HMH72B341 | ASPEN |  | C(A,C,D,E)42A3G+TXV+TDR | TM9Y080C16MP11 | 33600 | 18.5 | 8.3 | 33800 | 28200 | 83.43% | 2.6 | 0 | 9 |  |  |  |  | R-410A | 2.8 | Residential & Commercial | USHP
214441907 | Central HP <5.4 tons | BRYANT HEATING AND COOLING SYSTEMS | HRCU-A-CB (Split System: Heat Pump with Remote Outdoor Unit-Air-Source) | 284ANV024*0**B* | ADP |  | V,C36H***P439 | 88*TB36070C14*** | 23600 | 20 | 10.5 | 25000 | 19400 | 77.6% | 2.48 | 0 | 13.5 |  |  |  |  | R-410A | 1.9667 | Residential & Commercial | USHP | Ducted CEE Tier 1
216440333 | Central HP <5.4 tons | AMERICAN STANDARD | HRCU-A-CB (Split System: Heat Pump with Remote Outdoor Unit-Air-Source) | 5A6V0X48A1 |  |  | 5TAMXD07AV51 | 0 | 44500 | 20 | 9.4 | 46000 | 33200 | 72.17% | 2.1 | 0 | 12 |  |  |  |  | R-454B | 3.7083 | Residential & Commercial | USHP | Ducted CEE Tier 1
216440347 | Central HP <5.4 tons | AMERICAN STANDARD | HRCU-A-CB (Split System: Heat Pump with Remote Outdoor Unit-Air-Source) | 5A6V0X48A1 |  |  | 5TXCC007AS3 | S9V2C080U5PSC+LRP | 44000 | 20 | 9.7 | 46500 | 33400 | 71.83% | 2.1 | 0 | 12 |  |  |  |  | R-454B | 3.6667 | Residential & Commercial | USHP | Ducted CEE Tier 1
216677527 | Central HP <5.4 tons | DAY & NIGHT | HRCU-A-CB (Split System: Heat Pump with Remote Outdoor Unit-Air-Source) | D5CURAH24AAK |  |  | EA*5X36M17A* | *96VSN0601716B* | 23600 | 15.2 | 8.5 | 24000 | 19400 | 80.83% | 1.92 | 0 | 9.8 |  |  |  |  | R-454B | 1.9667 | Residential & Commercial | USHP
216677827 | Central HP <5.4 tons | DAY & NIGHT | HRCU-A-CB (Split System: Heat Pump with Remote Outdoor Unit-Air-Source) | D5CURAH24AAK |  |  | ESH5X36M12A* | *95MSU1002120A* | 24200 | 15.2 | 8.5 | 23800 | 19300 | 81.09% | 1.92 | 0 | 10 |  |  |  |  | R-454B | 2.0167 | Residential & Commercial | USHP | Ducted CEE Tier 1
212290974 | Central HP <5.4 tons | GOETTL | HRCU-A-CB (Split System: Heat Pump with Remote Outdoor Unit-Air-Source) | ASZS601810A* |  |  | CA*EA2422*4A* | A*VC960804CNB* | 16600 | 17.5 | 8.5 | 17400 | 13000 | 74.71% | 2.1 | 0 | 10.9 |  |  |  |  | R-410A | 1.3833 | Residential & Commercial | USHP | Ducted CEE Tier 1
215065738 | Central HP <5.4 tons | YORK | HRCU-A-CB (Split System: Heat Pump with Remote Outdoor Unit-Air-Source) | HMH72B341 | ASPEN |  | CH48A34+TDR | TM8V120C20MP12 | 31200 | 16.4 | 8.4 | 32000 | 23800 | 74.38% | 2.06 | 0 | 8.8 |  |  |  |  | R-410A | 2.6 | Residential & Commercial | USHP
204298771 | Central HP <5.4 tons | DAY & NIGHT | HRCU-A-CB (Split System: Heat Pump with Remote Outdoor Unit-Air-Source) | CVH837GKA** |  |  | EA*4X36L21A*+WALLCON | *80CTL0901716A* | 31600 | 17.5 | 8.1 | 33000 | 24200 | 73.33% | 1.86 | 11.5 | 11.5 |  |  |  |  | R-410A | 2.6333 | Residential & Commercial | USHP | Ducted CEE Tier 1
204299371 | Central HP <5.4 tons | DAY & NIGHT | HRCU-A-CB (Split System: Heat Pump with Remote Outdoor Unit-Air-Source) | CVH837GKA** |  |  | EA*4X48L24A*+WALLCON | *80CTL1352422A* | 32400 | 17.5 | 8.5 | 32400 | 24800 | 76.54% | 2 | 12 | 11.7 |  |  |  |  | R-410A | 2.7 | Residential & Commercial | USHP | Ducted CEE Tier 1
204300075 | Central HP <5.4 tons | DAY & NIGHT | HRCU-A-CB (Split System: Heat Pump with Remote Outdoor Unit-Air-Source) | CVH837GKA** |  |  | EHD4X36AAL+WALLCON | *80CTL0902120A* | 32200 | 16.5 | 8.1 | 33200 | 24800 | 74.7% | 1.92 | 11.5 | 11 |  |  |  |  | R-410A | 2.6833 | Residential & Commercial | USHP | Ducted CEE Tier 1
216051163 | Central HP <5.4 tons | FRIEDRICH | HRCU-A-CB (Split System: Heat Pump with Remote Outdoor Unit-Air-Source) | FRP19AY60AJVC |  |  | TCFY6021SEAAM | FR802V1005A21DZ | 54000 | 17 | 10 | 54000 | 48000 | 88.89% | 2 | 0 | 10 |  |  |  |  | R-454B | 4.5 | Residential & Commercial | USHP | Ducted CEE Tier 1
216056868 | Central HP <5.4 tons | YORK | HRCU-A-CB (Split System: Heat Pump with Remote Outdoor Unit-Air-Source) | HH860E2S11 | ASPEN |  | C(A,C,D,E)60A3K+TDR | TPLC080C16MP13 | 40500 | 16.5 | 8.1 | 43500 | 33400 | 76.78% | 2 | 0 | 11.5 |  |  |  |  | R-454B | 3.375 | Residential & Commercial | USHP | Ducted CEE Tier 1
216056886 | Central HP <5.4 tons | YORK | HRCU-A-CB (Split System: Heat Pump with Remote Outdoor Unit-Air-Source) | HH860E2S11 | ASPEN |  | C(A,C,D,E)60A3K+TDR | Y91E120D20SMPS1 | 43000 | 17.5 | 8.1 | 46500 | 34200 | 73.55% | 2 | 0 | 11.5 |  |  |  |  | R-454B | 3.5833 | Residential & Commercial | USHP | Ducted CEE Tier 1
216056893 | Central HP <5.4 tons | YORK | HRCU-A-CB (Split System: Heat Pump with Remote Outdoor Unit-Air-Source) | HH860E2S11 | ASPEN |  | D(A,C,E)60A3K+TDR | YP9C100C20MP13 | 41000 | 18 | 8.5 | 45000 | 33800 | 75.11% | 2 | 0 | 10.5 |  |  |  |  | R-454B | 3.4167 | Residential & Commercial | USHP | Ducted CEE Tier 1
216992562 | Central HP <5.4 tons | BRYANT HEATING AND COOLING SYSTEMS | HRCU-A-CB (Split System: Heat Pump with Remote Outdoor Unit-Air-Source) | 290VAN024**AA* | ADP |  | H,PG7J*36+TXV | 88*TB60090C21*** | 22200 | 17 | 9 | 21600 | 15900 | 73.61% | 2.02 | 0 | 9.5 |  |  |  |  | R-454B | 1.85 | Residential & Commercial | USHP
216992528 | Central HP <5.4 tons | BRYANT HEATING AND COOLING SYSTEMS | HRCU-A-CB (Split System: Heat Pump with Remote Outdoor Unit-Air-Source) | 293VAN048**AA* | ADP |  | H,PG35*48+TXV | 88*TB60110C21*** | 44000 | 21 | 9.5 | 46000 | 36000 | 78.26% | 1.92 | 0 | 11 |  |  |  |  | R-454B | 3.6667 | Residential & Commercial | USHP | Ducted CEE Tier 1
216992529 | Central HP <5.4 tons | BRYANT HEATING AND COOLING SYSTEMS | HRCU-A-CB (Split System: Heat Pump with Remote Outdoor Unit-Air-Source) | 293VAN048**AA* | ADP |  | H,PG48*60+TXV | 88*TB60110C21*** | 45000 | 21 | 9.5 | 46000 | 35800 | 77.83% | 2 | 0 | 11 |  |  |  |  | R-454B | 3.75 | Residential & Commercial | USHP | Ducted CEE Tier 1
216992463 | Central HP <5.4 tons | BRYANT HEATING AND COOLING SYSTEMS | HRCU-A-CB (Split System: Heat Pump with Remote Outdoor Unit-Air-Source) | 290VAN048**AA* | ADP |  | H,PG48*60+TXV | 987TA66120C24*** | 45000 | 18 | 9 | 45500 | 33200 | 72.97% | 2.06 | 0 | 10 |  |  |  |  | R-454B | 3.75 | Residential & Commercial | USHP | Ducted CEE Tier 1
216992963 | Central HP <5.4 tons | BRYANT HEATING AND COOLING SYSTEMS | HRCU-A-CB (Split System: Heat Pump with Remote Outdoor Unit-Air-Source) | 37MUHAQ24AA3 | ADP |  | H,PG7J*36+TXV | 8(0,1)*SB60110M21*** | 22800 | 15.2 | 8.1 | 19600 | 18600 | 94.9% | 1.9 | 0 | 10.5 |  |  |  |  | R-454B | 1.9 | Residential & Commercial | USHP | Ducted CEE Tier 1
214607210 | Central HP <5.4 tons | LENNOX | HRCU-A-CB (Split System: Heat Pump with Remote Outdoor Unit-Air-Source) | SL25XPV-024-230A** | ADP |  | LH23/37W9+LEFE4B* | 0 | 22200 | 22 | 9 | 20600 | 20800 | 101% | 1.84 | 0 | 14 |  |  |  |  | R-410A | 1.85 | Residential & Commercial | USHP | Ducted CEE Tier 1
216440499 | Central HP <5.4 tons | AMERICAN STANDARD | HRCU-A-CB (Split System: Heat Pump with Remote Outdoor Unit-Air-Source) | 5A6V0X60A1 |  |  | 5TXCC007AS3+P0V0C000M50SD+LRP | 0 | 52000 | 18.8 | 9 | 54000 | 38000 | 70.37% | 2 | 0 | 10.5 |  |  |  |  | R-454B | 4.3333 | Residential & Commercial | USHP | Ducted CEE Tier 1
216440501 | Central HP <5.4 tons | AMERICAN STANDARD | HRCU-A-CB (Split System: Heat Pump with Remote Outdoor Unit-Air-Source) | 5A6V0X60A1 |  |  | 5TXCC007AS3 | L8V1C100U5VSB+LRP | 52000 | 18.6 | 9 | 54500 | 38500 | 70.64% | 2 | 0 | 10 |  |  |  |  | R-454B | 4.3333 | Residential & Commercial | USHP | Ducted CEE Tier 1
216440531 | Central HP <5.4 tons | AMERICAN STANDARD | HRCU-A-CB (Split System: Heat Pump with Remote Outdoor Unit-Air-Source) | 5A6V0X60A1 |  |  | 5TXCD008AS3 | S9V2D120U5VSB+LRP | 52000 | 18.6 | 9 | 54000 | 38000 | 70.37% | 2 | 0 | 10.5 |  |  |  |  | R-454B | 4.3333 | Residential & Commercial | USHP | Ducted CEE Tier 1
216794465 | Central HP <5.4 tons | TRANE | HRCU-A-CB (Split System: Heat Pump with Remote Outdoor Unit-Air-Source) | 5TWV0X48A1 | ASPEN |  | D(A,C,E)60B4J+TDR | *UHMD120CCV5+LRP | 42000 | 20 | 9.5 | 47000 | 42500 | 90.43% | 2.77 | 0 | 12 |  |  |  |  | R-454B | 3.5 | Residential & Commercial | USHP | Ducted CEE Tier 1
216794524 | Central HP <5.4 tons | TRANE | HRCU-A-CB (Split System: Heat Pump with Remote Outdoor Unit-Air-Source) | 5TWV0X48A1 | ASPEN |  | D(A,C,E)60B4J+TDR | S8V2D120M5PDB | 43000 | 20.4 | 9.5 | 47000 | 42500 | 90.43% | 2.74 | 0 | 11.7 |  |  |  |  | R-454B | 3.5833 | Residential & Commercial | USHP | Ducted CEE Tier 1
216794542 | Central HP <5.4 tons | TRANE | HRCU-A-CB (Split System: Heat Pump with Remote Outdoor Unit-Air-Source) | 5TWV0X48A1 | ASPEN |  | D(A,C,E)60C3J+TDR | S9V2C080U5PSC+LRP | 42000 | 20 | 9.5 | 46500 | 42000 | 90.32% | 2.75 | 0 | 12 |  |  |  |  | R-454B | 3.5 | Residential & Commercial | USHP | Ducted CEE Tier 1
216794558 | Central HP <5.4 tons | TRANE | HRCU-A-CB (Split System: Heat Pump with Remote Outdoor Unit-Air-Source) | 5TWV0X48A1 | ASPEN |  | D(A,C,E)60C3J+TDR | S9V2C100D5PSC+LRP | 41500 | 20 | 9 | 45500 | 41500 | 91.21% | 2.63 | 0 | 11.7 |  |  |  |  | R-454B | 3.4583 | Residential & Commercial | USHP | Ducted CEE Tier 1
215731662 | Central HP <5.4 tons | YORK | HRCU-A-CB (Split System: Heat Pump with Remote Outdoor Unit-Air-Source) | HH860E2S11 | ADP |  | H,YG54*60+TXV-BLEED | Y81E100C16SMPS1 | 44000 | 18 | 8.5 | 42000 | 32800 | 78.1% | 2 | 0 | 12 |  |  |  |  | R-454B | 3.6667 | Residential & Commercial | USHP | Ducted CEE Tier 1
215731687 | Central HP <5.4 tons | YORK | HRCU-A-CB (Split System: Heat Pump with Remote Outdoor Unit-Air-Source) | HH860E2S11 | ADP |  | H,YG72*48+TXV-BLEED | Y81E100C20SMPS1 | 44500 | 18 | 8.5 | 42500 | 33000 | 77.65% | 2 | 0 | 12 |  |  |  |  | R-454B | 3.7083 | Residential & Commercial | USHP | Ducted CEE Tier 1
215731785 | Central HP <5.4 tons | YORK | HRCU-A-CB (Split System: Heat Pump with Remote Outdoor Unit-Air-Source) | HH860E2S11 | ADP |  | H,YG55*60+TXV-BLEED | Y81E130D20SMPS1 | 54000 | 19 | 8.5 | 52500 | 39000 | 74.29% | 2 | 0 | 11.7 |  |  |  |  | R-454B | 4.5 | Residential & Commercial | USHP | Ducted CEE Tier 1
213367807 | Central HP <5.4 tons | YORK | HRCU-A-CB (Split System: Heat Pump with Remote Outdoor Unit-Air-Source) | HMH72B361 | ASPEN |  | C(A,C,D,E)48C24+TDR | Y82E100C20LMPS1 | 32800 | 18.5 | 8.1 | 36000 | 25400 | 70.56% | 2.62 | 0 | 8 |  |  |  |  | R-410A | 2.7333 | Residential & Commercial | USHP
215941025 | Central HP <5.4 tons | BRYANT HEATING AND COOLING SYSTEMS | HRCU-A-CB (Split System: Heat Pump with Remote Outdoor Unit-Air-Source) | 293VAN048**AA* |  |  | CAA**6024AM*+UI | 987TA66120C24*** | 44500 | 21 | 9.5 | 48000 | 36400 | 75.83% | 2 | 0 | 11 |  |  |  |  | R-454B | 3.7083 | Residential & Commercial | USHP | Ducted CEE Tier 1
215941045 | Central HP <5.4 tons | BRYANT HEATING AND COOLING SYSTEMS | HRCU-A-CB (Split System: Heat Pump with Remote Outdoor Unit-Air-Source) | 293VAN048**AA* |  |  | CAA**6121AM*+UI | 83*CB36040C17*** | 45500 | 21.5 | 9.5 | 48500 | 36800 | 75.88% | 2 | 0 | 11.5 |  |  |  |  | R-454B | 3.7917 | Residential & Commercial | USHP | Ducted CEE Tier 1
215674484 | Central HP <5.4 tons | CARRIER | HRCU-A-CB (Split System: Heat Pump with Remote Outdoor Unit-Air-Source) | 27VNA048A*030* |  |  | CAA**6124AM*+UI | 58TN*B090C21**20 | 46000 | 18.5 | 9 | 48000 | 33600 | 70% | 2.08 | 0 | 10 |  |  |  |  | R-454B | 3.8333 | Residential & Commercial | USHP | Ducted CEE Tier 1
215675653 | Central HP <5.4 tons | CARRIER | HRCU-A-CB (Split System: Heat Pump with Remote Outdoor Unit-Air-Source) | 27VNA048A*030* |  |  | CVAMA4921XMA*+UI | 59TN6C100C21**22 | 48000 | 19 | 9 | 50000 | 36800 | 73.6% | 2 | 0 | 10.5 |  |  |  |  | R-454B | 4 | Residential & Commercial | USHP | Ducted CEE Tier 1
215676003 | Central HP <5.4 tons | CARRIER | HRCU-A-CB (Split System: Heat Pump with Remote Outdoor Unit-Air-Source) | 27VNA048A*030* |  |  | CVAMA6124XMA*+UI | 58TN*B135C24**22 | 48500 | 19.5 | 9.5 | 50000 | 36600 | 73.2% | 2.1 | 0 | 10.5 |  |  |  |  | R-454B | 4.0417 | Residential & Commercial | USHP | Ducted CEE Tier 1
215668999 | Central HP <5.4 tons | COMFORTMAKER | HRCU-A-CB (Split System: Heat Pump with Remote Outdoor Unit-Air-Source) | C5H0V36*K*AAA* |  |  | EA*5X43M21A*+WALLCON | *80CTL0901716B* | 34400 | 18 | 9 | 35400 | 25200 | 71.19% | 1.88 | 0 | 10 |  |  |  |  | R-454B | 2.8667 | Residential & Commercial | USHP | Ducted CEE Tier 1
213925628 | Central HP <5.4 tons | LUXAIRE | HRCU-A-CB (Split System: Heat Pump with Remote Outdoor Unit-Air-Source) | HMH72B361 | ASPEN |  | L(E,G)M36E4 | 0 | 35000 | 18 | 8.1 | 35400 | 26000 | 73.45% | 2.82 | 0 | 9 |  |  |  |  | R-410A | 2.9167 | Residential & Commercial | USHP
214389284 | Central HP <5.4 tons | CARRIER | HRCU-A-CB (Split System: Heat Pump with Remote Outdoor Unit-Air-Source) | 25VNA436A*031* |  |  | CNPV*4821AL*+UI | 58TN*B090C21**20 | 33600 | 19.5 | 9 | 36600 | 26000 | 71.04% | 2.04 | 0 | 12.5 |  |  |  |  | R-410A | 2.8 | Residential & Commercial | USHP | Ducted CEE Tier 1
214389300 | Central HP <5.4 tons | CARRIER | HRCU-A-CB (Split System: Heat Pump with Remote Outdoor Unit-Air-Source) | 25VNA436A*031* |  |  | CNPV*4821AL*+UI | 59TN6C100C21**22 | 33800 | 19.5 | 9 | 36600 | 26000 | 71.04% | 2.04 | 0 | 12.5 |  |  |  |  | R-410A | 2.8167 | Residential & Commercial | USHP | Ducted CEE Tier 1
214389407 | Central HP <5.4 tons | CARRIER | HRCU-A-CB (Split System: Heat Pump with Remote Outdoor Unit-Air-Source) | 25VNA436A*031* |  |  | CNPV*4221AL*+UI | 58TN*B070C17**16 | 33000 | 18.5 | 9 | 38000 | 26800 | 70.53% | 1.96 | 0 | 11.7 |  |  |  |  | R-410A | 2.75 | Residential & Commercial | USHP | Ducted CEE Tier 1
214440905 | Central HP <5.4 tons | BRYANT HEATING AND COOLING SYSTEMS | HRCU-A-CB (Split System: Heat Pump with Remote Outdoor Unit-Air-Source) | 284ANV036*0**B* | ADP |  | V,C36H175P159 | 935CB48060C17*** | 33000 | 19 | 9 | 35000 | 27400 | 78.29% | 2.02 | 0 | 12 |  |  |  |  | R-410A | 2.75 | Residential & Commercial | USHP | Ducted CEE Tier 1
204299831 | Central HP <5.4 tons | DAY & NIGHT | HRCU-A-CB (Split System: Heat Pump with Remote Outdoor Unit-Air-Source) | CVH837GKA** |  |  | EN(A,D,W)4X48L21**+WALLCON | *96CTN1002122A* | 32400 | 17.5 | 8.1 | 33000 | 24800 | 75.15% | 1.96 | 11.5 | 11.7 |  |  |  |  | R-410A | 2.7 | Residential & Commercial | USHP | Ducted CEE Tier 1
215676493 | Central HP <5.4 tons | CARRIER | HRCU-A-CB (Split System: Heat Pump with Remote Outdoor Unit-Air-Source) | 27VNA048A*030* |  |  | CVAVA6021XMA*+UI | 59CU5B060C17**16 | 47500 | 18 | 9 | 50000 | 37200 | 74.4% | 1.98 | 0 | 10 |  |  |  |  | R-454B | 3.9583 | Residential & Commercial | USHP | Ducted CEE Tier 1
215676543 | Central HP <5.4 tons | CARRIER | HRCU-A-CB (Split System: Heat Pump with Remote Outdoor Unit-Air-Source) | 27VNA048A*030* |  |  | CVAVA6021XMA*+UI | 59MN7C080C21**20 | 48000 | 19 | 9 | 50000 | 36800 | 73.6% | 2 | 0 | 10 |  |  |  |  | R-454B | 4 | Residential & Commercial | USHP | Ducted CEE Tier 1
216056858 | Central HP <5.4 tons | YORK | HRCU-A-CB (Split System: Heat Pump with Remote Outdoor Unit-Air-Source) | HH860E2S11 | ASPEN |  | C(A,C,D,E)60A3K+TDR | TMLV120C20MP12 | 41000 | 18 | 8.5 | 44500 | 33800 | 75.96% | 2 | 0 | 10.5 |  |  |  |  | R-454B | 3.4167 | Residential & Commercial | USHP | Ducted CEE Tier 1
216056872 | Central HP <5.4 tons | YORK | HRCU-A-CB (Split System: Heat Pump with Remote Outdoor Unit-Air-Source) | HH860E2S11 | ASPEN |  | C(A,C,D,E)60A3K+TDR | TPLC100C20MP13 | 41000 | 18 | 8.5 | 44500 | 33800 | 75.96% | 2 | 0 | 10.5 |  |  |  |  | R-454B | 3.4167 | Residential & Commercial | USHP | Ducted CEE Tier 1
216056874 | Central HP <5.4 tons | YORK | HRCU-A-CB (Split System: Heat Pump with Remote Outdoor Unit-Air-Source) | HH860E2S11 | ASPEN |  | C(A,C,D,E)60A3K+TDR | TPLC120C20MP13 | 41000 | 18 | 8.5 | 44500 | 33800 | 75.96% | 2 | 0 | 10.5 |  |  |  |  | R-454B | 3.4167 | Residential & Commercial | USHP | Ducted CEE Tier 1
216056875 | Central HP <5.4 tons | YORK | HRCU-A-CB (Split System: Heat Pump with Remote Outdoor Unit-Air-Source) | HH860E2S11 | ASPEN |  | D(A,C,E)60A3K+TDR | TPLC120C20MP13 | 41000 | 18 | 8.5 | 44500 | 33800 | 75.96% | 2 | 0 | 10.5 |  |  |  |  | R-454B | 3.4167 | Residential & Commercial | USHP | Ducted CEE Tier 1
216056891 | Central HP <5.4 tons | YORK | HRCU-A-CB (Split System: Heat Pump with Remote Outdoor Unit-Air-Source) | HH860E2S11 | ASPEN |  | D(A,C,E)60A3K+TDR | YP9C100C16MP13 | 40500 | 17 | 8.5 | 44000 | 33200 | 75.45% | 2 | 0 | 11 |  |  |  |  | R-454B | 3.375 | Residential & Commercial | USHP | Ducted CEE Tier 1
215676123 | Central HP <5.4 tons | CARRIER | HRCU-A-CB (Split System: Heat Pump with Remote Outdoor Unit-Air-Source) | 27VNA048A*030* |  |  | CVAVA4821XMA*+UI | 58TN*B110C21**20 | 47000 | 18.5 | 9 | 50000 | 36400 | 72.8% | 2 | 0 | 10 |  |  |  |  | R-454B | 3.9167 | Residential & Commercial | USHP | Ducted CEE Tier 1
215675853 | Central HP <5.4 tons | CARRIER | HRCU-A-CB (Split System: Heat Pump with Remote Outdoor Unit-Air-Source) | 27VNA048A*030* |  |  | CVAMA6024XMA*+UI | 58CU*A100C21**20 | 48000 | 18.5 | 9 | 50000 | 36600 | 73.2% | 2 | 0 | 10 |  |  |  |  | R-454B | 4 | Residential & Commercial | USHP | Ducted CEE Tier 1
215676423 | Central HP <5.4 tons | CARRIER | HRCU-A-CB (Split System: Heat Pump with Remote Outdoor Unit-Air-Source) | 27VNA048A*030* |  |  | CVAVA6021XMA*+UI | 58CU*A100C21**20 | 48000 | 18.5 | 9 | 50000 | 36800 | 73.6% | 2 | 0 | 10 |  |  |  |  | R-454B | 4 | Residential & Commercial | USHP | Ducted CEE Tier 1
215676223 | Central HP <5.4 tons | CARRIER | HRCU-A-CB (Split System: Heat Pump with Remote Outdoor Unit-Air-Source) | 27VNA048A*030* |  |  | CVAVA4824XMA*+UI | 58TN*B135C24**22 | 47000 | 19 | 9 | 50000 | 36200 | 72.4% | 2 | 0 | 10 |  |  |  |  | R-454B | 3.9167 | Residential & Commercial | USHP | Ducted CEE Tier 1
215937004 | Central HP <5.4 tons | CARRIER | HRCU-A-CB (Split System: Heat Pump with Remote Outdoor Unit-Air-Source) | 27VNA348A*030* |  |  | CVAMA4821XMA*+UI | 58TN*B090C17**16 | 43500 | 20 | 8.1 | 52500 | 37600 | 71.62% | 2 | 0 | 11.5 |  |  |  |  | R-454B | 3.625 | Residential & Commercial | USHP | Ducted CEE Tier 1
214440926 | Central HP <5.4 tons | BRYANT HEATING AND COOLING SYSTEMS | HRCU-A-CB (Split System: Heat Pump with Remote Outdoor Unit-Air-Source) | 284ANV036*0**B* | ADP |  | V,C36H175P159 | 987MC42080C17*** | 33000 | 19 | 9 | 35200 | 27400 | 77.84% | 2.02 | 0 | 12 |  |  |  |  | R-410A | 2.75 | Residential & Commercial | USHP | Ducted CEE Tier 1
214440928 | Central HP <5.4 tons | BRYANT HEATING AND COOLING SYSTEMS | HRCU-A-CB (Split System: Heat Pump with Remote Outdoor Unit-Air-Source) | 284ANV036*0**B* | ADP |  | V,C36H175P459 | 987MC42080C17*** | 33600 | 19 | 9 | 35000 | 27200 | 77.71% | 2.04 | 0 | 12 |  |  |  |  | R-410A | 2.8 | Residential & Commercial | USHP | Ducted CEE Tier 1
214092406 | Central HP <5.4 tons | LUXAIRE | HRCU-A-CB (Split System: Heat Pump with Remote Outdoor Unit-Air-Source) | HMH72B341 | ASPEN |  | D(A,C,E)48B34+TDR | TMLE080B12MP11 | 32600 | 18 | 8.1 | 32400 | 45000 | 138.9% | 3.09 | 0 | 9.5 |  |  |  |  | R-410A | 2.7167 | Residential & Commercial | USHP
213925631 | Central HP <5.4 tons | LUXAIRE | HRCU-A-CB (Split System: Heat Pump with Remote Outdoor Unit-Air-Source) | HMH72B361 | ASPEN |  | L(E,G)M48B4 | 0 | 34400 | 18 | 8.1 | 36000 | 26400 | 73.33% | 2.82 | 0 | 9 |  |  |  |  | R-410A | 2.8667 | Residential & Commercial | USHP
214607199 | Central HP <5.4 tons | LENNOX | HRCU-A-CB (Split System: Heat Pump with Remote Outdoor Unit-Air-Source) | SL25XPV-024-230A** | ADP |  | LD19/36Y9+LEFE3A* | 0 | 21200 | 21 | 8.75 | 20400 | 20800 | 102% | 1.8 | 0 | 13.5 |  |  |  |  | R-410A | 1.7667 | Residential & Commercial | USHP | Ducted CEE Tier 1
214607200 | Central HP <5.4 tons | LENNOX | HRCU-A-CB (Split System: Heat Pump with Remote Outdoor Unit-Air-Source) | SL25XPV-024-230A** | ADP |  | LD24/35Y9+LEFE4B* | 0 | 21800 | 22 | 8.9 | 20400 | 20800 | 102% | 1.82 | 0 | 14 |  |  |  |  | R-410A | 1.8167 | Residential & Commercial | USHP | Ducted CEE Tier 1
214607201 | Central HP <5.4 tons | LENNOX | HRCU-A-CB (Split System: Heat Pump with Remote Outdoor Unit-Air-Source) | SL25XPV-024-230A** | ADP |  | LH29/36F9+LEFE4B* | 0 | 21400 | 22 | 8.8 | 20400 | 20800 | 102% | 1.82 | 0 | 13.5 |  |  |  |  | R-410A | 1.7833 | Residential & Commercial | USHP | Ducted CEE Tier 1
214607202 | Central HP <5.4 tons | LENNOX | HRCU-A-CB (Split System: Heat Pump with Remote Outdoor Unit-Air-Source) | SL25XPV-024-230A** | ADP |  | LH29/36F9+LEFE3A* | 0 | 21200 | 21 | 8.8 | 20400 | 20800 | 102% | 1.82 | 0 | 13.5 |  |  |  |  | R-410A | 1.7667 | Residential & Commercial | USHP | Ducted CEE Tier 1
216794459 | Central HP <5.4 tons | TRANE | HRCU-A-CB (Split System: Heat Pump with Remote Outdoor Unit-Air-Source) | 5TWV0X48A1 | ASPEN |  | D(A,C,E)60C3J+TDR | *DHMD120CCV5+LRP | 41500 | 20 | 9 | 46000 | 42500 | 92.39% | 2.61 | 0 | 11 |  |  |  |  | R-454B | 3.4583 | Residential & Commercial | USHP | Ducted CEE Tier 1
216794527 | Central HP <5.4 tons | TRANE | HRCU-A-CB (Split System: Heat Pump with Remote Outdoor Unit-Air-Source) | 5TWV0X48A1 | ASPEN |  | D(A,C,E)60C3J+TDR | S8V2D120M5PDB | 43000 | 20.4 | 9.5 | 46500 | 42500 | 91.4% | 2.72 | 0 | 11.7 |  |  |  |  | R-454B | 3.5833 | Residential & Commercial | USHP | Ducted CEE Tier 1
216794529 | Central HP <5.4 tons | TRANE | HRCU-A-CB (Split System: Heat Pump with Remote Outdoor Unit-Air-Source) | 5TWV0X48A1 | ASPEN |  | D(A,C,E)60B4J+TDR | S9V2B060U4PSC+LRP | 41500 | 19.2 | 9 | 46500 | 42500 | 91.4% | 2.81 | 0 | 11.7 |  |  |  |  | R-454B | 3.4583 | Residential & Commercial | USHP | Ducted CEE Tier 1
215472286 | Central HP <5.4 tons | TRANE | HRCU-A-CB (Split System: Heat Pump with Remote Outdoor Unit-Air-Source) | 4TWV0X48A1 | ASPEN |  | D(A,C,E)60B34+TDR | S9V2B060U4PSB+RP | 42000 | 19 | 8.1 | 43000 | 36800 | 85.58% | 2.26 | 0 | 11.1 |  |  |  |  | R-410A | 3.5 | Residential & Commercial | USHP | Ducted CEE Tier 1
216682087 | Central HP <5.4 tons | COMFORTMAKER | HRCU-A-CB (Split System: Heat Pump with Remote Outdoor Unit-Air-Source) | DLCURAH30ABK |  |  | EA*4X42L21A* | *97VTN1002120A* | 30000 | 15.2 | 8.5 | 34000 | 27000 | 79.41% | 1.75 | 0 | 9 |  |  |  |  | R-410A | 2.5 | Residential & Commercial | USHP
213925630 | Central HP <5.4 tons | LUXAIRE | HRCU-A-CB (Split System: Heat Pump with Remote Outdoor Unit-Air-Source) | HMH72B361 | ASPEN |  | L(E,G)M48A4 | 0 | 35000 | 18 | 8.1 | 36000 | 26400 | 73.33% | 2.82 | 0 | 9 |  |  |  |  | R-410A | 2.9167 | Residential & Commercial | USHP
216678733 | Central HP <5.4 tons | DAY & NIGHT | HRCU-A-CB (Split System: Heat Pump with Remote Outdoor Unit-Air-Source) | DLCURAH36ABK |  |  | EA*4X43L21A* | *97VTN0601716A* | 36200 | 15.5 | 8.5 | 38000 | 34400 | 90.53% | 1.96 | 0 | 10 |  |  |  |  | R-410A | 3.0167 | Residential & Commercial | USHP | Ducted CEE Tier 1
213925635 | Central HP <5.4 tons | LUXAIRE | HRCU-A-CB (Split System: Heat Pump with Remote Outdoor Unit-Air-Source) | HMH72B361 | ASPEN |  | L(E,G)M48A6 | 0 | 35000 | 18 | 8.1 | 36000 | 26400 | 73.33% | 2.82 | 0 | 9 |  |  |  |  | R-410A | 2.9167 | Residential & Commercial | USHP
216678574 | Central HP <5.4 tons | DAY & NIGHT | HRCU-A-CB (Split System: Heat Pump with Remote Outdoor Unit-Air-Source) | D5CURAH24AAK |  |  | FM(C,U)5Z36**AL* | 0 | 24800 | 16 | 9.5 | 24800 | 19600 | 79.03% | 2.14 | 0 | 10 |  |  |  |  | R-454B | 2.0667 | Residential & Commercial | USHP | Ducted CEE Tier 1
211263812 | Central HP <5.4 tons | DAY & NIGHT | HRCU-A-CB (Split System: Heat Pump with Remote Outdoor Unit-Air-Source) | DLCURAH18ABK |  |  | EN(A,D)4X30L14** | *92ESN0601412A* | 18200 | 16 | 8.5 | 18700 | 18300 | 97.86% | 2.22 | 0 | 11 |  |  |  |  | R-410A | 1.5167 | Residential & Commercial | USHP | Ducted CEE Tier 1
211264681 | Central HP <5.4 tons | DAY & NIGHT | HRCU-A-CB (Split System: Heat Pump with Remote Outdoor Unit-Air-Source) | DLCURAH18ABK |  |  | EN(A,D)4X30L17** | OMV098J12* | 18400 | 16 | 8.5 | 18900 | 18300 | 96.83% | 2.2 | 0 | 11 |  |  |  |  | R-410A | 1.5333 | Residential & Commercial | USHP | Ducted CEE Tier 1
206765602 | Central HP <5.4 tons | AIRQUEST | HRCU-A-CB (Split System: Heat Pump with Remote Outdoor Unit-Air-Source) | HVH825GKA3* |  |  | EA*4X30L17A*+WALLCON | *96CTN0801714A* | 23400 | 16.5 | 8.1 | 21600 | 16800 | 77.78% | 1.9 | 11 | 10.5 |  |  |  |  | R-410A | 1.95 | Residential & Commercial | USHP | Ducted CEE Tier 1
206765719 | Central HP <5.4 tons | AIRQUEST | HRCU-A-CB (Split System: Heat Pump with Remote Outdoor Unit-Air-Source) | HVH825GKA3* |  |  | EA*4X36L21A*+WALLCON | *80CTL0451712A* | 23400 | 16 | 8.1 | 21600 | 16800 | 77.78% | 1.92 | 11 | 10.5 |  |  |  |  | R-410A | 1.95 | Residential & Commercial | USHP | Ducted CEE Tier 1
215223123 | Central HP <5.4 tons | BRYANT HEATING AND COOLING SYSTEMS | HRCU-A-CB (Split System: Heat Pump with Remote Outdoor Unit-Air-Source) | 288BNV025*0**C* | ADP |  | H,PE7J936 | 987MB42060C17*** | 23400 | 16 | 8.1 | 20000 | 16400 | 82% | 1.92 | 0 | 10.5 |  |  |  |  | R-410A | 1.95 | Residential & Commercial | USHP | Ducted CEE Tier 1
216794344 | Central HP <5.4 tons | TRANE | HRCU-A-CB (Split System: Heat Pump with Remote Outdoor Unit-Air-Source) | 5TWV0X36A1 | ASPEN |  | D(A,C,E)48C3J+TDR | *DHMC100CCV4+LRP | 32400 | 19.9 | 9 | 32200 | 30800 | 95.65% | 2.79 | 0 | 12 |  |  |  |  | R-454B | 2.7 | Residential & Commercial | USHP | Ducted CEE Tier 1
216794411 | Central HP <5.4 tons | TRANE | HRCU-A-CB (Split System: Heat Pump with Remote Outdoor Unit-Air-Source) | 5TWV0X36A1 | ASPEN |  | D(A,C,E)48C3J+TDR | S9V2B060U3VSB+LRP | 32200 | 19.2 | 9 | 32600 | 31000 | 95.09% | 2.77 | 0 | 12 |  |  |  |  | R-454B | 2.6833 | Residential & Commercial | USHP | Ducted CEE Tier 1
216794443 | Central HP <5.4 tons | TRANE | HRCU-A-CB (Split System: Heat Pump with Remote Outdoor Unit-Air-Source) | 5TWV0X36A1 | ASPEN |  | D(A,C,E)48C3J+TDR | S9V2C100U4VSB+LRP | 32200 | 20 | 9 | 32600 | 30800 | 94.48% | 2.77 | 0 | 12 |  |  |  |  | R-454B | 2.6833 | Residential & Commercial | USHP | Ducted CEE Tier 1
216797069 | Central HP <5.4 tons | TRANE | HRCU-A-CB (Split System: Heat Pump with Remote Outdoor Unit-Air-Source) | 5TWV8X36A1 | ASPEN |  | D(A,C,E)36C3J+TDR | L8V1A040U3VSB+LRP | 29200 | 17.5 | 8.1 | 33200 | 33200 | 100% | 2.7 | 0 | 9.8 |  |  |  |  | R-454B | 2.4333 | Residential & Commercial | USHP
216797100 | Central HP <5.4 tons | TRANE | HRCU-A-CB (Split System: Heat Pump with Remote Outdoor Unit-Air-Source) | 5TWV8X36A1 | ASPEN |  | D(A,C,E)48C3J+TDR | S9V2B040U3VSB+LRP | 30200 | 18 | 8.5 | 32800 | 32800 | 100% | 2.72 | 0 | 9.8 |  |  |  |  | R-454B | 2.5167 | Residential & Commercial | USHP
216440399 | Central HP <5.4 tons | AMERICAN STANDARD | HRCU-A-CB (Split System: Heat Pump with Remote Outdoor Unit-Air-Source) | 5A6V0X48A1 |  |  | 5TXCD010AS3+P0V0D000M50SD+LRP | 0 | 45000 | 20 | 9.7 | 46000 | 32600 | 70.87% | 2.1 | 0 | 12 |  |  |  |  | R-454B | 3.75 | Residential & Commercial | USHP | Ducted CEE Tier 1
214093382 | Central HP <5.4 tons | LUXAIRE | HRCU-A-CB (Split System: Heat Pump with Remote Outdoor Unit-Air-Source) | HMH72B361 | ASPEN |  | D(A,C,E)42A46+TDR | Z8ES100C20SMPS1 | 34400 | 16.5 | 8.1 | 32400 | 44500 | 137.3% | 3.25 | 0 | 9 |  |  |  |  | R-410A | 2.8667 | Residential & Commercial | USHP
212969940 | Central HP <5.4 tons | COMFORTMAKER | HRCU-A-CB (Split System: Heat Pump with Remote Outdoor Unit-Air-Source) | DLCURAH36ABK |  |  | EA*4X37L17A* | *80VSL0451412B* | 36000 | 15.5 | 8.5 | 38000 | 35000 | 92.11% | 2 | 0 | 10 |  |  |  |  | R-410A | 3 | Residential & Commercial | USHP | Ducted CEE Tier 1
213205539 | Central HP <5.4 tons | TEMPSTAR | HRCU-A-CB (Split System: Heat Pump with Remote Outdoor Unit-Air-Source) | DLCURAH36ABK | ASPEN |  | D(A,C,E)42B34+TDR | *80ES(N,L)0902120A* | 35400 | 16 | 8.1 | 39500 | 31600 | 80% | 2.52 | 0 | 10 |  |  |  |  | R-410A | 2.95 | Residential & Commercial | USHP | Ducted CEE Tier 1
214592566 | Central HP <5.4 tons | ECOER | HRCU-A-CB (Split System: Heat Pump with Remote Outdoor Unit-Air-Source) | EODA18H-4860B | ASPEN |  | D(A,C,E)48C34+TDR | MGH96M100C5A | 45000 | 17.5 | 8.5 | 46000 | 32400 | 70.43% | 1.95 | 0 | 11 |  |  |  |  | R-410A | 3.75 | Residential & Commercial | USHP | Ducted CEE Tier 1
213080447 | Central HP <5.4 tons | CARRIER | HRCU-A-CB (Split System: Heat Pump with Remote Outdoor Unit-Air-Source) | 38MURAQ36AB3* |  |  | CNPV*4824AL* | 59SC6A100M21**22 | 36000 | 16.5 | 8.1 | 38500 | 34800 | 90.39% | 2.02 | 0 | 10 |  |  |  |  | R-410A | 3 | Residential & Commercial | USHP | Ducted CEE Tier 1
213205621 | Central HP <5.4 tons | TEMPSTAR | HRCU-A-CB (Split System: Heat Pump with Remote Outdoor Unit-Air-Source) | DLCURAH36ABK | ASPEN |  | D(A,C,E)36C34+TDR | *92ESN1202420A* | 35400 | 16 | 8.1 | 38500 | 31800 | 82.6% | 2.72 | 0 | 10.5 |  |  |  |  | R-410A | 2.95 | Residential & Commercial | USHP | Ducted CEE Tier 1
213205271 | Central HP <5.4 tons | TEMPSTAR | HRCU-A-CB (Split System: Heat Pump with Remote Outdoor Unit-Air-Source) | DLCURAH30ABK | ASPEN |  | D(A,C,E)30C44+TDR | *80ES(N,L)1552420A* | 29600 | 15.2 | 8.1 | 33800 | 24000 | 71.01% | 2.7 | 0 | 9 |  |  |  |  | R-410A | 2.4667 | Residential & Commercial | USHP
206771627 | Central HP <5.4 tons | DAY & NIGHT | HRCU-A-CB (Split System: Heat Pump with Remote Outdoor Unit-Air-Source) | CVH837GKA2* |  |  | EA*4X43L21A*+WALLCON | *80CTL0701716A* | 32800 | 17.5 | 8.5 | 33000 | 25200 | 76.36% | 1.98 | 11 | 11.7 |  |  |  |  | R-410A | 2.7333 | Residential & Commercial | USHP | Ducted CEE Tier 1
216797118 | Central HP <5.4 tons | TRANE | HRCU-A-CB (Split System: Heat Pump with Remote Outdoor Unit-Air-Source) | 5TWV8X36A1 | ASPEN |  | D(A,C,E)48C3J+TDR | S9V2C080U5PSC+LRP | 30600 | 18 | 8.5 | 32800 | 32800 | 100% | 2.87 | 0 | 9.8 |  |  |  |  | R-454B | 2.55 | Residential & Commercial | USHP
216797120 | Central HP <5.4 tons | TRANE | HRCU-A-CB (Split System: Heat Pump with Remote Outdoor Unit-Air-Source) | 5TWV8X36A1 | ASPEN |  | D(A,C,E)48C3J+TDR | S9V2C100D4VSB+LRP | 30800 | 18 | 8.5 | 34000 | 34000 | 100% | 2.71 | 0 | 9.8 |  |  |  |  | R-454B | 2.5667 | Residential & Commercial | USHP
215936784 | Central HP <5.4 tons | CARRIER | HRCU-A-CB (Split System: Heat Pump with Remote Outdoor Unit-Air-Source) | 27VNA336A*030* |  |  | CVAVA6024XMA*+UI | 59CU5B080C21**20 | 35400 | 21.5 | 8.5 | 38000 | 28600 | 75.26% | 2.04 | 0 | 12 |  |  |  |  | R-454B | 2.95 | Residential & Commercial | USHP | Ducted CEE Tier 1
215936884 | Central HP <5.4 tons | CARRIER | HRCU-A-CB (Split System: Heat Pump with Remote Outdoor Unit-Air-Source) | 27VNA336A*030* |  |  | CVAVA6121XMA*+UI | 59CU5B100C21**22 | 36000 | 22 | 8.5 | 37600 | 28400 | 75.53% | 2.04 | 0 | 12.5 |  |  |  |  | R-454B | 3 | Residential & Commercial | USHP | Ducted CEE Tier 1
215936904 | Central HP <5.4 tons | CARRIER | HRCU-A-CB (Split System: Heat Pump with Remote Outdoor Unit-Air-Source) | 27VNA336A*030* |  |  | CVAVA6121XMA*+UI | 59MN7C080C17**14 | 35600 | 21.5 | 8.5 | 38000 | 28800 | 75.79% | 2.04 | 0 | 12 |  |  |  |  | R-454B | 2.9667 | Residential & Commercial | USHP | Ducted CEE Tier 1
213821672 | Central HP <5.4 tons | TEMPSTAR | HRCU-A-CB (Split System: Heat Pump with Remote Outdoor Unit-Air-Source) | DLCURAH36ABK | ASPEN |  | D(A,C,E)42B34+TDR | *96VTN1002122B* | 35200 | 17 | 8.1 | 38500 | 31800 | 82.6% | 2.72 | 0 | 10.5 |  |  |  |  | R-410A | 2.9333 | Residential & Commercial | USHP | Ducted CEE Tier 1
216990673 | Central HP <5.4 tons | BRYANT HEATING AND COOLING SYSTEMS | HRCU-A-CB (Split System: Heat Pump with Remote Outdoor Unit-Air-Source) | 293VAN060**AA* | ADP |  | PL60H210P17*+TXV | 88*TB60070C21*** | 55500 | 18 | 8.1 | 58500 | 46000 | 78.63% | 1.95 | 0 | 11 |  |  |  |  | R-454B | 4.625 | Residential & Commercial | USHP | Ducted CEE Tier 1
206771960 | Central HP <5.4 tons | DAY & NIGHT | HRCU-A-CB (Split System: Heat Pump with Remote Outdoor Unit-Air-Source) | CVH837GKA2* |  |  | EA*4X48L24A*+WALLCON | *96CTN1002122A* | 32400 | 17.5 | 8.5 | 32600 | 24800 | 76.07% | 2 | 12 | 11.7 |  |  |  |  | R-410A | 2.7 | Residential & Commercial | USHP | Ducted CEE Tier 1
215399929 | Central HP <5.4 tons | FRASER-JOHNSTON | HRCU-A-C (Split System: Heat Pump with Remote Outdoor Unit with No Indoor Fan --Air Source) | HH824E2S11 | ASPEN |  | D(A,C,E)36A4K+TDR | 0 | 22600 | 15.2 | 8.5 | 22800 | 21200 | 92.98% | 2.69 | 0 | 11 |  |  |  |  | R-454B | 1.8833 | Residential & Commercial | USHP | Ducted CEE Tier 1
206771978 | Central HP <5.4 tons | DAY & NIGHT | HRCU-A-CB (Split System: Heat Pump with Remote Outdoor Unit-Air-Source) | CVH837GKA2* |  |  | EA*4X48L24A*+WALLCON | *97CMN0602120A* | 32200 | 17 | 8.1 | 32800 | 25200 | 76.83% | 1.96 | 11.5 | 11 |  |  |  |  | R-410A | 2.6833 | Residential & Commercial | USHP | Ducted CEE Tier 1
214437573 | Central HP <5.4 tons | LUXAIRE | HRCU-A-CB (Split System: Heat Pump with Remote Outdoor Unit-Air-Source) | HMH72B341 | ASPEN |  | D(A,C,E)42D34+TDR | TM9V120D20MP12 | 32800 | 17 | 8.5 | 32400 | 28200 | 87.04% | 2.79 | 0 | 9.5 |  |  |  |  | R-410A | 2.7333 | Residential & Commercial | USHP
214389409 | Central HP <5.4 tons | CARRIER | HRCU-A-CB (Split System: Heat Pump with Remote Outdoor Unit-Air-Source) | 25VNA436A*031* |  |  | CNPV*4221AL*+UI | 58TN*B090C17**16 | 32800 | 19 | 9 | 38000 | 26600 | 70% | 1.98 | 0 | 12 |  |  |  |  | R-410A | 2.7333 | Residential & Commercial | USHP | Ducted CEE Tier 1
213286703 | Central HP <5.4 tons | DAY & NIGHT | HRCU-A-CB (Split System: Heat Pump with Remote Outdoor Unit-Air-Source) | DLCURAH24ABK | ADP |  | CE3005C+TXV | 0 | 23600 | 17 | 9 | 25600 | 25200 | 98.44% | 2.14 | 0 | 10 |  |  |  |  | R-410A | 1.9667 | Residential & Commercial | USHP | Ducted CEE Tier 1
215407274 | Central HP <5.4 tons | COMFORTMAKER | HRCU-A-CB (Split System: Heat Pump with Remote Outdoor Unit-Air-Source) | DLCURAH24ABK | ASPEN |  | L(E,F)W30C4 | 0 | 23200 | 16 | 8.5 | 25600 | 19900 | 77.73% | 2.9 | 0 | 9.8 |  |  |  |  | R-410A | 1.9333 | Residential & Commercial | USHP
215941175 | Central HP <5.4 tons | BRYANT HEATING AND COOLING SYSTEMS | HRCU-A-CB (Split System: Heat Pump with Remote Outdoor Unit-Air-Source) | 293VAN048**AA* |  |  | CSAH*4812AM*+UI | 987TA60080C21*** | 44000 | 20 | 9 | 48500 | 36600 | 75.46% | 1.8 | 0 | 10.5 |  |  |  |  | R-454B | 3.6667 | Residential & Commercial | USHP | Ducted CEE Tier 1
216676206 | Central HP <5.4 tons | DAY & NIGHT | HRCU-A-CB (Split System: Heat Pump with Remote Outdoor Unit-Air-Source) | D5CURAH24AAK |  |  | EA*5X30M17A* | *80VSL0701412B* | 23800 | 15.5 | 8.5 | 24200 | 19400 | 80.17% | 1.9 | 0 | 9.8 |  |  |  |  | R-454B | 1.9833 | Residential & Commercial | USHP
216794596 | Central HP <5.4 tons | TRANE | HRCU-A-CB (Split System: Heat Pump with Remote Outdoor Unit-Air-Source) | 5TWV0X48A1 | ASPEN |  | D(A,C,E)60B4J+TDR | S9V2D120U5PSC+LRP | 41500 | 20.2 | 9.5 | 46000 | 41500 | 90.22% | 2.81 | 0 | 11.7 |  |  |  |  | R-454B | 3.4583 | Residential & Commercial | USHP | Ducted CEE Tier 1
215669127 | Central HP <5.4 tons | COMFORTMAKER | HRCU-A-CB (Split System: Heat Pump with Remote Outdoor Unit-Air-Source) | C5H0V36*K*AAA* |  |  | EA*5X48M21A*+WALLCON | *80CTL0451712B* | 33400 | 17.5 | 9 | 35200 | 25400 | 72.16% | 1.88 | 0 | 9.5 |  |  |  |  | R-454B | 2.7833 | Residential & Commercial | USHP
215669177 | Central HP <5.4 tons | COMFORTMAKER | HRCU-A-CB (Split System: Heat Pump with Remote Outdoor Unit-Air-Source) | C5H0V36*K*AAA* |  |  | EA*5X48M21A*+WALLCON | *80CTL1102120B* | 33800 | 18 | 9 | 35000 | 25000 | 71.43% | 1.9 | 0 | 10 |  |  |  |  | R-454B | 2.8167 | Residential & Commercial | USHP | Ducted CEE Tier 1
215669277 | Central HP <5.4 tons | COMFORTMAKER | HRCU-A-CB (Split System: Heat Pump with Remote Outdoor Unit-Air-Source) | C5H0V36*K*AAA* |  |  | EA*5X48M21A*+WALLCON | *96CTN0801714B* | 33600 | 18 | 9 | 35200 | 25200 | 71.59% | 1.88 | 0 | 9.5 |  |  |  |  | R-454B | 2.8 | Residential & Commercial | USHP
215669627 | Central HP <5.4 tons | COMFORTMAKER | HRCU-A-CB (Split System: Heat Pump with Remote Outdoor Unit-Air-Source) | C5H0V36*K*AAA* |  |  | EA*5X61M24A*+WALLCON | *80CTL0702120B* | 34800 | 18.5 | 9 | 34400 | 24800 | 72.09% | 1.92 | 0 | 10 |  |  |  |  | R-454B | 2.9 | Residential & Commercial | USHP | Ducted CEE Tier 1
214052878 | Central HP <5.4 tons | LENNOX | HRCU-A-CB (Split System: Heat Pump with Remote Outdoor Unit-Air-Source) | SL25XPV-024-230A** | ADP |  | HG80936 | SL297UH040NV36B* | 22200 | 22 | 9.2 | 19800 | 20000 | 101% | 1.84 | 0 | 14 |  |  |  |  | R-410A | 1.85 | Residential & Commercial | USHP | Ducted CEE Tier 1
216678774 | Central HP <5.4 tons | CARRIER | HRCU-A-CB (Split System: Heat Pump with Remote Outdoor Unit-Air-Source) | 38MURAQ36AB3* |  |  | CSPH*4812AL* | 59TP7A060V17**16 | 36000 | 15.2 | 8.5 | 38500 | 34600 | 89.87% | 1.82 | 0 | 9.8 |  |  |  |  | R-410A | 3 | Residential & Commercial | USHP
204300275 | Central HP <5.4 tons | DAY & NIGHT | HRCU-A-CB (Split System: Heat Pump with Remote Outdoor Unit-Air-Source) | CVH837GKA** |  |  | EHD4X42AAL+WALLCON | *80CTL1352422A* | 32600 | 17 | 8.1 | 33000 | 24800 | 75.15% | 1.96 | 11 | 11 |  |  |  |  | R-410A | 2.7167 | Residential & Commercial | USHP | Ducted CEE Tier 1
214606335 | Central HP <5.4 tons | LUXAIRE | HRCU-A-CB (Split System: Heat Pump with Remote Outdoor Unit-Air-Source) | THF2B36T21 | ASPEN |  | AE(D,N,U)+CM48C34+TDR | 0 | 34200 | 15.5 | 8.1 | 33800 | 25000 | 73.96% | 3.16 | 0 | 12.1 |  |  |  |  | R-410A | 2.85 | Residential & Commercial | USHP | Ducted CEE Tier 1
216794574 | Central HP <5.4 tons | TRANE | HRCU-A-CB (Split System: Heat Pump with Remote Outdoor Unit-Air-Source) | 5TWV0X48A1 | ASPEN |  | D(A,C,E)60C3J+TDR | S9V2C100U5PSC+LRP | 42000 | 20 | 9.5 | 46500 | 42000 | 90.32% | 2.75 | 0 | 12 |  |  |  |  | R-454B | 3.5 | Residential & Commercial | USHP | Ducted CEE Tier 1
216440327 | Central HP <5.4 tons | AMERICAN STANDARD | HRCU-A-CB (Split System: Heat Pump with Remote Outdoor Unit-Air-Source) | 5A6V0X48A1 |  |  | 5PX*DD10AS3 | S9V2C100D5PSC+LRP | 43500 | 20 | 9.4 | 46000 | 32800 | 71.3% | 2.1 | 0 | 12 |  |  |  |  | R-454B | 3.625 | Residential & Commercial | USHP | Ducted CEE Tier 1
216440363 | Central HP <5.4 tons | AMERICAN STANDARD | HRCU-A-CB (Split System: Heat Pump with Remote Outdoor Unit-Air-Source) | 5A6V0X48A1 |  |  | 5TXCC009AS3 | S9V2C100U4VSB+LRP | 44500 | 20 | 9.7 | 46000 | 33000 | 71.74% | 2.1 | 0 | 12 |  |  |  |  | R-454B | 3.7083 | Residential & Commercial | USHP | Ducted CEE Tier 1
204456549 | Central HP <5.4 tons | DAY & NIGHT | HRCU-A-CB (Split System: Heat Pump with Remote Outdoor Unit-Air-Source) | CVH825GKA2* |  |  | EA*4X30L17A*+WALLCON | *96CTN0801714A* | 23400 | 16.5 | 8.1 | 21600 | 16800 | 77.78% | 1.9 | 11 | 10.5 |  |  |  |  | R-410A | 1.95 | Residential & Commercial | USHP | Ducted CEE Tier 1
204456848 | Central HP <5.4 tons | DAY & NIGHT | HRCU-A-CB (Split System: Heat Pump with Remote Outdoor Unit-Air-Source) | CVH825GKA2* |  |  | EA*4X37L17A*+WALLCON | *96CTN0801714A* | 24200 | 16.5 | 8.1 | 21400 | 16700 | 78.04% | 1.98 | 11.5 | 11 |  |  |  |  | R-410A | 2.0167 | Residential & Commercial | USHP | Ducted CEE Tier 1
214441915 | Central HP <5.4 tons | BRYANT HEATING AND COOLING SYSTEMS | HRCU-A-CB (Split System: Heat Pump with Remote Outdoor Unit-Air-Source) | 284ANV048*0**B* | ADP |  | V,C48H210P169 | 88*TB60090C21*** | 43500 | 21 | 9.5 | 44000 | 35600 | 80.91% | 2.28 | 0 | 12 |  |  |  |  | R-410A | 3.625 | Residential & Commercial | USHP | Ducted CEE Tier 1
216794461 | Central HP <5.4 tons | TRANE | HRCU-A-CB (Split System: Heat Pump with Remote Outdoor Unit-Air-Source) | 5TWV0X48A1 | ASPEN |  | D(A,C,E)60B4J+TDR | *UHMC100CCV4+LRP | 42000 | 20.2 | 9.5 | 46500 | 42500 | 91.4% | 2.79 | 0 | 11.7 |  |  |  |  | R-454B | 3.5 | Residential & Commercial | USHP | Ducted CEE Tier 1
216794494 | Central HP <5.4 tons | TRANE | HRCU-A-CB (Split System: Heat Pump with Remote Outdoor Unit-Air-Source) | 5TWV0X48A1 | ASPEN |  | D(A,C,E)60C3J+TDR | S8V2B080M4PCB | 42000 | 19.2 | 9 | 47000 | 42500 | 90.43% | 2.75 | 0 | 11.7 |  |  |  |  | R-454B | 3.5 | Residential & Commercial | USHP | Ducted CEE Tier 1
216794511 | Central HP <5.4 tons | TRANE | HRCU-A-CB (Split System: Heat Pump with Remote Outdoor Unit-Air-Source) | 5TWV0X48A1 | ASPEN |  | D(A,C,E)60B4J+TDR | S8V2C100M5PCB | 42500 | 20 | 9.5 | 47000 | 42500 | 90.43% | 2.76 | 0 | 11.7 |  |  |  |  | R-454B | 3.5417 | Residential & Commercial | USHP | Ducted CEE Tier 1
216794513 | Central HP <5.4 tons | TRANE | HRCU-A-CB (Split System: Heat Pump with Remote Outdoor Unit-Air-Source) | 5TWV0X48A1 | ASPEN |  | D(A,C,E)60C3J+TDR | S8V2C100M5PCB | 42500 | 20 | 9 | 46500 | 42500 | 91.4% | 2.74 | 0 | 11.7 |  |  |  |  | R-454B | 3.5417 | Residential & Commercial | USHP | Ducted CEE Tier 1
216794577 | Central HP <5.4 tons | TRANE | HRCU-A-CB (Split System: Heat Pump with Remote Outdoor Unit-Air-Source) | 5TWV0X48A1 | ASPEN |  | D(A,C,E)60B4J+TDR | S9V2C100U5VSB+LRP | 42000 | 20 | 9.5 | 46500 | 42000 | 90.32% | 2.79 | 0 | 12 |  |  |  |  | R-454B | 3.5 | Residential & Commercial | USHP | Ducted CEE Tier 1
215670081 | Central HP <5.4 tons | COMFORTMAKER | HRCU-A-CB (Split System: Heat Pump with Remote Outdoor Unit-Air-Source) | C5H0V36*K*AAA* |  |  | ESH5X42M12A*+WALLCON | *97CMN1202422B* | 34000 | 16.5 | 8.5 | 35600 | 25200 | 70.79% | 1.78 | 0 | 9.5 |  |  |  |  | R-454B | 2.8333 | Residential & Commercial | USHP
215670097 | Central HP <5.4 tons | COMFORTMAKER | HRCU-A-CB (Split System: Heat Pump with Remote Outdoor Unit-Air-Source) | C5H0V36*K*AAA* |  |  | ESH5X42M12A*+WALLCON | *96CTN0601714B* | 33600 | 16.5 | 8.5 | 35800 | 25600 | 71.51% | 1.76 | 0 | 9 |  |  |  |  | R-454B | 2.8 | Residential & Commercial | USHP
215670281 | Central HP <5.4 tons | COMFORTMAKER | HRCU-A-CB (Split System: Heat Pump with Remote Outdoor Unit-Air-Source) | C5H0V36*K*AAA* |  |  | ESH5X48M12A*+WALLCON | *97CMN0602120B* | 34000 | 16.5 | 8.5 | 35600 | 25400 | 71.35% | 1.76 | 0 | 9.5 |  |  |  |  | R-454B | 2.8333 | Residential & Commercial | USHP
215670331 | Central HP <5.4 tons | COMFORTMAKER | HRCU-A-CB (Split System: Heat Pump with Remote Outdoor Unit-Air-Source) | C5H0V36*K*AAA* |  |  | ESH5X48M12A*+WALLCON | *96CTN0401410B* | 32600 | 15.5 | 8.5 | 36000 | 25600 | 71.11% | 1.78 | 0 | 9 |  |  |  |  | R-454B | 2.7167 | Residential & Commercial | USHP
216797136 | Central HP <5.4 tons | TRANE | HRCU-A-CB (Split System: Heat Pump with Remote Outdoor Unit-Air-Source) | 5TWV8X48A1 | ASPEN |  | D(A,C,E)60B3J+TDR | L8V1C100U5VSB+LRP | 45000 | 18 | 8.5 | 45000 | 45000 | 100% | 2.8 | 0 | 10 |  |  |  |  | R-454B | 3.75 | Residential & Commercial | USHP | Ducted CEE Tier 1
216797137 | Central HP <5.4 tons | TRANE | HRCU-A-CB (Split System: Heat Pump with Remote Outdoor Unit-Air-Source) | 5TWV8X48A1 | ASPEN |  | D(A,C,E)48C3J+TDR | S8V2B060M4PCB | 45000 | 18 | 8.5 | 46000 | 46000 | 100% | 2.69 | 0 | 9.8 |  |  |  |  | R-454B | 3.75 | Residential & Commercial | USHP
216797150 | Central HP <5.4 tons | TRANE | HRCU-A-CB (Split System: Heat Pump with Remote Outdoor Unit-Air-Source) | 5TWV8X48A1 | ASPEN |  | D(A,C,E)60B3J+TDR | S8V2C100M5PCB | 45000 | 18 | 8.5 | 45500 | 45500 | 100% | 2.79 | 0 | 9.8 |  |  |  |  | R-454B | 3.75 | Residential & Commercial | USHP
216797152 | Central HP <5.4 tons | TRANE | HRCU-A-CB (Split System: Heat Pump with Remote Outdoor Unit-Air-Source) | 5TWV8X48A1 | ASPEN |  | D(A,C,E)60B3J+TDR | S8V2C100M5PDB | 45000 | 18 | 8.5 | 45500 | 45500 | 100% | 2.79 | 0 | 9.8 |  |  |  |  | R-454B | 3.75 | Residential & Commercial | USHP
204456600 | Central HP <5.4 tons | AIRQUEST | HRCU-A-CB (Split System: Heat Pump with Remote Outdoor Unit-Air-Source) | HVH825GKA2* |  |  | EA*4X36L17A*+WALLCON | *80CTL0701716A* | 23600 | 16.5 | 8.1 | 21400 | 16700 | 78.04% | 1.94 | 11.5 | 11 |  |  |  |  | R-410A | 1.9667 | Residential & Commercial | USHP | Ducted CEE Tier 1
212290954 | Central HP <5.4 tons | GOETTL | HRCU-A-CB (Split System: Heat Pump with Remote Outdoor Unit-Air-Source) | ASZS601810A* |  |  | CA*EA1818*4A* | A*VC960403BNB* | 16600 | 17.5 | 8.5 | 17400 | 13000 | 74.71% | 2.1 | 0 | 10.9 |  |  |  |  | R-410A | 1.3833 | Residential & Commercial | USHP | Ducted CEE Tier 1
212290971 | Central HP <5.4 tons | GOETTL | HRCU-A-CB (Split System: Heat Pump with Remote Outdoor Unit-Air-Source) | ASZS601810A* |  |  | CA*EA2422*4A* | A*VC800804C*A* | 16600 | 17.5 | 8.5 | 17400 | 13000 | 74.71% | 2.1 | 0 | 10.9 |  |  |  |  | R-410A | 1.3833 | Residential & Commercial | USHP | Ducted CEE Tier 1
216990675 | Central HP <5.4 tons | BRYANT HEATING AND COOLING SYSTEMS | HRCU-A-CB (Split System: Heat Pump with Remote Outdoor Unit-Air-Source) | 293VAN060**AA* | ADP |  | C60A***L18*+TXV | 88*TB60070C21*** | 55500 | 18 | 8.1 | 58500 | 46000 | 78.63% | 1.95 | 0 | 11 |  |  |  |  | R-454B | 4.625 | Residential & Commercial | USHP | Ducted CEE Tier 1
214440890 | Central HP <5.4 tons | BRYANT HEATING AND COOLING SYSTEMS | HRCU-A-CB (Split System: Heat Pump with Remote Outdoor Unit-Air-Source) | 284ANV036*0**B* | ADP |  | V,C36H***P439 | 88*TB36070C14*** | 33600 | 19 | 9 | 35200 | 27400 | 77.84% | 2.04 | 0 | 12 |  |  |  |  | R-410A | 2.8 | Residential & Commercial | USHP | Ducted CEE Tier 1
214440915 | Central HP <5.4 tons | BRYANT HEATING AND COOLING SYSTEMS | HRCU-A-CB (Split System: Heat Pump with Remote Outdoor Unit-Air-Source) | 284ANV036*0**B* | ADP |  | V,C36H175P159 | 986TD42080C17*** | 33000 | 19 | 9 | 35000 | 27400 | 78.29% | 2.02 | 0 | 12 |  |  |  |  | R-410A | 2.75 | Residential & Commercial | USHP | Ducted CEE Tier 1
211599529 | Central HP <5.4 tons | LUXAIRE | HRCU-A-CB (Split System: Heat Pump with Remote Outdoor Unit-Air-Source) | THF2B42T21 | ASPEN |  | LEM48C4 | 0 | 39000 | 16 | 8.1 | 40500 | 29000 | 71.6% | 3.33 | 0 | 12.5 |  |  |  |  | R-410A | 3.25 | Residential & Commercial | USHP | Ducted CEE Tier 1
214441942 | Central HP <5.4 tons | BRYANT HEATING AND COOLING SYSTEMS | HRCU-A-CB (Split System: Heat Pump with Remote Outdoor Unit-Air-Source) | 288BNV025*0**B* | ADP |  | V,C36H175P149 | 88*TB36045C17*** | 23600 | 16 | 8.1 | 20000 | 16300 | 81.5% | 1.94 | 0 | 10.5 |  |  |  |  | R-410A | 1.9667 | Residential & Commercial | USHP | Ducted CEE Tier 1
214776375 | Central HP <5.4 tons | YORK | HRCU-A-CB (Split System: Heat Pump with Remote Outdoor Unit-Air-Source) | HH824E2S11 | ADP |  | CV360**C+TXV | Y82E060A12LMPS1 | 21800 | 18 | 8.45 | 21200 | 17300 | 81.6% | 1.9 | 0 | 11 |  |  |  |  | R-454B | 1.8167 | Residential & Commercial | USHP | Ducted CEE Tier 1
215669031 | Central HP <5.4 tons | COMFORTMAKER | HRCU-A-CB (Split System: Heat Pump with Remote Outdoor Unit-Air-Source) | C5H0V36*K*AAA* |  |  | EA*5X43M21A*+WALLCON | *95CSU0802120B* | 34400 | 17.5 | 9 | 35400 | 25200 | 71.19% | 1.88 | 0 | 9.5 |  |  |  |  | R-454B | 2.8667 | Residential & Commercial | USHP
215669047 | Central HP <5.4 tons | COMFORTMAKER | HRCU-A-CB (Split System: Heat Pump with Remote Outdoor Unit-Air-Source) | C5H0V36*K*AAA* |  |  | EA*5X43M21A*+WALLCON | *97CMN0601714B* | 34200 | 17.5 | 9 | 35600 | 25400 | 71.35% | 1.88 | 0 | 9.5 |  |  |  |  | R-454B | 2.85 | Residential & Commercial | USHP
216796365 | Central HP <5.4 tons | TRANE | HRCU-A-CB (Split System: Heat Pump with Remote Outdoor Unit-Air-Source) | 5TWR5036A1 | ASPEN |  | D(A,C,E)48C3J+TDR | *DHMC100CCV4 | 31600 | 15.5 | 8.1 | 32000 | 22800 | 71.25% | 2.87 | 0 | 12 |  |  |  |  | R-454B | 2.6333 | Residential & Commercial | USHP | Ducted CEE Tier 1
216796382 | Central HP <5.4 tons | TRANE | HRCU-A-CB (Split System: Heat Pump with Remote Outdoor Unit-Air-Source) | 5TWR5036A1 | ASPEN |  | D(A,C,E)48C3J+TDR | *UHMB080ACV3 | 31200 | 15.5 | 8.5 | 32000 | 22400 | 70% | 2.95 | 0 | 11.7 |  |  |  |  | R-454B | 2.6 | Residential & Commercial | USHP | Ducted CEE Tier 1
204456414 | Central HP <5.4 tons | DAY & NIGHT | HRCU-A-CB (Split System: Heat Pump with Remote Outdoor Unit-Air-Source) | CVH825GKA2* |  |  | EA*4X24L17A*+WALLCON | *97CMN0801714A* | 23200 | 16 | 8.1 | 22000 | 16900 | 76.82% | 1.88 | 11 | 10.5 |  |  |  |  | R-410A | 1.9333 | Residential & Commercial | USHP | Ducted CEE Tier 1
216796433 | Central HP <5.4 tons | TRANE | HRCU-A-CB (Split System: Heat Pump with Remote Outdoor Unit-Air-Source) | 5TWR5036A1 | ASPEN |  | D(A,C,E)48C3J+TDR | S8V2A040M3PDB | 30200 | 15.5 | 8.1 | 30000 | 21600 | 72% | 2.86 | 0 | 12 |  |  |  |  | R-454B | 2.5167 | Residential & Commercial | USHP | Ducted CEE Tier 1
216796465 | Central HP <5.4 tons | TRANE | HRCU-A-CB (Split System: Heat Pump with Remote Outdoor Unit-Air-Source) | 5TWR5036A1 | ASPEN |  | D(A,C,E)36C3J+TDR | S8V2C080M5PCB | 31000 | 15.2 | 8.5 | 31200 | 22200 | 71.15% | 2.96 | 0 | 12 |  |  |  |  | R-454B | 2.5833 | Residential & Commercial | USHP | Ducted CEE Tier 1
204456666 | Central HP <5.4 tons | DAY & NIGHT | HRCU-A-CB (Split System: Heat Pump with Remote Outdoor Unit-Air-Source) | CVH825GKA2* |  |  | EA*4X36L21A*+WALLCON | *80CTL0451712A* | 23400 | 16 | 8.1 | 21600 | 16800 | 77.78% | 1.92 | 11 | 10.5 |  |  |  |  | R-410A | 1.95 | Residential & Commercial | USHP | Ducted CEE Tier 1
213204072 | Central HP <5.4 tons | TEMPSTAR | HRCU-A-CB (Split System: Heat Pump with Remote Outdoor Unit-Air-Source) | DLCURAH24AAK | ASPEN |  | D(A,C,E)36C34+TDR | *80ES(N,L)0701716A* | 23800 | 15.5 | 8.5 | 26200 | 27800 | 106.1% | 2.67 | 0 | 9.5 |  |  |  |  | R-410A | 1.9833 | Residential & Commercial | USHP
213204105 | Central HP <5.4 tons | TEMPSTAR | HRCU-A-CB (Split System: Heat Pump with Remote Outdoor Unit-Air-Source) | DLCURAH24AAK | ASPEN |  | D(A,C,E)36B34+TDR | *80ES(N,L)0902120A* | 23800 | 16 | 8.5 | 25800 | 27400 | 106.2% | 2.68 | 0 | 9 |  |  |  |  | R-410A | 1.9833 | Residential & Commercial | USHP
213204171 | Central HP <5.4 tons | TEMPSTAR | HRCU-A-CB (Split System: Heat Pump with Remote Outdoor Unit-Air-Source) | DLCURAH24AAK | ASPEN |  | D(A,C,E)30B34+TDR | *92ESN0801716A* | 23800 | 16.5 | 8.1 | 25400 | 27400 | 107.9% | 2.57 | 0 | 9 |  |  |  |  | R-410A | 1.9833 | Residential & Commercial | USHP
213204173 | Central HP <5.4 tons | TEMPSTAR | HRCU-A-CB (Split System: Heat Pump with Remote Outdoor Unit-Air-Source) | DLCURAH24AAK | ASPEN |  | D(A,C,E)30C44+TDR | *92ESN0801716A* | 23800 | 16.5 | 8.1 | 25400 | 28200 | 111% | 2.76 | 0 | 9.5 |  |  |  |  | R-410A | 1.9833 | Residential & Commercial | USHP
214437569 | Central HP <5.4 tons | LUXAIRE | HRCU-A-CB (Split System: Heat Pump with Remote Outdoor Unit-Air-Source) | HMH72B341 | ASPEN |  | D(A,C,E)42D34+TDR | TM9E100C16MP12 | 33200 | 18 | 8.5 | 33600 | 27200 | 80.95% | 2.66 | 0 | 10 |  |  |  |  | R-410A | 2.7667 | Residential & Commercial | USHP | Ducted CEE Tier 1
214437570 | Central HP <5.4 tons | LUXAIRE | HRCU-A-CB (Split System: Heat Pump with Remote Outdoor Unit-Air-Source) | HMH72B341 | ASPEN |  | D(A,C,E)42D34+TDR | TM9V080B12MP12 | 32800 | 17 | 8.5 | 34000 | 29400 | 86.47% | 2.73 | 0 | 9.5 |  |  |  |  | R-410A | 2.7333 | Residential & Commercial | USHP
216013288 | Central HP <5.4 tons | YORK | HRCU-A-CB (Split System: Heat Pump with Remote Outdoor Unit-Air-Source) | HH824E2S11 |  |  | JHE36B5AD2SS1 | 0 | 23000 | 19 | 9.5 | 23000 | 18500 | 80.43% | 2 | 0 | 12 |  |  |  |  | R-454B | 1.9167 | Residential & Commercial | USHP | Ducted CEE Tier 1
215942361 | Central HP <5.4 tons | BRYANT HEATING AND COOLING SYSTEMS | HRCU-A-CB (Split System: Heat Pump with Remote Outdoor Unit-Air-Source) | 293VAN036**AA* |  |  | CVAMA4421XMA*+UI | 987MC42060C17*** | 35200 | 21 | 8.5 | 37400 | 28000 | 74.87% | 2.06 | 0 | 11.7 |  |  |  |  | R-454B | 2.9333 | Residential & Commercial | USHP | Ducted CEE Tier 1
206133450 | Central HP <5.4 tons | DAY & NIGHT | HRCU-A-CB (Split System: Heat Pump with Remote Outdoor Unit-Air-Source) | CVH825GKA2* |  |  | EA*4X37L21A*+WALLCON | *80CSU0601716A* | 24400 | 17 | 8.1 | 21200 | 16600 | 78.3% | 2.02 | 11.5 | 11 |  |  |  |  | R-410A | 2.0333 | Residential & Commercial | USHP | Ducted CEE Tier 1
216440469 | Central HP <5.4 tons | AMERICAN STANDARD | HRCU-A-CB (Split System: Heat Pump with Remote Outdoor Unit-Air-Source) | 5A6V0X60A1 |  |  | 5PX*D010AS3 | L8V1C100U5VSB+LRP | 53500 | 19 | 9 | 53500 | 38500 | 71.96% | 2 | 0 | 10.5 |  |  |  |  | R-454B | 4.4583 | Residential & Commercial | USHP | Ducted CEE Tier 1
216440519 | Central HP <5.4 tons | AMERICAN STANDARD | HRCU-A-CB (Split System: Heat Pump with Remote Outdoor Unit-Air-Source) | 5A6V0X60A1 |  |  | 5TXCC009AS3 | S9V2C100U5VSB+LRP | 53000 | 18.6 | 9 | 54000 | 38000 | 70.37% | 2 | 0 | 10.5 |  |  |  |  | R-454B | 4.4167 | Residential & Commercial | USHP | Ducted CEE Tier 1
216440521 | Central HP <5.4 tons | AMERICAN STANDARD | HRCU-A-CB (Split System: Heat Pump with Remote Outdoor Unit-Air-Source) | 5A6V0X60A1 |  |  | 5TXCC009AS3+P0V0C000M50SD+LRP | 0 | 53000 | 18.8 | 9.4 | 53500 | 38000 | 71.03% | 2 | 0 | 10.5 |  |  |  |  | R-454B | 4.4167 | Residential & Commercial | USHP | Ducted CEE Tier 1
216440537 | Central HP <5.4 tons | AMERICAN STANDARD | HRCU-A-CB (Split System: Heat Pump with Remote Outdoor Unit-Air-Source) | 5A6V0X60A1 |  |  | 5TXCD008AS3+P0V0D000M50SD+LRP | 0 | 52000 | 18.8 | 9 | 54000 | 38000 | 70.37% | 2 | 0 | 10.5 |  |  |  |  | R-454B | 4.3333 | Residential & Commercial | USHP | Ducted CEE Tier 1
216440539 | Central HP <5.4 tons | AMERICAN STANDARD | HRCU-A-CB (Split System: Heat Pump with Remote Outdoor Unit-Air-Source) | 5A6V0X60A1 |  |  | 5TXCD008AS3 | S9V2C100U5VSB+LRP | 52000 | 18.6 | 9 | 54500 | 38500 | 70.64% | 2 | 0 | 10 |  |  |  |  | R-454B | 4.3333 | Residential & Commercial | USHP | Ducted CEE Tier 1
214440913 | Central HP <5.4 tons | BRYANT HEATING AND COOLING SYSTEMS | HRCU-A-CB (Split System: Heat Pump with Remote Outdoor Unit-Air-Source) | 284ANV036*0**B* | ADP |  | V,C36H175P459 | 986TD42060C17*** | 33600 | 19 | 9 | 35000 | 27200 | 77.71% | 2.04 | 0 | 12 |  |  |  |  | R-410A | 2.8 | Residential & Commercial | USHP | Ducted CEE Tier 1
214053751 | Central HP <5.4 tons | LENNOX | HRCU-A-CB (Split System: Heat Pump with Remote Outdoor Unit-Air-Source) | SL25XPV-048-230A** | ADP |  | HG50960 | EL296UH090XV48C* | 45500 | 20 | 9.3 | 42000 | 36000 | 85.71% | 1.86 | 0 | 12 |  |  |  |  | R-410A | 3.7917 | Residential & Commercial | USHP | Ducted CEE Tier 1
211168142 | Central HP <5.4 tons | TRANE | HRCU-A-CB (Split System: Heat Pump with Remote Outdoor Unit-Air-Source) | 4TWV0X24A1 | ASPEN |  | 4PXFH003AZ3+TDR | *DD2B060ACV3 | 23400 | 18.5 | 8.5 | 20000 | 19400 | 97% | 2.46 | 0 | 12.5 |  |  |  |  | R-410A | 1.95 | Residential & Commercial | USHP | Ducted CEE Tier 1
216013289 | Central HP <5.4 tons | YORK | HRCU-A-CB (Split System: Heat Pump with Remote Outdoor Unit-Air-Source) | HH824E2S11 |  |  | CTM36B5ADS1+JMET08BS2N1 | 0 | 23000 | 18 | 9 | 23000 | 17800 | 77.39% | 2 | 0 | 12 |  |  |  |  | R-454B | 1.9167 | Residential & Commercial | USHP | Ducted CEE Tier 1
215669761 | Central HP <5.4 tons | COMFORTMAKER | HRCU-A-CB (Split System: Heat Pump with Remote Outdoor Unit-Air-Source) | C5H0V36*K*AAA* |  |  | ESH5X36M12A*+WALLCON | *80CSU1002120A* | 33600 | 16 | 8.5 | 35800 | 25400 | 70.95% | 1.78 | 0 | 9.5 |  |  |  |  | R-454B | 2.8 | Residential & Commercial | USHP
204456648 | Central HP <5.4 tons | DAY & NIGHT | HRCU-A-CB (Split System: Heat Pump with Remote Outdoor Unit-Air-Source) | CVH825GKA2* |  |  | EA*4X36L17A*+WALLCON | *80CTL0701412A* | 23600 | 17 | 8.1 | 21400 | 16600 | 77.57% | 1.94 | 11 | 11 |  |  |  |  | R-410A | 1.9667 | Residential & Commercial | USHP | Ducted CEE Tier 1
204456784 | Central HP <5.4 tons | DAY & NIGHT | HRCU-A-CB (Split System: Heat Pump with Remote Outdoor Unit-Air-Source) | CVH825GKA2* |  |  | EA*4X36L21A*+WALLCON | *96CTN1002122A* | 23600 | 16.5 | 8.1 | 21400 | 16600 | 77.57% | 1.94 | 11 | 11 |  |  |  |  | R-410A | 1.9667 | Residential & Commercial | USHP | Ducted CEE Tier 1
216772737 | Central HP <5.4 tons | COMFORTMAKER | HRCU-A-CB (Split System: Heat Pump with Remote Outdoor Unit-Air-Source) | D5CUHAH48AAK |  |  | FTMA5B60L0D* | 0 | 47500 | 15.2 | 9 | 49000 | 44000 | 89.8% | 1.8 | 0 | 9 |  |  |  |  | R-454B | 3.9583 | Residential & Commercial | USHP
214061818 | Central HP <5.4 tons | LENNOX | HRCU-A-CB (Split System: Heat Pump with Remote Outdoor Unit-Air-Source) | EL22XPV-024-230A** | ADP |  | HG80936 | EL280UH070E36A* | 24000 | 21 | 8.5 | 22000 | 15400 | 70% | 1.92 | 0 | 13.5 |  |  |  |  | R-410A | 2 | Residential & Commercial | USHP | Ducted CEE Tier 1
216571328 | Central HP <5.4 tons | TRANE | HRCU-A-CB (Split System: Heat Pump with Remote Outdoor Unit-Air-Source) | 5TWV8X60A1 |  |  | 5PX*D008AS3 | S8V2C080M5PCB | 53000 | 18.1 | 8.5 | 55500 | 40000 | 72.07% | 2 | 0 | 10 |  |  |  |  | R-454B | 4.4167 | Residential & Commercial | USHP | Ducted CEE Tier 1
214440922 | Central HP <5.4 tons | BRYANT HEATING AND COOLING SYSTEMS | HRCU-A-CB (Split System: Heat Pump with Remote Outdoor Unit-Air-Source) | 284ANV036*0**B* | ADP |  | V,C36H175P459 | 987MC42060C17*** | 33000 | 19 | 9 | 34600 | 26800 | 77.46% | 2 | 0 | 11.7 |  |  |  |  | R-410A | 2.75 | Residential & Commercial | USHP | Ducted CEE Tier 1
214440924 | Central HP <5.4 tons | BRYANT HEATING AND COOLING SYSTEMS | HRCU-A-CB (Split System: Heat Pump with Remote Outdoor Unit-Air-Source) | 284ANV036*0**B* | ADP |  | V,C36H175P149 | 987MC42080C17*** | 32400 | 19 | 9 | 35200 | 27400 | 77.84% | 2.02 | 0 | 11.7 |  |  |  |  | R-410A | 2.7 | Residential & Commercial | USHP | Ducted CEE Tier 1
214671472 | Central HP <5.4 tons | LUXAIRE | HRCU-A-CB (Split System: Heat Pump with Remote Outdoor Unit-Air-Source) | HMH72B361 | ASPEN |  | A(E,F)M376+TDR | 0 | 34400 | 18 | 8.1 | 36000 | 26400 | 73.33% | 2.82 | 0 | 9 |  |  |  |  | R-410A | 2.8667 | Residential & Commercial | USHP
214441944 | Central HP <5.4 tons | BRYANT HEATING AND COOLING SYSTEMS | HRCU-A-CB (Split System: Heat Pump with Remote Outdoor Unit-Air-Source) | 288BNV025*0**B* | ADP |  | V,C36H***P219 | 88*TB36070C14*** | 23400 | 17 | 8.1 | 19800 | 16200 | 81.82% | 1.98 | 0 | 10.5 |  |  |  |  | R-410A | 1.95 | Residential & Commercial | USHP | Ducted CEE Tier 1
206765983 | Central HP <5.4 tons | DAY & NIGHT | HRCU-A-CB (Split System: Heat Pump with Remote Outdoor Unit-Air-Source) | CVH825GKA3* |  |  | EA*4X37L21A*+WALLCON | *97CMN0601714A* | 24200 | 16 | 8.1 | 21200 | 16800 | 79.25% | 2 | 11 | 11 |  |  |  |  | R-410A | 2.0167 | Residential & Commercial | USHP | Ducted CEE Tier 1
214061877 | Central HP <5.4 tons | LENNOX | HRCU-A-CB (Split System: Heat Pump with Remote Outdoor Unit-Air-Source) | SL25XPV-024-230A** | ADP |  | HG80936 | SL280UH090XV48B* | 22400 | 22 | 9.3 | 20000 | 20000 | 100% | 1.84 | 0 | 14.5 |  |  |  |  | R-410A | 1.8667 | Residential & Commercial | USHP | Ducted CEE Tier 1
216676156 | Central HP <5.4 tons | DAY & NIGHT | HRCU-A-CB (Split System: Heat Pump with Remote Outdoor Unit-Air-Source) | D5CURAH24AAK |  |  | EA*5X25M17A* | *80VSL0451412B* | 24200 | 15.5 | 8.5 | 23200 | 19100 | 82.33% | 1.94 | 0 | 10 |  |  |  |  | R-454B | 2.0167 | Residential & Commercial | USHP | Ducted CEE Tier 1
216676226 | Central HP <5.4 tons | DAY & NIGHT | HRCU-A-CB (Split System: Heat Pump with Remote Outdoor Unit-Air-Source) | D5CURAH24AAK |  |  | ESH5X36M12A* | *80VSL0701412B* | 24200 | 15.2 | 8.5 | 23800 | 19300 | 81.09% | 1.92 | 0 | 10 |  |  |  |  | R-454B | 2.0167 | Residential & Commercial | USHP | Ducted CEE Tier 1
216676349 | Central HP <5.4 tons | DAY & NIGHT | HRCU-A-CB (Split System: Heat Pump with Remote Outdoor Unit-Air-Source) | D5CURAH24AAK |  |  | ESH5X36M12A* | *80MSU0401712A* | 24200 | 15.2 | 8.5 | 23600 | 19300 | 81.78% | 1.94 | 0 | 10 |  |  |  |  | R-454B | 2.0167 | Residential & Commercial | USHP | Ducted CEE Tier 1
216727841 | Central HP <5.4 tons | CARRIER | HRCU-A-CB (Split System: Heat Pump with Remote Outdoor Unit-Air-Source) | 37MUHAQ24AA3 |  |  | CSAH*3012AM* | 58TP*B090V17**16 | 22600 | 16 | 8.1 | 21000 | 18900 | 90% | 1.85 | 0 | 10.5 |  |  |  |  | R-454B | 1.8833 | Residential & Commercial | USHP | Ducted CEE Tier 1
216727709 | Central HP <5.4 tons | CARRIER | HRCU-A-CB (Split System: Heat Pump with Remote Outdoor Unit-Air-Source) | 37MUHAQ24AA3 |  |  | CSAH*2412AM* | 58CU*A060C17**16 | 22800 | 16 | 8.5 | 21600 | 19300 | 89.35% | 1.94 | 0 | 10.5 |  |  |  |  | R-454B | 1.9 | Residential & Commercial | USHP | Ducted CEE Tier 1
216727834 | Central HP <5.4 tons | CARRIER | HRCU-A-CB (Split System: Heat Pump with Remote Outdoor Unit-Air-Source) | 37MUHAQ24AA3 |  |  | CSAH*3012AM* | 58TN*B090C17**16 | 22200 | 15.2 | 8.1 | 21000 | 18800 | 89.52% | 1.9 | 0 | 10.5 |  |  |  |  | R-454B | 1.85 | Residential & Commercial | USHP | Ducted CEE Tier 1
213367724 | Central HP <5.4 tons | YORK | HRCU-A-CB (Split System: Heat Pump with Remote Outdoor Unit-Air-Source) | HMH72B341 | ASPEN |  | C(A,C,D,E)36C24+TDR | YPLC100C20MP13 | 29000 | 15.8 | 8.5 | 32400 | 27400 | 84.57% | 2.68 | 0 | 8.5 |  |  |  |  | R-410A | 2.4167 | Residential & Commercial | USHP
214437572 | Central HP <5.4 tons | LUXAIRE | HRCU-A-CB (Split System: Heat Pump with Remote Outdoor Unit-Air-Source) | HMH72B341 | ASPEN |  | D(A,C,E)42D34+TDR | TM9V100C16MP12 | 33200 | 17.5 | 8.5 | 34000 | 27400 | 80.59% | 2.67 | 0 | 10 |  |  |  |  | R-410A | 2.7667 | Residential & Commercial | USHP | Ducted CEE Tier 1
214437574 | Central HP <5.4 tons | LUXAIRE | HRCU-A-CB (Split System: Heat Pump with Remote Outdoor Unit-Air-Source) | HMH72B341 | ASPEN |  | D(A,C,E)42D34+TDR | TM9Y100C16MP11 | 32800 | 18 | 8.5 | 34000 | 28400 | 83.53% | 2.74 | 0 | 10 |  |  |  |  | R-410A | 2.7333 | Residential & Commercial | USHP | Ducted CEE Tier 1
213925636 | Central HP <5.4 tons | LUXAIRE | HRCU-A-CB (Split System: Heat Pump with Remote Outdoor Unit-Air-Source) | HMH72B361 | ASPEN |  | L(E,G)M48C6 | 0 | 34800 | 18 | 8.2 | 36000 | 26400 | 73.33% | 2.82 | 0 | 9 |  |  |  |  | R-410A | 2.9 | Residential & Commercial | USHP
216682797 | Central HP <5.4 tons | HEIL | HRCU-A-CB (Split System: Heat Pump with Remote Outdoor Unit-Air-Source) | DLCURAH30ABK |  |  | EA*4X42L21A* | *97VTN1002122A* | 30000 | 15.2 | 8.5 | 34000 | 27200 | 80% | 1.75 | 0 | 9 |  |  |  |  | R-410A | 2.5 | Residential & Commercial | USHP
216682597 | Central HP <5.4 tons | HEIL | HRCU-A-CB (Split System: Heat Pump with Remote Outdoor Unit-Air-Source) | DLCURAH36ABK |  |  | EA*4X48L24A* | *97VTN1002122A* | 35800 | 16.5 | 9 | 37400 | 34200 | 91.44% | 1.94 | 0 | 10 |  |  |  |  | R-410A | 2.9833 | Residential & Commercial | USHP | Ducted CEE Tier 1
211263326 | Central HP <5.4 tons | DAY & NIGHT | HRCU-A-CB (Split System: Heat Pump with Remote Outdoor Unit-Air-Source) | DLCURAH18ABK |  |  | EN(A,D)4X24L17** | *80ES(N,L)0451712A* | 18400 | 15.5 | 8.5 | 19400 | 18500 | 95.36% | 2.24 | 0 | 11 |  |  |  |  | R-410A | 1.5333 | Residential & Commercial | USHP | Ducted CEE Tier 1
211264431 | Central HP <5.4 tons | DAY & NIGHT | HRCU-A-CB (Split System: Heat Pump with Remote Outdoor Unit-Air-Source) | DLCURAH18ABK |  |  | EN(A,D)4X30L17** | *95ESN0261410A* | 18200 | 15.5 | 8.5 | 18800 | 18400 | 97.87% | 2.2 | 0 | 11 |  |  |  |  | R-410A | 1.5167 | Residential & Commercial | USHP | Ducted CEE Tier 1
213205321 | Central HP <5.4 tons | TEMPSTAR | HRCU-A-CB (Split System: Heat Pump with Remote Outdoor Unit-Air-Source) | DLCURAH30ABK | ASPEN |  | D(A,C,E)36C34+TDR | *92ESN0801716A* | 29600 | 15.2 | 8.1 | 33800 | 24000 | 71.01% | 2.67 | 0 | 9 |  |  |  |  | R-410A | 2.4667 | Residential & Commercial | USHP
212927252 | Central HP <5.4 tons | LENNOX | HRCU-A-CB (Split System: Heat Pump with Remote Outdoor Unit-Air-Source) | SL25XPV-024-230A** | ADP |  | LH29/36F9 | SLP98UH070XV36B* | 22000 | 22 | 9.05 | 20000 | 20000 | 100% | 1.82 | 0 | 14 |  |  |  |  | R-410A | 1.8333 | Residential & Commercial | USHP | Ducted CEE Tier 1
212986523 | Central HP <5.4 tons | CARRIER | HRCU-A-CB (Split System: Heat Pump with Remote Outdoor Unit-Air-Source) | 38MURAQ24AB3* |  |  | CAP**2417AL* | 59SC6A040M17**12 | 23000 | 15.5 | 8.5 | 27000 | 27200 | 100.7% | 2.3 | 0 | 9.5 |  |  |  |  | R-410A | 1.9167 | Residential & Commercial | USHP
212986957 | Central HP <5.4 tons | CARRIER | HRCU-A-CB (Split System: Heat Pump with Remote Outdoor Unit-Air-Source) | 38MURAQ24AB3* |  |  | CNPV*3017AL* | 59SC6A060M14**12 | 23600 | 16.5 | 8.1 | 26400 | 24200 | 91.67% | 2.02 | 0 | 10 |  |  |  |  | R-410A | 1.9667 | Residential & Commercial | USHP | Ducted CEE Tier 1
212986319 | Central HP <5.4 tons | CARRIER | HRCU-A-CB (Split System: Heat Pump with Remote Outdoor Unit-Air-Source) | 38MURAQ18AB3* |  |  | CAP**3017AL* | 59SC6A040M14**10 | 17600 | 16 | 8.5 | 18300 | 18800 | 102.7% | 2.26 | 0 | 10.5 |  |  |  |  | R-410A | 1.4667 | Residential & Commercial | USHP | Ducted CEE Tier 1
212986355 | Central HP <5.4 tons | CARRIER | HRCU-A-CB (Split System: Heat Pump with Remote Outdoor Unit-Air-Source) | 38MURAQ18AB3* |  |  | CNPV*2417AL* | 59SC6A040M14**10 | 17400 | 15.5 | 8.5 | 18500 | 19200 | 103.8% | 2.3 | 0 | 10.5 |  |  |  |  | R-410A | 1.45 | Residential & Commercial | USHP | Ducted CEE Tier 1
211264698 | Central HP <5.4 tons | DAY & NIGHT | HRCU-A-CB (Split System: Heat Pump with Remote Outdoor Unit-Air-Source) | DLCURAH18ABK |  |  | EN(A,D)4X30L17** | OLV098A12* | 18200 | 15.5 | 8.5 | 18800 | 18400 | 97.87% | 2.2 | 0 | 11 |  |  |  |  | R-410A | 1.5167 | Residential & Commercial | USHP | Ducted CEE Tier 1
206767547 | Central HP <5.4 tons | DAY & NIGHT | HRCU-A-CB (Split System: Heat Pump with Remote Outdoor Unit-Air-Source) | CVH825GKA3* |  |  | EA*4X37L21A*+WALLCON | *95CSU0802120A* | 24400 | 17 | 8.5 | 21200 | 16600 | 78.3% | 2.04 | 11.5 | 11 |  |  |  |  | R-410A | 2.0333 | Residential & Commercial | USHP | Ducted CEE Tier 1
216440427 | Central HP <5.4 tons | AMERICAN STANDARD | HRCU-A-CB (Split System: Heat Pump with Remote Outdoor Unit-Air-Source) | 5A6V0X60A1 |  |  | 5PX*C009AS3 | S9V2C100U5PSC+LRP | 53000 | 18.6 | 9 | 54000 | 38000 | 70.37% | 2 | 0 | 10.5 |  |  |  |  | R-454B | 4.4167 | Residential & Commercial | USHP | Ducted CEE Tier 1
211262221 | Central HP <5.4 tons | DAY & NIGHT | HRCU-A-CB (Split System: Heat Pump with Remote Outdoor Unit-Air-Source) | DLCURAH18ABK |  |  | EA*4X30L17A* | OMV112K14A | 18200 | 15.5 | 8.5 | 18900 | 18400 | 97.35% | 2.2 | 0 | 10.5 |  |  |  |  | R-410A | 1.5167 | Residential & Commercial | USHP | Ducted CEE Tier 1
214097885 | Central HP <5.4 tons | FRIEDRICH | HRCU-A-CB (Split System: Heat Pump with Remote Outdoor Unit-Air-Source) | RD17AZ60AJ3N |  |  | FRH3VZ6024STACN | 0 | 55500 | 19 | 8.1 | 53500 | 48500 | 90.65% | 1.75 | 0 | 10 |  |  |  |  | R-410A | 4.625 | Residential & Commercial | USHP | Ducted CEE Tier 1
212987007 | Central HP <5.4 tons | CARRIER | HRCU-A-CB (Split System: Heat Pump with Remote Outdoor Unit-Air-Source) | 38MURAQ18AB3* |  |  | CAP**2517AL* | 59SC6A060M14**12 | 17800 | 16.5 | 8.1 | 17700 | 17700 | 100% | 2.14 | 0 | 10.5 |  |  |  |  | R-410A | 1.4833 | Residential & Commercial | USHP | Ducted CEE Tier 1
216796416 | Central HP <5.4 tons | TRANE | HRCU-A-CB (Split System: Heat Pump with Remote Outdoor Unit-Air-Source) | 5TWR5036A1 | ASPEN |  | D(A,C,E)48C3J+TDR | L8V1C100U5VSB | 32000 | 15.5 | 8.5 | 31200 | 22200 | 71.15% | 3 | 0 | 12 |  |  |  |  | R-454B | 2.6667 | Residential & Commercial | USHP | Ducted CEE Tier 1
216796534 | Central HP <5.4 tons | TRANE | HRCU-A-CB (Split System: Heat Pump with Remote Outdoor Unit-Air-Source) | 5TWR5036A1 | ASPEN |  | D(A,C,E)48C3J+TDR | S8X1C100M5PSC | 31800 | 15.5 | 8.5 | 31600 | 22600 | 71.52% | 3.03 | 0 | 11.7 |  |  |  |  | R-454B | 2.65 | Residential & Commercial | USHP | Ducted CEE Tier 1
216796551 | Central HP <5.4 tons | TRANE | HRCU-A-CB (Split System: Heat Pump with Remote Outdoor Unit-Air-Source) | 5TWR5036A1 | ASPEN |  | D(A,C,E)48C3J+TDR | S8X2A040M3PTC | 30200 | 15.5 | 8.1 | 30400 | 21800 | 71.71% | 2.89 | 0 | 11.7 |  |  |  |  | R-454B | 2.5167 | Residential & Commercial | USHP | Ducted CEE Tier 1
216796566 | Central HP <5.4 tons | TRANE | HRCU-A-CB (Split System: Heat Pump with Remote Outdoor Unit-Air-Source) | 5TWR5036A1 | ASPEN |  | D(A,C,E)36C3J+TDR | S8X2C080M5PTC | 31200 | 15.2 | 8.5 | 31200 | 22200 | 71.15% | 3 | 0 | 12 |  |  |  |  | R-454B | 2.6 | Residential & Commercial | USHP | Ducted CEE Tier 1
216796585 | Central HP <5.4 tons | TRANE | HRCU-A-CB (Split System: Heat Pump with Remote Outdoor Unit-Air-Source) | 5TWR5036A1 | ASPEN |  | D(A,C,E)48C3J+TDR | S8X2D120M5PTC | 31800 | 16 | 8.5 | 31400 | 22000 | 70.06% | 2.94 | 0 | 11.7 |  |  |  |  | R-454B | 2.65 | Residential & Commercial | USHP | Ducted CEE Tier 1
216796701 | Central HP <5.4 tons | TRANE | HRCU-A-CB (Split System: Heat Pump with Remote Outdoor Unit-Air-Source) | 5TWR5036A1 | ASPEN |  | D(A,C,E)48C3J+TDR | S9V2D120U5PSC | 32200 | 16 | 8.5 | 31600 | 22200 | 70.25% | 2.97 | 0 | 11.7 |  |  |  |  | R-454B | 2.6833 | Residential & Commercial | USHP | Ducted CEE Tier 1
211262239 | Central HP <5.4 tons | DAY & NIGHT | HRCU-A-CB (Split System: Heat Pump with Remote Outdoor Unit-Air-Source) | DLCURAH18ABK |  |  | EN(A,D)4X18L14** | *80VSL0451412A* | 17400 | 15.5 | 8.5 | 18600 | 19400 | 104.3% | 2.32 | 0 | 10.5 |  |  |  |  | R-410A | 1.45 | Residential & Commercial | USHP | Ducted CEE Tier 1
206770979 | Central HP <5.4 tons | DAY & NIGHT | HRCU-A-CB (Split System: Heat Pump with Remote Outdoor Unit-Air-Source) | CVH837GKA2* |  |  | EA*4X36L17A*+WALLCON | *80CTL0701716A* | 31400 | 17 | 8.1 | 33400 | 24400 | 73.05% | 1.84 | 11 | 11 |  |  |  |  | R-410A | 2.6167 | Residential & Commercial | USHP | Ducted CEE Tier 1
212970923 | Central HP <5.4 tons | COMFORTMAKER | HRCU-A-CB (Split System: Heat Pump with Remote Outdoor Unit-Air-Source) | DLCURAH18ABK |  |  | EN(A,D)4X24L14** | *80VTL0451412B* | 17700 | 16.5 | 8.5 | 18700 | 19100 | 102.1% | 2.3 | 0 | 11 |  |  |  |  | R-410A | 1.475 | Residential & Commercial | USHP | Ducted CEE Tier 1
214389280 | Central HP <5.4 tons | CARRIER | HRCU-A-CB (Split System: Heat Pump with Remote Outdoor Unit-Air-Source) | 25VNA436A*031* |  |  | CNPV*4821AL*+UI | 58TN*B070C17**16 | 33400 | 19 | 9 | 36800 | 26200 | 71.2% | 2.02 | 0 | 12 |  |  |  |  | R-410A | 2.7833 | Residential & Commercial | USHP | Ducted CEE Tier 1
214389294 | Central HP <5.4 tons | CARRIER | HRCU-A-CB (Split System: Heat Pump with Remote Outdoor Unit-Air-Source) | 25VNA436A*031* |  |  | CNPV*4821AL*+UI | 59MN7C100C21**22 | 33800 | 19.5 | 9 | 36600 | 26000 | 71.04% | 2.04 | 0 | 12.5 |  |  |  |  | R-410A | 2.8167 | Residential & Commercial | USHP | Ducted CEE Tier 1
204456675 | Central HP <5.4 tons | DAY & NIGHT | HRCU-A-CB (Split System: Heat Pump with Remote Outdoor Unit-Air-Source) | CVH825GKA2* |  |  | EA*4X36L21A*+WALLCON | *80CTL0701716A* | 23600 | 16.5 | 8.1 | 21400 | 16600 | 77.57% | 1.94 | 11 | 11 |  |  |  |  | R-410A | 1.9667 | Residential & Commercial | USHP | Ducted CEE Tier 1
216682965 | Central HP <5.4 tons | CARRIER | HRCU-A-CB (Split System: Heat Pump with Remote Outdoor Unit-Air-Source) | 38MURAQ24AB3* |  |  | CAP**3621AL* | 59TP7A100V21**22 | 24200 | 17 | 9 | 26000 | 22600 | 86.92% | 1.78 | 0 | 10 |  |  |  |  | R-410A | 2.0167 | Residential & Commercial | USHP | Ducted CEE Tier 1
213772405 | Central HP <5.4 tons | CARRIER | HRCU-A-CB (Split System: Heat Pump with Remote Outdoor Unit-Air-Source) | 25VNA825A*031* |  |  | CSPH*4212AL*+UI | 59TN6C100C21**22 | 24200 | 16 | 8.1 | 21400 | 16600 | 77.57% | 2 | 0 | 10.5 |  |  |  |  | R-410A | 2.0167 | Residential & Commercial | USHP | Ducted CEE Tier 1
215667079 | Central HP <5.4 tons | COMFORTMAKER | HRCU-A-CB (Split System: Heat Pump with Remote Outdoor Unit-Air-Source) | C5H0V24*K*AAA* |  |  | EA*5X24M17A*+WALLCON | *97CMN0601714B* | 22800 | 16.5 | 9 | 24000 | 16900 | 70.42% | 1.94 | 0 | 10 |  |  |  |  | R-454B | 1.9 | Residential & Commercial | USHP | Ducted CEE Tier 1
214389256 | Central HP <5.4 tons | CARRIER | HRCU-A-CB (Split System: Heat Pump with Remote Outdoor Unit-Air-Source) | 25VNA436A*031* |  |  | CNPV*4217AL*+UI | 58TN*B070C17**16 | 33400 | 19 | 9 | 37400 | 26400 | 70.59% | 2 | 0 | 11.7 |  |  |  |  | R-410A | 2.7833 | Residential & Commercial | USHP | Ducted CEE Tier 1
212290964 | Central HP <5.4 tons | GOETTL | HRCU-A-CB (Split System: Heat Pump with Remote Outdoor Unit-Air-Source) | ASZS601810A* |  |  | CA*EA2422*4A* | A*VC800603B*A* | 16600 | 17.5 | 8.5 | 17400 | 13000 | 74.71% | 2.1 | 0 | 10.9 |  |  |  |  | R-410A | 1.3833 | Residential & Commercial | USHP | Ducted CEE Tier 1
216681019 | Central HP <5.4 tons | CARRIER | HRCU-A-CB (Split System: Heat Pump with Remote Outdoor Unit-Air-Source) | 38MURAQ36AB3* |  |  | CAP**3721AL* | 59TP7A080V21**20 | 36600 | 16 | 9 | 38500 | 34400 | 89.35% | 1.96 | 0 | 10 |  |  |  |  | R-410A | 3.05 | Residential & Commercial | USHP | Ducted CEE Tier 1
206771447 | Central HP <5.4 tons | DAY & NIGHT | HRCU-A-CB (Split System: Heat Pump with Remote Outdoor Unit-Air-Source) | CVH837GKA2* |  |  | EA*4X42L21A*+WALLCON | *97CMN0801714A* | 31600 | 17 | 8.1 | 33400 | 24800 | 74.25% | 1.86 | 11.5 | 11 |  |  |  |  | R-410A | 2.6333 | Residential & Commercial | USHP | Ducted CEE Tier 1
206771699 | Central HP <5.4 tons | DAY & NIGHT | HRCU-A-CB (Split System: Heat Pump with Remote Outdoor Unit-Air-Source) | CVH837GKA2* |  |  | EA*4X43L21A*+WALLCON | *97CMN1002122A* | 33000 | 17.5 | 8.5 | 33000 | 25200 | 76.36% | 2 | 12 | 11.7 |  |  |  |  | R-410A | 2.75 | Residential & Commercial | USHP | Ducted CEE Tier 1
206771897 | Central HP <5.4 tons | DAY & NIGHT | HRCU-A-CB (Split System: Heat Pump with Remote Outdoor Unit-Air-Source) | CVH837GKA2* |  |  | EA*4X48L24A*+WALLCON | *80CTL0902120A* | 32400 | 17.5 | 8.5 | 32600 | 25000 | 76.69% | 1.98 | 12 | 11.7 |  |  |  |  | R-410A | 2.7 | Residential & Commercial | USHP | Ducted CEE Tier 1
206771906 | Central HP <5.4 tons | DAY & NIGHT | HRCU-A-CB (Split System: Heat Pump with Remote Outdoor Unit-Air-Source) | CVH837GKA2* |  |  | EA*4X48L24A*+WALLCON | *80CTL1352422A* | 32400 | 17.5 | 8.5 | 32400 | 24800 | 76.54% | 2 | 12 | 11.7 |  |  |  |  | R-410A | 2.7 | Residential & Commercial | USHP | Ducted CEE Tier 1
213772117 | Central HP <5.4 tons | HEIL | HRCU-A-CB (Split System: Heat Pump with Remote Outdoor Unit-Air-Source) | HVH825GKA2* |  |  | EHD4X36AAL+WALLCON | *80CTL0901716B* | 24200 | 16.5 | 8.1 | 21400 | 16700 | 78.04% | 1.98 | 0 | 10.5 |  |  |  |  | R-410A | 2.0167 | Residential & Commercial | USHP | Ducted CEE Tier 1
206771915 | Central HP <5.4 tons | DAY & NIGHT | HRCU-A-CB (Split System: Heat Pump with Remote Outdoor Unit-Air-Source) | CVH837GKA2* |  |  | EA*4X48L24A*+WALLCON | *96CTN1202422A* | 32400 | 17.5 | 8.5 | 32400 | 24800 | 76.54% | 2 | 12 | 11.7 |  |  |  |  | R-410A | 2.7 | Residential & Commercial | USHP | Ducted CEE Tier 1
216439965 | Central HP <5.4 tons | AMERICAN STANDARD | HRCU-A-CB (Split System: Heat Pump with Remote Outdoor Unit-Air-Source) | 5A6V0X24A1 |  |  | 5PX*B006AS3 | S9V2B060U3VSB+LRP | 20800 | 20 | 9.4 | 22200 | 17000 | 76.58% | 2.1 | 0 | 12 |  |  |  |  | R-454B | 1.7333 | Residential & Commercial | USHP | Ducted CEE Tier 1
215667098 | Central HP <5.4 tons | COMFORTMAKER | HRCU-A-CB (Split System: Heat Pump with Remote Outdoor Unit-Air-Source) | C5H0V24*K*AAA* |  |  | EA*5X24M17A*+WALLCON | *97CMN0801714B* | 22800 | 16.5 | 9 | 24000 | 16900 | 70.42% | 1.94 | 0 | 10 |  |  |  |  | R-454B | 1.9 | Residential & Commercial | USHP | Ducted CEE Tier 1
215667767 | Central HP <5.4 tons | COMFORTMAKER | HRCU-A-CB (Split System: Heat Pump with Remote Outdoor Unit-Air-Source) | C5H0V24*K*AAA* |  |  | EA*5X37M17A*+WALLCON | *80CTL0901716B* | 23800 | 17 | 9 | 23400 | 16500 | 70.51% | 2 | 0 | 10.5 |  |  |  |  | R-454B | 1.9833 | Residential & Commercial | USHP | Ducted CEE Tier 1
215667847 | Central HP <5.4 tons | COMFORTMAKER | HRCU-A-CB (Split System: Heat Pump with Remote Outdoor Unit-Air-Source) | C5H0V24*K*AAA* |  |  | EA*5X37M21A*+WALLCON | *80CTL0702120B* | 24000 | 17.5 | 9 | 23200 | 16300 | 70.26% | 2.02 | 0 | 10.5 |  |  |  |  | R-454B | 2 | Residential & Commercial | USHP | Ducted CEE Tier 1
215939695 | Central HP <5.4 tons | BRYANT HEATING AND COOLING SYSTEMS | HRCU-A-CB (Split System: Heat Pump with Remote Outdoor Unit-Air-Source) | 293VAN036**AA* |  |  | CAA**4221AM*+UI | 987TA60080C21*** | 32600 | 19.5 | 9.5 | 34800 | 26800 | 77.01% | 2.02 | 0 | 11.7 |  |  |  |  | R-454B | 2.7167 | Residential & Commercial | USHP | Ducted CEE Tier 1
216676360 | Central HP <5.4 tons | DAY & NIGHT | HRCU-A-CB (Split System: Heat Pump with Remote Outdoor Unit-Air-Source) | D5CURAH24AAK |  |  | ESH5X24M12A* | *80CSU0401712A* | 24400 | 15.2 | 8.5 | 24800 | 19700 | 79.44% | 1.88 | 0 | 9.8 |  |  |  |  | R-454B | 2.0333 | Residential & Commercial | USHP
215940735 | Central HP <5.4 tons | BRYANT HEATING AND COOLING SYSTEMS | HRCU-A-CB (Split System: Heat Pump with Remote Outdoor Unit-Air-Source) | 293VAN036**AA* |  |  | CVAVA4824XMA*+UI | 987TA60080C21*** | 35000 | 21 | 8.5 | 38500 | 28400 | 73.77% | 2.04 | 0 | 12 |  |  |  |  | R-454B | 2.9167 | Residential & Commercial | USHP | Ducted CEE Tier 1
214442008 | Central HP <5.4 tons | BRYANT HEATING AND COOLING SYSTEMS | HRCU-A-CB (Split System: Heat Pump with Remote Outdoor Unit-Air-Source) | 288BNV037*0**A* | ADP |  | V,C36H175P459 | 88*TB48090C17*** | 32400 | 18 | 8.5 | 31200 | 24400 | 78.21% | 1.96 | 0 | 11.7 |  |  |  |  | R-410A | 2.7 | Residential & Commercial | USHP | Ducted CEE Tier 1
215939795 | Central HP <5.4 tons | BRYANT HEATING AND COOLING SYSTEMS | HRCU-A-CB (Split System: Heat Pump with Remote Outdoor Unit-Air-Source) | 293VAN036**AA* |  |  | CAA**6024AM*+UI | 987TA60080C21*** | 34000 | 20 | 9.5 | 34200 | 26000 | 76.02% | 2.06 | 0 | 11.7 |  |  |  |  | R-454B | 2.8333 | Residential & Commercial | USHP | Ducted CEE Tier 1
215939845 | Central HP <5.4 tons | BRYANT HEATING AND COOLING SYSTEMS | HRCU-A-CB (Split System: Heat Pump with Remote Outdoor Unit-Air-Source) | 293VAN036**AA* |  |  | CAA**6121AM*+UI | 83*CB48060C17*** | 34400 | 20.5 | 9.5 | 34400 | 26000 | 75.58% | 2.06 | 0 | 12 |  |  |  |  | R-454B | 2.8667 | Residential & Commercial | USHP | Ducted CEE Tier 1
215940195 | Central HP <5.4 tons | BRYANT HEATING AND COOLING SYSTEMS | HRCU-A-CB (Split System: Heat Pump with Remote Outdoor Unit-Air-Source) | 293VAN036**AA* |  |  | CSAH*6012AM*+UI | 83*CB48060C17*** | 34200 | 19.5 | 9 | 34200 | 26000 | 76.02% | 1.94 | 0 | 11.7 |  |  |  |  | R-454B | 2.85 | Residential & Commercial | USHP | Ducted CEE Tier 1
215940295 | Central HP <5.4 tons | BRYANT HEATING AND COOLING SYSTEMS | HRCU-A-CB (Split System: Heat Pump with Remote Outdoor Unit-Air-Source) | 293VAN036**AA* |  |  | CVAMA4421XMA*+UI | 987TA42080C17*** | 35400 | 21 | 8.5 | 38500 | 29000 | 75.32% | 2.02 | 0 | 12 |  |  |  |  | R-454B | 2.95 | Residential & Commercial | USHP | Ducted CEE Tier 1
215940645 | Central HP <5.4 tons | BRYANT HEATING AND COOLING SYSTEMS | HRCU-A-CB (Split System: Heat Pump with Remote Outdoor Unit-Air-Source) | 293VAN036**AA* |  |  | CVAVA4221XMA*+UI | 987TA42060C17*** | 34000 | 20 | 8.5 | 39500 | 28800 | 72.91% | 2.02 | 0 | 11 |  |  |  |  | R-454B | 2.8333 | Residential & Commercial | USHP | Ducted CEE Tier 1
215941115 | Central HP <5.4 tons | BRYANT HEATING AND COOLING SYSTEMS | HRCU-A-CB (Split System: Heat Pump with Remote Outdoor Unit-Air-Source) | 293VAN048**AA* |  |  | CAA**6124AM*+UI | 987TA66100C21*** | 45500 | 21.5 | 9.5 | 48500 | 36800 | 75.88% | 2 | 0 | 11 |  |  |  |  | R-454B | 3.7917 | Residential & Commercial | USHP | Ducted CEE Tier 1
206767698 | Central HP <5.4 tons | DAY & NIGHT | HRCU-A-CB (Split System: Heat Pump with Remote Outdoor Unit-Air-Source) | CVH825GKA3* |  |  | EHD4X36AAL+WALLCON | *95CSU0802120A* | 24000 | 16 | 8.1 | 21400 | 16600 | 77.57% | 1.98 | 11 | 10.5 |  |  |  |  | R-410A | 2 | Residential & Commercial | USHP | Ducted CEE Tier 1
212986326 | Central HP <5.4 tons | HEIL | HRCU-A-CB (Split System: Heat Pump with Remote Outdoor Unit-Air-Source) | DLCURAH18ABK |  |  | EA*4X30L17A* | *96MSN0401410A* | 17600 | 16 | 8.5 | 18300 | 18800 | 102.7% | 2.26 | 0 | 10.5 |  |  |  |  | R-410A | 1.4667 | Residential & Commercial | USHP | Ducted CEE Tier 1
212986674 | Central HP <5.4 tons | HEIL | HRCU-A-CB (Split System: Heat Pump with Remote Outdoor Unit-Air-Source) | DLCURAH18ABK |  |  | EA*4X24L17A* | *96MSN0401712A* | 17200 | 15.5 | 8.5 | 18300 | 19400 | 106% | 2.32 | 0 | 10 |  |  |  |  | R-410A | 1.4333 | Residential & Commercial | USHP | Ducted CEE Tier 1
216675918 | Central HP <5.4 tons | DAY & NIGHT | HRCU-A-CB (Split System: Heat Pump with Remote Outdoor Unit-Air-Source) | D5CURAH24AAK |  |  | EA*5X36M17A* | *80MS(N,L)0701716A* | 23800 | 15.5 | 8.5 | 24000 | 19400 | 80.83% | 1.92 | 0 | 9.8 |  |  |  |  | R-454B | 1.9833 | Residential & Commercial | USHP
216676337 | Central HP <5.4 tons | DAY & NIGHT | HRCU-A-CB (Split System: Heat Pump with Remote Outdoor Unit-Air-Source) | D5CURAH24AAK |  |  | EA*5X36M17A* | *80MSU0401712A* | 23800 | 15.5 | 8.5 | 24000 | 19300 | 80.42% | 1.92 | 0 | 10 |  |  |  |  | R-454B | 1.9833 | Residential & Commercial | USHP | Ducted CEE Tier 1
216677759 | Central HP <5.4 tons | DAY & NIGHT | HRCU-A-CB (Split System: Heat Pump with Remote Outdoor Unit-Air-Source) | D5CURAH24AAK |  |  | ESH5X36M12A* | *92MSN0801716A* | 24000 | 15.2 | 8.5 | 23600 | 19200 | 81.36% | 1.94 | 0 | 9.8 |  |  |  |  | R-454B | 2 | Residential & Commercial | USHP
206772717 | Central HP <5.4 tons | DAY & NIGHT | HRCU-A-CB (Split System: Heat Pump with Remote Outdoor Unit-Air-Source) | CVH837GKA2* |  |  | EHD4X42AAL+WALLCON | *80CTL0902120A* | 32400 | 16.5 | 8.1 | 33200 | 24800 | 74.7% | 1.96 | 12 | 11 |  |  |  |  | R-410A | 2.7 | Residential & Commercial | USHP | Ducted CEE Tier 1
206772960 | Central HP <5.4 tons | DAY & NIGHT | HRCU-A-CB (Split System: Heat Pump with Remote Outdoor Unit-Air-Source) | CVH837GKA2* |  |  | EHD4X48AAL+WALLCON | *97CMN1002122A* | 32600 | 17 | 8.1 | 33000 | 24800 | 75.15% | 1.98 | 12 | 11 |  |  |  |  | R-410A | 2.7167 | Residential & Commercial | USHP | Ducted CEE Tier 1
206773167 | Central HP <5.4 tons | DAY & NIGHT | HRCU-A-CB (Split System: Heat Pump with Remote Outdoor Unit-Air-Source) | CVH837GKA2* |  |  | EA*4X48L21A*+WALLCON | *80CSU1002120A* | 32200 | 17 | 8.1 | 32600 | 25000 | 76.69% | 1.96 | 11.5 | 11 |  |  |  |  | R-410A | 2.6833 | Residential & Commercial | USHP | Ducted CEE Tier 1
216570946 | Central HP <5.4 tons | TRANE | HRCU-A-CB (Split System: Heat Pump with Remote Outdoor Unit-Air-Source) | 5TWV0X36A1 |  |  | 5PX*B006AS3 | *UHMB060CCV3+LRP | 35200 | 20.2 | 9.7 | 32400 | 25200 | 77.78% | 2.1 | 0 | 12.5 |  |  |  |  | R-454B | 2.9333 | Residential & Commercial | USHP | Ducted CEE Tier 1
216570960 | Central HP <5.4 tons | TRANE | HRCU-A-CB (Split System: Heat Pump with Remote Outdoor Unit-Air-Source) | 5TWV0X36A1 |  |  | 5PX*BD06AS3 | S8V2B060M4PCB | 35000 | 19.6 | 9.4 | 33600 | 25200 | 75% | 2.1 | 0 | 12 |  |  |  |  | R-454B | 2.9167 | Residential & Commercial | USHP | Ducted CEE Tier 1
216570978 | Central HP <5.4 tons | TRANE | HRCU-A-CB (Split System: Heat Pump with Remote Outdoor Unit-Air-Source) | 5TWV0X36A1 |  |  | 5PX*C005AS3 | S8V2C080M5PCB | 34000 | 19.2 | 9.4 | 31000 | 25000 | 80.65% | 2.1 | 0 | 12 |  |  |  |  | R-454B | 2.8333 | Residential & Commercial | USHP | Ducted CEE Tier 1
204299881 | Central HP <5.4 tons | DAY & NIGHT | HRCU-A-CB (Split System: Heat Pump with Remote Outdoor Unit-Air-Source) | CVH837GKA** |  |  | EN(A,D)4X48L24**+WALLCON | *80CTL0902120A* | 32400 | 17.5 | 8.1 | 33000 | 24800 | 75.15% | 1.96 | 12 | 11.7 |  |  |  |  | R-410A | 2.7 | Residential & Commercial | USHP | Ducted CEE Tier 1
204300265 | Central HP <5.4 tons | DAY & NIGHT | HRCU-A-CB (Split System: Heat Pump with Remote Outdoor Unit-Air-Source) | CVH837GKA** |  |  | EHD4X42AAL+WALLCON | *80CTL0902120A* | 32400 | 16.5 | 8.1 | 33200 | 24800 | 74.7% | 1.96 | 12 | 11 |  |  |  |  | R-410A | 2.7 | Residential & Commercial | USHP | Ducted CEE Tier 1
215941385 | Central HP <5.4 tons | BRYANT HEATING AND COOLING SYSTEMS | HRCU-A-CB (Split System: Heat Pump with Remote Outdoor Unit-Air-Source) | 293VAN048**AA* |  |  | CVAMA6021XMA*+UI | 986TD60080C21*** | 45500 | 20.5 | 8.1 | 53000 | 38500 | 72.64% | 1.95 | 0 | 11 |  |  |  |  | R-454B | 3.7917 | Residential & Commercial | USHP | Ducted CEE Tier 1
215667295 | Central HP <5.4 tons | COMFORTMAKER | HRCU-A-CB (Split System: Heat Pump with Remote Outdoor Unit-Air-Source) | C5H0V24*K*AAA* |  |  | EA*5X25M17A*+WALLCON | *96CTN0601714B* | 23800 | 17 | 9 | 23400 | 16500 | 70.51% | 2.02 | 0 | 10.5 |  |  |  |  | R-454B | 1.9833 | Residential & Commercial | USHP | Ducted CEE Tier 1
215940915 | Central HP <5.4 tons | BRYANT HEATING AND COOLING SYSTEMS | HRCU-A-CB (Split System: Heat Pump with Remote Outdoor Unit-Air-Source) | 293VAN036**AA* |  |  | CVAVA6121XMA*+UI | 987TA42080C17*** | 35600 | 21.5 | 8.5 | 38000 | 28800 | 75.79% | 2.04 | 0 | 12 |  |  |  |  | R-454B | 2.9667 | Residential & Commercial | USHP | Ducted CEE Tier 1
215942451 | Central HP <5.4 tons | BRYANT HEATING AND COOLING SYSTEMS | HRCU-A-CB (Split System: Heat Pump with Remote Outdoor Unit-Air-Source) | 293VAN036**AA* |  |  | CVAVA6021XMA*+UI | 987MC42060C17*** | 35200 | 21 | 8.5 | 37400 | 28000 | 74.87% | 2.06 | 0 | 11.7 |  |  |  |  | R-454B | 2.9333 | Residential & Commercial | USHP | Ducted CEE Tier 1
215941315 | Central HP <5.4 tons | BRYANT HEATING AND COOLING SYSTEMS | HRCU-A-CB (Split System: Heat Pump with Remote Outdoor Unit-Air-Source) | 293VAN048**AA* |  |  | CVAMA4821XMA*+UI | 987TA66100C21*** | 44500 | 20 | 8.1 | 52000 | 38500 | 74.04% | 2 | 0 | 11 |  |  |  |  | R-454B | 3.7083 | Residential & Commercial | USHP | Ducted CEE Tier 1
215941765 | Central HP <5.4 tons | BRYANT HEATING AND COOLING SYSTEMS | HRCU-A-CB (Split System: Heat Pump with Remote Outdoor Unit-Air-Source) | 293VAN048**AA* |  |  | CVAVA6121XMA*+UI | 986TD60080C21*** | 46000 | 20.5 | 8.1 | 53500 | 38500 | 71.96% | 1.95 | 0 | 11.5 |  |  |  |  | R-454B | 3.8333 | Residential & Commercial | USHP | Ducted CEE Tier 1
214592563 | Central HP <5.4 tons | ECOER | HRCU-A-CB (Split System: Heat Pump with Remote Outdoor Unit-Air-Source) | EODA18H-4860B | ASPEN |  | D(A,C,E)36C34+TDR | MGH96M080B3A | 33000 | 17.5 | 8.8 | 35000 | 27000 | 77.14% | 2.1 | 0 | 11.7 |  |  |  |  | R-410A | 2.75 | Residential & Commercial | USHP | Ducted CEE Tier 1
216679842 | Central HP <5.4 tons | CARRIER | HRCU-A-CB (Split System: Heat Pump with Remote Outdoor Unit-Air-Source) | 38MURAQ36AB3* |  |  | CAP**3721AL* | 59TP7A080V17**16 | 36400 | 15.5 | 9 | 38500 | 34400 | 89.35% | 1.98 | 0 | 10 |  |  |  |  | R-410A | 3.0333 | Residential & Commercial | USHP | Ducted CEE Tier 1
216681096 | Central HP <5.4 tons | CARRIER | HRCU-A-CB (Split System: Heat Pump with Remote Outdoor Unit-Air-Source) | 38MURAQ36AB3* |  |  | CSPH*4212AL* | 59TP7A080V21**20 | 36400 | 15.5 | 8.5 | 38500 | 34600 | 89.87% | 1.8 | 0 | 10 |  |  |  |  | R-410A | 3.0333 | Residential & Commercial | USHP | Ducted CEE Tier 1
215666934 | Central HP <5.4 tons | COMFORTMAKER | HRCU-A-CB (Split System: Heat Pump with Remote Outdoor Unit-Air-Source) | C5H0V24*K*AAA* |  |  | EA*5X24M14A*+WALLCON | *80CTL0701412B* | 22800 | 17 | 9 | 24000 | 16900 | 70.42% | 1.94 | 0 | 10 |  |  |  |  | R-454B | 1.9 | Residential & Commercial | USHP | Ducted CEE Tier 1
213772317 | Central HP <5.4 tons | HEIL | HRCU-A-CB (Split System: Heat Pump with Remote Outdoor Unit-Air-Source) | HVH825GKA2* |  |  | EHD4X42AAL+WALLCON | *80CTL1352422B* | 24200 | 16 | 8.1 | 21400 | 16600 | 77.57% | 2 | 0 | 10.5 |  |  |  |  | R-410A | 2.0167 | Residential & Commercial | USHP | Ducted CEE Tier 1
213772367 | Central HP <5.4 tons | HEIL | HRCU-A-CB (Split System: Heat Pump with Remote Outdoor Unit-Air-Source) | HVH825GKA2* |  |  | EHD4X42AAL+WALLCON | *97CMN1202422B* | 24200 | 16 | 8.1 | 21400 | 16600 | 77.57% | 2 | 0 | 10.5 |  |  |  |  | R-410A | 2.0167 | Residential & Commercial | USHP | Ducted CEE Tier 1
215939925 | Central HP <5.4 tons | BRYANT HEATING AND COOLING SYSTEMS | HRCU-A-CB (Split System: Heat Pump with Remote Outdoor Unit-Air-Source) | 293VAN036**AA* |  |  | CAA**6124AM*+UI | 987TA66120C24*** | 34400 | 20.5 | 9.5 | 34200 | 26000 | 76.02% | 2.08 | 0 | 12 |  |  |  |  | R-454B | 2.8667 | Residential & Commercial | USHP | Ducted CEE Tier 1
215940055 | Central HP <5.4 tons | BRYANT HEATING AND COOLING SYSTEMS | HRCU-A-CB (Split System: Heat Pump with Remote Outdoor Unit-Air-Source) | 293VAN036**AA* |  |  | CSAH*4212AM*+UI | 987TA42080C17*** | 33400 | 18.5 | 9 | 35200 | 27000 | 76.7% | 1.92 | 0 | 11 |  |  |  |  | R-454B | 2.7833 | Residential & Commercial | USHP | Ducted CEE Tier 1
215940975 | Central HP <5.4 tons | BRYANT HEATING AND COOLING SYSTEMS | HRCU-A-CB (Split System: Heat Pump with Remote Outdoor Unit-Air-Source) | 293VAN048**AA* |  |  | CAA**4821AM*+UI | 987TA60080C21*** | 43500 | 20.5 | 9.5 | 48000 | 36600 | 76.25% | 1.92 | 0 | 10.5 |  |  |  |  | R-454B | 3.625 | Residential & Commercial | USHP | Ducted CEE Tier 1
215940995 | Central HP <5.4 tons | BRYANT HEATING AND COOLING SYSTEMS | HRCU-A-CB (Split System: Heat Pump with Remote Outdoor Unit-Air-Source) | 293VAN048**AA* |  |  | CAA**6024AM*+UI | 986TD60080C21*** | 44500 | 21 | 9.5 | 48500 | 36600 | 75.46% | 2 | 0 | 11 |  |  |  |  | R-454B | 3.7083 | Residential & Commercial | USHP | Ducted CEE Tier 1
215941125 | Central HP <5.4 tons | BRYANT HEATING AND COOLING SYSTEMS | HRCU-A-CB (Split System: Heat Pump with Remote Outdoor Unit-Air-Source) | 293VAN048**AA* |  |  | CAA**6124AM*+UI | 987TA66120C24*** | 45500 | 21.5 | 9.5 | 48500 | 36600 | 75.46% | 2 | 0 | 11.5 |  |  |  |  | R-454B | 3.7917 | Residential & Commercial | USHP | Ducted CEE Tier 1
215942521 | Central HP <5.4 tons | BRYANT HEATING AND COOLING SYSTEMS | HRCU-A-CB (Split System: Heat Pump with Remote Outdoor Unit-Air-Source) | 293VAN036**AA* |  |  | CVAVA6121XMA*+UI | 987MC60080C21*** | 35800 | 22 | 8.5 | 37400 | 28200 | 75.4% | 2.04 | 0 | 12.5 |  |  |  |  | R-454B | 2.9833 | Residential & Commercial | USHP | Ducted CEE Tier 1
216676440 | Central HP <5.4 tons | DAY & NIGHT | HRCU-A-CB (Split System: Heat Pump with Remote Outdoor Unit-Air-Source) | D5CURAH24AAK |  |  | EA*5X37M17A* | *80MSU0601716A* | 24800 | 16 | 9 | 23600 | 19200 | 81.36% | 2.06 | 0 | 10 |  |  |  |  | R-454B | 2.0667 | Residential & Commercial | USHP | Ducted CEE Tier 1
216676592 | Central HP <5.4 tons | DAY & NIGHT | HRCU-A-CB (Split System: Heat Pump with Remote Outdoor Unit-Air-Source) | D5CURAH24AAK |  |  | EA*5X25M17A* | *80VTL0451412B* | 24200 | 15.5 | 8.5 | 23200 | 19100 | 82.33% | 1.94 | 0 | 10 |  |  |  |  | R-454B | 2.0167 | Residential & Commercial | USHP | Ducted CEE Tier 1
214389417 | Central HP <5.4 tons | CARRIER | HRCU-A-CB (Split System: Heat Pump with Remote Outdoor Unit-Air-Source) | 25VNA436A*031* |  |  | CNPV*4221AL*+UI | 59TN6C060C17**14 | 32600 | 18.5 | 9 | 38000 | 26800 | 70.53% | 1.96 | 0 | 11.5 |  |  |  |  | R-410A | 2.7167 | Residential & Commercial | USHP | Ducted CEE Tier 1
213080872 | Central HP <5.4 tons | CARRIER | HRCU-A-CB (Split System: Heat Pump with Remote Outdoor Unit-Air-Source) | 38MURAQ36AB3* |  |  | CNPV*4824AL* | 59SU5B080M21**20 | 35800 | 16.5 | 8.1 | 38500 | 35000 | 90.91% | 2 | 0 | 10 |  |  |  |  | R-410A | 2.9833 | Residential & Commercial | USHP | Ducted CEE Tier 1
215941605 | Central HP <5.4 tons | BRYANT HEATING AND COOLING SYSTEMS | HRCU-A-CB (Split System: Heat Pump with Remote Outdoor Unit-Air-Source) | 293VAN048**AA* |  |  | CVAVA4824XMA*+UI | 987TA66100C21*** | 44500 | 20 | 8.1 | 52000 | 38000 | 73.08% | 1.9 | 0 | 11 |  |  |  |  | R-454B | 3.7083 | Residential & Commercial | USHP | Ducted CEE Tier 1
215941655 | Central HP <5.4 tons | BRYANT HEATING AND COOLING SYSTEMS | HRCU-A-CB (Split System: Heat Pump with Remote Outdoor Unit-Air-Source) | 293VAN048**AA* |  |  | CVAVA4924XMA*+UI | 987TA66120C24*** | 45500 | 20.5 | 8.1 | 52500 | 38000 | 72.38% | 1.95 | 0 | 11.5 |  |  |  |  | R-454B | 3.7917 | Residential & Commercial | USHP | Ducted CEE Tier 1
216571110 | Central HP <5.4 tons | TRANE | HRCU-A-CB (Split System: Heat Pump with Remote Outdoor Unit-Air-Source) | 5TWV0X48A1 |  |  | 5PX*D010AS3 | *UHMD120CCV5+LRP | 45000 | 20 | 9.7 | 46500 | 33400 | 71.83% | 2.1 | 0 | 12 |  |  |  |  | R-454B | 3.75 | Residential & Commercial | USHP | Ducted CEE Tier 1
216571128 | Central HP <5.4 tons | TRANE | HRCU-A-CB (Split System: Heat Pump with Remote Outdoor Unit-Air-Source) | 5TWV0X48A1 |  |  | 5TXCC009AS3 | *UHMC100CCV4+LRP | 45000 | 20 | 9.7 | 46500 | 33600 | 72.26% | 2.1 | 0 | 12 |  |  |  |  | R-454B | 3.75 | Residential & Commercial | USHP | Ducted CEE Tier 1
216794696 | Central HP <5.4 tons | TRANE | HRCU-A-CB (Split System: Heat Pump with Remote Outdoor Unit-Air-Source) | 5TWV0X24A1 | ASPEN |  | D(A,C,E)30A4J+TDR | *UHMB060CCV3+LRP | 19600 | 22 | 10 | 22000 | 21600 | 98.18% | 2.91 | 0 | 11.2 |  |  |  |  | R-454B | 1.6333 | Residential & Commercial | USHP | Ducted CEE Tier 1
216797050 | Central HP <5.4 tons | TRANE | HRCU-A-CB (Split System: Heat Pump with Remote Outdoor Unit-Air-Source) | 5TWV8X24A1 | ASPEN |  | D(A,C,E)30A4J+TDR | *UHMB060CCV3+LRP | 20600 | 18 | 8.5 | 24200 | 24200 | 100% | 3.03 | 0 | 11 |  |  |  |  | R-454B | 1.7167 | Residential & Commercial | USHP | Ducted CEE Tier 1
215939655 | Central HP <5.4 tons | BRYANT HEATING AND COOLING SYSTEMS | HRCU-A-CB (Split System: Heat Pump with Remote Outdoor Unit-Air-Source) | 293VAN036**AA* |  |  | CAA**4221AM*+UI | 83*CB36040C17*** | 32800 | 20 | 9.5 | 34800 | 26600 | 76.44% | 2.02 | 0 | 11.5 |  |  |  |  | R-454B | 2.7333 | Residential & Commercial | USHP | Ducted CEE Tier 1
215939775 | Central HP <5.4 tons | BRYANT HEATING AND COOLING SYSTEMS | HRCU-A-CB (Split System: Heat Pump with Remote Outdoor Unit-Air-Source) | 293VAN036**AA* |  |  | CAA**4821AM*+UI | 987TA66100C21*** | 33400 | 20 | 9.5 | 34400 | 26200 | 76.16% | 2.04 | 0 | 11.7 |  |  |  |  | R-454B | 2.7833 | Residential & Commercial | USHP | Ducted CEE Tier 1
215939905 | Central HP <5.4 tons | BRYANT HEATING AND COOLING SYSTEMS | HRCU-A-CB (Split System: Heat Pump with Remote Outdoor Unit-Air-Source) | 293VAN036**AA* |  |  | CAA**6124AM*+UI | 987TA60080C21*** | 34400 | 20.5 | 9.5 | 34400 | 26000 | 75.58% | 2.06 | 0 | 12 |  |  |  |  | R-454B | 2.8667 | Residential & Commercial | USHP | Ducted CEE Tier 1
215940375 | Central HP <5.4 tons | BRYANT HEATING AND COOLING SYSTEMS | HRCU-A-CB (Split System: Heat Pump with Remote Outdoor Unit-Air-Source) | 293VAN036**AA* |  |  | CVAMA4921XMA*+UI | 987TA60080C21*** | 35600 | 21.5 | 8.5 | 38000 | 28600 | 75.26% | 2.04 | 0 | 12 |  |  |  |  | R-454B | 2.9667 | Residential & Commercial | USHP | Ducted CEE Tier 1
215940575 | Central HP <5.4 tons | BRYANT HEATING AND COOLING SYSTEMS | HRCU-A-CB (Split System: Heat Pump with Remote Outdoor Unit-Air-Source) | 293VAN036**AA* |  |  | CVAVA3817XMA*+UI | 83*CB36040C17*** | 35600 | 22 | 8.5 | 38000 | 28600 | 75.26% | 2.04 | 0 | 12.5 |  |  |  |  | R-454B | 2.9667 | Residential & Commercial | USHP | Ducted CEE Tier 1
216679878 | Central HP <5.4 tons | CARRIER | HRCU-A-CB (Split System: Heat Pump with Remote Outdoor Unit-Air-Source) | 38MURAQ36AB3* |  |  | CAP**4821AL* | 59TP7A080V17**16 | 35400 | 16 | 8.5 | 37400 | 34200 | 91.44% | 1.94 | 0 | 9.5 |  |  |  |  | R-410A | 2.95 | Residential & Commercial | USHP
216681030 | Central HP <5.4 tons | CARRIER | HRCU-A-CB (Split System: Heat Pump with Remote Outdoor Unit-Air-Source) | 38MURAQ36AB3* |  |  | CAP**4221AL* | 59TP7A080V21**20 | 35600 | 16 | 8.5 | 38500 | 34600 | 89.87% | 1.75 | 0 | 10 |  |  |  |  | R-410A | 2.9667 | Residential & Commercial | USHP | Ducted CEE Tier 1
216676276 | Central HP <5.4 tons | DAY & NIGHT | HRCU-A-CB (Split System: Heat Pump with Remote Outdoor Unit-Air-Source) | D5CURAH24AAK |  |  | EA*5X37M17A* | *80VSL0701716B* | 24800 | 15.5 | 9 | 23600 | 19300 | 81.78% | 2.04 | 0 | 10 |  |  |  |  | R-454B | 2.0667 | Residential & Commercial | USHP | Ducted CEE Tier 1
216676533 | Central HP <5.4 tons | DAY & NIGHT | HRCU-A-CB (Split System: Heat Pump with Remote Outdoor Unit-Air-Source) | D5CURAH24AAK |  |  | ESH5X36M12A* | *80MS(N,L)0701712A* | 23800 | 15.2 | 8.5 | 23600 | 19200 | 81.36% | 1.94 | 0 | 9.8 |  |  |  |  | R-454B | 1.9833 | Residential & Commercial | USHP
216676769 | Central HP <5.4 tons | DAY & NIGHT | HRCU-A-CB (Split System: Heat Pump with Remote Outdoor Unit-Air-Source) | D5CURAH24AAK |  |  | ESH5X30M12A* | *80MSU0601716A* | 24200 | 15.2 | 8.5 | 24400 | 19500 | 79.92% | 1.92 | 0 | 9.8 |  |  |  |  | R-454B | 2.0167 | Residential & Commercial | USHP
207436602 | Central HP <5.4 tons | LENNOX | HRCU-A-CB (Split System: Heat Pump with Remote Outdoor Unit-Air-Source) | SL25XPV-048-230A** |  |  | CX35-60C+TDR | EL296UH090XV60C* | 45500 | 20 | 9.5 | 44000 | 36200 | 82.27% | 1.9 | 12.5 | 12.2 |  |  |  |  | R-410A | 3.7917 | Residential & Commercial | USHP | Ducted CEE Tier 1
207436604 | Central HP <5.4 tons | LENNOX | HRCU-A-CB (Split System: Heat Pump with Remote Outdoor Unit-Air-Source) | SL25XPV-048-230A** |  |  | CX35-60C+TDR | EL296UH110XV60C* | 46000 | 20 | 9.5 | 44000 | 36200 | 82.27% | 1.92 | 12.5 | 12.5 |  |  |  |  | R-410A | 3.8333 | Residential & Commercial | USHP | Ducted CEE Tier 1
216571062 | Central HP <5.4 tons | TRANE | HRCU-A-CB (Split System: Heat Pump with Remote Outdoor Unit-Air-Source) | 5TWV0X36A1 |  |  | 5TXCC007AS3 | S8V2C100M5PCB | 35400 | 20 | 10 | 32200 | 25000 | 77.64% | 2.1 | 0 | 12.5 |  |  |  |  | R-454B | 2.95 | Residential & Commercial | USHP | Ducted CEE Tier 1
216676216 | Central HP <5.4 tons | DAY & NIGHT | HRCU-A-CB (Split System: Heat Pump with Remote Outdoor Unit-Air-Source) | D5CURAH24AAK |  |  | EA*5X36M17A* | *80VSL0701412B* | 23800 | 15.5 | 8.5 | 24000 | 19400 | 80.83% | 1.92 | 0 | 10 |  |  |  |  | R-454B | 1.9833 | Residential & Commercial | USHP | Ducted CEE Tier 1
215667855 | Central HP <5.4 tons | COMFORTMAKER | HRCU-A-CB (Split System: Heat Pump with Remote Outdoor Unit-Air-Source) | C5H0V24*K*AAA* |  |  | EA*5X37M21A*+WALLCON | *80CTL0901716B* | 24000 | 17.5 | 9 | 23200 | 16300 | 70.26% | 2.02 | 0 | 10.5 |  |  |  |  | R-454B | 2 | Residential & Commercial | USHP | Ducted CEE Tier 1
216676021 | Central HP <5.4 tons | DAY & NIGHT | HRCU-A-CB (Split System: Heat Pump with Remote Outdoor Unit-Air-Source) | D5CURAH24AAK |  |  | EA*5X25M17A* | *80MS(N,L)0901714A* | 24400 | 15.5 | 8.5 | 23200 | 19100 | 82.33% | 1.96 | 0 | 10 |  |  |  |  | R-454B | 2.0333 | Residential & Commercial | USHP | Ducted CEE Tier 1
216676055 | Central HP <5.4 tons | DAY & NIGHT | HRCU-A-CB (Split System: Heat Pump with Remote Outdoor Unit-Air-Source) | D5CURAH24AAK |  |  | ESH5X36M12A* | *80MS(N,L)0902116A* | 24200 | 15.2 | 8.5 | 23800 | 19300 | 81.09% | 1.92 | 0 | 10 |  |  |  |  | R-454B | 2.0167 | Residential & Commercial | USHP | Ducted CEE Tier 1
216676186 | Central HP <5.4 tons | DAY & NIGHT | HRCU-A-CB (Split System: Heat Pump with Remote Outdoor Unit-Air-Source) | D5CURAH24AAK |  |  | EA*5X24M17A* | *80VSL0701412B* | 23400 | 15.5 | 9 | 24800 | 19600 | 79.03% | 1.98 | 0 | 9.8 |  |  |  |  | R-454B | 1.95 | Residential & Commercial | USHP
213076330 | Central HP <5.4 tons | HEIL | HRCU-A-CB (Split System: Heat Pump with Remote Outdoor Unit-Air-Source) | DLCURAH36ABK |  |  | EN(A,D,W)4X48L21** | *95MSU1002122A* | 36200 | 16.5 | 8.1 | 38500 | 35000 | 90.91% | 2.02 | 0 | 10.5 |  |  |  |  | R-410A | 3.0167 | Residential & Commercial | USHP | Ducted CEE Tier 1
213076514 | Central HP <5.4 tons | HEIL | HRCU-A-CB (Split System: Heat Pump with Remote Outdoor Unit-Air-Source) | DLCURAH36ABK |  |  | EA*4X42L21A* | *80VTL0701716B* | 35000 | 16 | 8.1 | 38500 | 35000 | 90.91% | 1.86 | 0 | 9.5 |  |  |  |  | R-410A | 2.9167 | Residential & Commercial | USHP
214271727 | Central HP <5.4 tons | CARRIER | HRCU-A-CB (Split System: Heat Pump with Remote Outdoor Unit-Air-Source) | 25VNA448A*031* | ADP |  | PL48H175P159 | 58TN*B070C17**16 | 43500 | 20 | 9 | 44500 | 36200 | 81.35% | 2.3 | 0 | 10.5 |  |  |  |  | R-410A | 3.625 | Residential & Commercial | USHP | Ducted CEE Tier 1
215941185 | Central HP <5.4 tons | BRYANT HEATING AND COOLING SYSTEMS | HRCU-A-CB (Split System: Heat Pump with Remote Outdoor Unit-Air-Source) | 293VAN048**AA* |  |  | CSAH*4812AM*+UI | 987TA66100C21*** | 44000 | 20 | 9 | 48500 | 36400 | 75.05% | 1.82 | 0 | 10.5 |  |  |  |  | R-454B | 3.6667 | Residential & Commercial | USHP | Ducted CEE Tier 1
205750704 | Central HP <5.4 tons | AIRQUEST | HRCU-A-CB (Split System: Heat Pump with Remote Outdoor Unit-Air-Source) | HVH825GKA2* |  |  | EA*4X37L21A*+WALLCON | *97CMN1002122A* | 24400 | 16.5 | 8.5 | 21200 | 16600 | 78.3% | 2.04 | 11 | 11 |  |  |  |  | R-410A | 2.0333 | Residential & Commercial | USHP | Ducted CEE Tier 1
216678822 | Central HP <5.4 tons | CARRIER | HRCU-A-CB (Split System: Heat Pump with Remote Outdoor Unit-Air-Source) | 38MURAQ36AB3* |  |  | CNPV*4821AL* | 59TP7A060V17**16 | 35800 | 15.5 | 8.5 | 38500 | 34600 | 89.87% | 1.8 | 0 | 10 |  |  |  |  | R-410A | 2.9833 | Residential & Commercial | USHP | Ducted CEE Tier 1
214437571 | Central HP <5.4 tons | LUXAIRE | HRCU-A-CB (Split System: Heat Pump with Remote Outdoor Unit-Air-Source) | HMH72B341 | ASPEN |  | D(A,C,E)42D34+TDR | TM9V080C16MP12 | 33200 | 17.5 | 8.5 | 33800 | 27400 | 81.07% | 2.66 | 0 | 10 |  |  |  |  | R-410A | 2.7667 | Residential & Commercial | USHP | Ducted CEE Tier 1
215667831 | Central HP <5.4 tons | COMFORTMAKER | HRCU-A-CB (Split System: Heat Pump with Remote Outdoor Unit-Air-Source) | C5H0V24*K*AAA* |  |  | EA*5X37M21A*+WALLCON | *80CTL0451712B* | 23800 | 17 | 9 | 23400 | 16500 | 70.51% | 2 | 0 | 10.5 |  |  |  |  | R-454B | 1.9833 | Residential & Commercial | USHP | Ducted CEE Tier 1
215940675 | Central HP <5.4 tons | BRYANT HEATING AND COOLING SYSTEMS | HRCU-A-CB (Split System: Heat Pump with Remote Outdoor Unit-Air-Source) | 293VAN036**AA* |  |  | CVAVA4221XMA*+UI | 987TA66100C21*** | 34400 | 21 | 8.5 | 38500 | 28000 | 72.73% | 2.06 | 0 | 12 |  |  |  |  | R-454B | 2.8667 | Residential & Commercial | USHP | Ducted CEE Tier 1
215941075 | Central HP <5.4 tons | BRYANT HEATING AND COOLING SYSTEMS | HRCU-A-CB (Split System: Heat Pump with Remote Outdoor Unit-Air-Source) | 293VAN048**AA* |  |  | CAA**6121AM*+UI | 987TA60080C21*** | 45000 | 21 | 9.5 | 48500 | 37000 | 76.29% | 2 | 0 | 11 |  |  |  |  | R-454B | 3.75 | Residential & Commercial | USHP | Ducted CEE Tier 1
216683204 | Central HP <5.4 tons | CARRIER | HRCU-A-CB (Split System: Heat Pump with Remote Outdoor Unit-Air-Source) | 38MURAQ36AB3* |  |  | CSPH*4212AL* | 59TP7A120V24**22 | 35800 | 15.5 | 8.5 | 38500 | 34400 | 89.35% | 1.82 | 0 | 9.8 |  |  |  |  | R-410A | 2.9833 | Residential & Commercial | USHP
215940725 | Central HP <5.4 tons | BRYANT HEATING AND COOLING SYSTEMS | HRCU-A-CB (Split System: Heat Pump with Remote Outdoor Unit-Air-Source) | 293VAN036**AA* |  |  | CVAVA4824XMA*+UI | 986TD60080C21*** | 35000 | 21 | 8.5 | 38500 | 28400 | 73.77% | 2.04 | 0 | 12 |  |  |  |  | R-454B | 2.9167 | Residential & Commercial | USHP | Ducted CEE Tier 1
206765515 | Central HP <5.4 tons | DAY & NIGHT | HRCU-A-CB (Split System: Heat Pump with Remote Outdoor Unit-Air-Source) | CVH825GKA3* |  |  | EA*4X25L17A*+WALLCON | *96CTN0601714A* | 24200 | 16.5 | 8.1 | 21400 | 16700 | 78.04% | 2 | 11 | 11 |  |  |  |  | R-410A | 2.0167 | Residential & Commercial | USHP | Ducted CEE Tier 1
206765524 | Central HP <5.4 tons | DAY & NIGHT | HRCU-A-CB (Split System: Heat Pump with Remote Outdoor Unit-Air-Source) | CVH825GKA3* |  |  | EA*4X25L17A*+WALLCON | *96CTN0801714A* | 24200 | 16.5 | 8.1 | 21400 | 16700 | 78.04% | 2 | 11 | 11 |  |  |  |  | R-410A | 2.0167 | Residential & Commercial | USHP | Ducted CEE Tier 1
206765731 | Central HP <5.4 tons | DAY & NIGHT | HRCU-A-CB (Split System: Heat Pump with Remote Outdoor Unit-Air-Source) | CVH825GKA3* |  |  | EA*4X36L21A*+WALLCON | *80CTL0701716A* | 23600 | 16.5 | 8.1 | 21400 | 16600 | 77.57% | 1.94 | 11 | 11 |  |  |  |  | R-410A | 1.9667 | Residential & Commercial | USHP | Ducted CEE Tier 1
206765992 | Central HP <5.4 tons | DAY & NIGHT | HRCU-A-CB (Split System: Heat Pump with Remote Outdoor Unit-Air-Source) | CVH825GKA3* |  |  | EA*4X37L21A*+WALLCON | *97CMN0801714A* | 24400 | 16.5 | 8.1 | 21200 | 16700 | 78.77% | 2.02 | 11 | 11 |  |  |  |  | R-410A | 2.0333 | Residential & Commercial | USHP | Ducted CEE Tier 1
213772714 | Central HP <5.4 tons | TEMPSTAR | HRCU-A-CB (Split System: Heat Pump with Remote Outdoor Unit-Air-Source) | TVH825GKA3* |  |  | EA*4X24L17A*+WALLCON | *96CTN0801714B* | 23200 | 16 | 8.1 | 22200 | 16800 | 75.68% | 1.88 | 0 | 10.5 |  |  |  |  | R-410A | 1.9333 | Residential & Commercial | USHP | Ducted CEE Tier 1
216738373 | Central HP <5.4 tons | TEMPSTAR | HRCU-A-CB (Split System: Heat Pump with Remote Outdoor Unit-Air-Source) | D5CUHAH24AAK |  |  | ESH5X36M12A* | *95CSU0601716B* | 22600 | 16 | 8.1 | 20800 | 18500 | 88.94% | 1.85 | 0 | 11 |  |  |  |  | R-454B | 1.8833 | Residential & Commercial | USHP | Ducted CEE Tier 1
216738827 | Central HP <5.4 tons | TEMPSTAR | HRCU-A-CB (Split System: Heat Pump with Remote Outdoor Unit-Air-Source) | D5CUHAH24AAK |  |  | ESH5X36M12A* | *96VTN0601412B* | 22600 | 16 | 8.1 | 20800 | 18500 | 88.94% | 1.85 | 0 | 11 |  |  |  |  | R-454B | 1.8833 | Residential & Commercial | USHP | Ducted CEE Tier 1
206766867 | Central HP <5.4 tons | DAY & NIGHT | HRCU-A-CB (Split System: Heat Pump with Remote Outdoor Unit-Air-Source) | CVH825GKA3* |  |  | EHD4X30AAL+WALLCON | *80CTL0701412A* | 23800 | 16 | 8.1 | 21800 | 16700 | 76.61% | 1.98 | 11 | 10.5 |  |  |  |  | R-410A | 1.9833 | Residential & Commercial | USHP | Ducted CEE Tier 1
206767128 | Central HP <5.4 tons | DAY & NIGHT | HRCU-A-CB (Split System: Heat Pump with Remote Outdoor Unit-Air-Source) | CVH825GKA3* |  |  | EA*4X36L17A*+WALLCON | *80CSU0401712A* | 23600 | 16.5 | 8.1 | 21400 | 16600 | 77.57% | 1.94 | 11 | 10.5 |  |  |  |  | R-410A | 1.9667 | Residential & Commercial | USHP | Ducted CEE Tier 1
215934476 | Central HP <5.4 tons | HEIL | HRCU-A-CB (Split System: Heat Pump with Remote Outdoor Unit-Air-Source) | H5H3V48*K*AAA* |  |  | ESH5X48M12A*+WALLCON | *80CTL1352422B* | 44500 | 20.5 | 9 | 48500 | 36400 | 75.05% | 1.82 | 0 | 11 |  |  |  |  | R-454B | 3.7083 | Residential & Commercial | USHP | Ducted CEE Tier 1
216796561 | Central HP <5.4 tons | TRANE | HRCU-A-CB (Split System: Heat Pump with Remote Outdoor Unit-Air-Source) | 5TWR5036A1 | ASPEN |  | D(A,C,E)36C3J+TDR | S8X2C080M5PSC | 31200 | 15.2 | 8.5 | 31200 | 22200 | 71.15% | 3 | 0 | 12 |  |  |  |  | R-454B | 2.6 | Residential & Commercial | USHP | Ducted CEE Tier 1
215942591 | Central HP <5.4 tons | BRYANT HEATING AND COOLING SYSTEMS | HRCU-A-CB (Split System: Heat Pump with Remote Outdoor Unit-Air-Source) | 293VAN048**AA* |  |  | CVAVA6121XMA*+UI | 986TD42080C17*** | 44500 | 20 | 8.1 | 54000 | 37800 | 70% | 1.95 | 0 | 11.5 |  |  |  |  | R-454B | 3.7083 | Residential & Commercial | USHP | Ducted CEE Tier 1
215731820 | Central HP <5.4 tons | YORK | HRCU-A-CB (Split System: Heat Pump with Remote Outdoor Unit-Air-Source) | HH836E2S11 | ADP |  | H,YG48*36+TXV-BLEED | TM9V060B12MP12 | 32600 | 17 | 8.5 | 29000 | 24800 | 85.52% | 2 | 0 | 11 |  |  |  |  | R-454B | 2.7167 | Residential & Commercial | USHP | Ducted CEE Tier 1
214776518 | Central HP <5.4 tons | YORK | HRCU-A-CB (Split System: Heat Pump with Remote Outdoor Unit-Air-Source) | HH860E2S11 | ADP |  | CV602D*A+TXV | TM9E100C16MP12 | 44500 | 18 | 8.5 | 44000 | 34000 | 77.27% | 2 | 0 | 11 |  |  |  |  | R-454B | 3.7083 | Residential & Commercial | USHP | Ducted CEE Tier 1
213772764 | Central HP <5.4 tons | TEMPSTAR | HRCU-A-CB (Split System: Heat Pump with Remote Outdoor Unit-Air-Source) | TVH825GKA3* |  |  | EA*4X25L17A*+WALLCON | *95CSU0601716B* | 24200 | 16.5 | 8.1 | 21400 | 16700 | 78.04% | 2 | 0 | 10.5 |  |  |  |  | R-410A | 2.0167 | Residential & Commercial | USHP | Ducted CEE Tier 1
206765427 | Central HP <5.4 tons | DAY & NIGHT | HRCU-A-CB (Split System: Heat Pump with Remote Outdoor Unit-Air-Source) | CVH825GKA3* |  |  | EA*4X24L17A*+WALLCON | *80CTL0701716A* | 23200 | 16.5 | 8.1 | 22000 | 16800 | 76.36% | 1.9 | 11 | 10.5 |  |  |  |  | R-410A | 1.9333 | Residential & Commercial | USHP | Ducted CEE Tier 1
206765542 | Central HP <5.4 tons | DAY & NIGHT | HRCU-A-CB (Split System: Heat Pump with Remote Outdoor Unit-Air-Source) | CVH825GKA3* |  |  | EA*4X25L17A*+WALLCON | *97CMN0801714A* | 24200 | 16.5 | 8.1 | 21400 | 16700 | 78.04% | 2 | 11 | 11 |  |  |  |  | R-410A | 2.0167 | Residential & Commercial | USHP | Ducted CEE Tier 1
206765578 | Central HP <5.4 tons | DAY & NIGHT | HRCU-A-CB (Split System: Heat Pump with Remote Outdoor Unit-Air-Source) | CVH825GKA3* |  |  | EA*4X30L17A*+WALLCON | *80CTL0451712A* | 23400 | 16 | 8.1 | 21600 | 16800 | 77.78% | 1.9 | 11 | 10.5 |  |  |  |  | R-410A | 1.95 | Residential & Commercial | USHP | Ducted CEE Tier 1
206765695 | Central HP <5.4 tons | DAY & NIGHT | HRCU-A-CB (Split System: Heat Pump with Remote Outdoor Unit-Air-Source) | CVH825GKA3* |  |  | EA*4X36L17A*+WALLCON | *97CMN0801714A* | 23400 | 16.5 | 8.1 | 21600 | 16700 | 77.31% | 1.92 | 11 | 10.5 |  |  |  |  | R-410A | 1.95 | Residential & Commercial | USHP | Ducted CEE Tier 1
216794326 | Central HP <5.4 tons | TRANE | HRCU-A-CB (Split System: Heat Pump with Remote Outdoor Unit-Air-Source) | 5TWV0X24A1 | ASPEN |  | D(A,C,E)36C3J+TDR | S9V2B080D4VSB+LRP | 20000 | 20.6 | 9.5 | 23200 | 22000 | 94.83% | 2.93 | 0 | 11.2 |  |  |  |  | R-454B | 1.6667 | Residential & Commercial | USHP | Ducted CEE Tier 1
204459408 | Central HP <5.4 tons | DAY & NIGHT | HRCU-A-CB (Split System: Heat Pump with Remote Outdoor Unit-Air-Source) | CVH825GKA2* |  |  | EHD4X36AAL+WALLCON | *80CTL0701412A* | 24000 | 16.5 | 8.1 | 21400 | 16600 | 77.57% | 2 | 11.5 | 11 |  |  |  |  | R-410A | 2 | Residential & Commercial | USHP | Ducted CEE Tier 1
206133360 | Central HP <5.4 tons | DAY & NIGHT | HRCU-A-CB (Split System: Heat Pump with Remote Outdoor Unit-Air-Source) | CVH825GKA2* |  |  | EA*4X36L17A*+WALLCON | *80CSU0401712A* | 23600 | 16.5 | 8.1 | 21400 | 16600 | 77.57% | 1.94 | 11 | 10.5 |  |  |  |  | R-410A | 1.9667 | Residential & Commercial | USHP | Ducted CEE Tier 1
206771912 | Central HP <5.4 tons | AIRQUEST | HRCU-A-CB (Split System: Heat Pump with Remote Outdoor Unit-Air-Source) | HVH837GKA2* |  |  | EA*4X48L24A*+WALLCON | *96CTN1202422A* | 32400 | 17.5 | 8.5 | 32400 | 24800 | 76.54% | 2 | 12 | 11.7 |  |  |  |  | R-410A | 2.7 | Residential & Commercial | USHP | Ducted CEE Tier 1
215669387 | Central HP <5.4 tons | COMFORTMAKER | HRCU-A-CB (Split System: Heat Pump with Remote Outdoor Unit-Air-Source) | C5H0V36*K*AAA* |  |  | EA*5X60M24A*+WALLCON | *97CMN1002122B* | 34400 | 18 | 9 | 34200 | 24800 | 72.51% | 1.9 | 0 | 10.5 |  |  |  |  | R-454B | 2.8667 | Residential & Commercial | USHP | Ducted CEE Tier 1
204300245 | Central HP <5.4 tons | DAY & NIGHT | HRCU-A-CB (Split System: Heat Pump with Remote Outdoor Unit-Air-Source) | CVH837GKA** |  |  | EHD4X42AAL+WALLCON | *80CTL0701716A* | 32400 | 16.5 | 8.1 | 33200 | 25000 | 75.3% | 1.94 | 11.5 | 11 |  |  |  |  | R-410A | 2.7 | Residential & Commercial | USHP | Ducted CEE Tier 1
204300395 | Central HP <5.4 tons | DAY & NIGHT | HRCU-A-CB (Split System: Heat Pump with Remote Outdoor Unit-Air-Source) | CVH837GKA** |  |  | EHD4X42AAL+WALLCON | *80CTL0901716A* | 32600 | 17 | 8.1 | 33000 | 24800 | 75.15% | 1.96 | 12 | 11 |  |  |  |  | R-410A | 2.7167 | Residential & Commercial | USHP | Ducted CEE Tier 1
215669247 | Central HP <5.4 tons | COMFORTMAKER | HRCU-A-CB (Split System: Heat Pump with Remote Outdoor Unit-Air-Source) | C5H0V36*K*AAA* |  |  | EA*5X48M21A*+WALLCON | *97CMN0802120B* | 33800 | 18 | 9 | 35000 | 25000 | 71.43% | 1.88 | 0 | 10 |  |  |  |  | R-454B | 2.8167 | Residential & Commercial | USHP | Ducted CEE Tier 1
204298921 | Central HP <5.4 tons | DAY & NIGHT | HRCU-A-CB (Split System: Heat Pump with Remote Outdoor Unit-Air-Source) | CVH837GKA** |  |  | EA*4X42L21A*+WALLCON | *80CTL0701716A* | 31800 | 17 | 8.1 | 33200 | 24600 | 74.1% | 1.88 | 11 | 11 |  |  |  |  | R-410A | 2.65 | Residential & Commercial | USHP | Ducted CEE Tier 1
204299071 | Central HP <5.4 tons | DAY & NIGHT | HRCU-A-CB (Split System: Heat Pump with Remote Outdoor Unit-Air-Source) | CVH837GKA** |  |  | EA*4X42L24A*+WALLCON | *80CTL0902120A* | 31800 | 17.5 | 8.1 | 33200 | 24400 | 73.49% | 1.9 | 11 | 11.5 |  |  |  |  | R-410A | 2.65 | Residential & Commercial | USHP | Ducted CEE Tier 1
213772567 | Central HP <5.4 tons | HEIL | HRCU-A-CB (Split System: Heat Pump with Remote Outdoor Unit-Air-Source) | HVH825GKA2* |  |  | EHD4X48AAL+WALLCON | *96CTN0801714B* | 24200 | 16 | 8.1 | 21400 | 16600 | 77.57% | 2.02 | 0 | 10.5 |  |  |  |  | R-410A | 2.0167 | Residential & Commercial | USHP | Ducted CEE Tier 1
216675826 | Central HP <5.4 tons | DAY & NIGHT | HRCU-A-CB (Split System: Heat Pump with Remote Outdoor Unit-Air-Source) | D5CURAH24AAK |  |  | EA*5X25M17A* | *80MS(N,L)0701412A* | 24400 | 16 | 8.5 | 23200 | 19100 | 82.33% | 1.96 | 0 | 10 |  |  |  |  | R-454B | 2.0333 | Residential & Commercial | USHP | Ducted CEE Tier 1
204456884 | Central HP <5.4 tons | DAY & NIGHT | HRCU-A-CB (Split System: Heat Pump with Remote Outdoor Unit-Air-Source) | CVH825GKA2* |  |  | EA*4X37L17A*+WALLCON | *80CTL0901716A* | 24200 | 17 | 8.1 | 21400 | 16600 | 77.57% | 2.02 | 11 | 11 |  |  |  |  | R-410A | 2.0167 | Residential & Commercial | USHP | Ducted CEE Tier 1
205750731 | Central HP <5.4 tons | DAY & NIGHT | HRCU-A-CB (Split System: Heat Pump with Remote Outdoor Unit-Air-Source) | CVH825GKA2* |  |  | EA*4X37L21A*+WALLCON | *80CTL0901716A* | 24600 | 17.5 | 8.5 | 21000 | 16500 | 78.57% | 2.04 | 12 | 11.7 |  |  |  |  | R-410A | 2.05 | Residential & Commercial | USHP | Ducted CEE Tier 1
206135970 | Central HP <5.4 tons | DAY & NIGHT | HRCU-A-CB (Split System: Heat Pump with Remote Outdoor Unit-Air-Source) | CVH837GKA** |  |  | EHD4X42AAL+WALLCON | *80CSU0401712A* | 32400 | 16.5 | 8.1 | 33200 | 24800 | 74.7% | 1.94 | 11.5 | 11 |  |  |  |  | R-410A | 2.7 | Residential & Commercial | USHP | Ducted CEE Tier 1
212977701 | Central HP <5.4 tons | HEIL | HRCU-A-CB (Split System: Heat Pump with Remote Outdoor Unit-Air-Source) | DLCURAH24ABK |  |  | EN(A,D,W)4X36L17** | *80MS(N,L)0451412A* | 23600 | 17 | 8.5 | 26400 | 24200 | 91.67% | 2 | 0 | 10.5 |  |  |  |  | R-410A | 1.9667 | Residential & Commercial | USHP | Ducted CEE Tier 1
205750747 | Central HP <5.4 tons | DAY & NIGHT | HRCU-A-CB (Split System: Heat Pump with Remote Outdoor Unit-Air-Source) | CVH825GKA2* |  |  | EA*4X37L21A*+WALLCON | *97CMN0602120A* | 24400 | 16.5 | 8.1 | 21200 | 16700 | 78.77% | 2.02 | 11 | 11 |  |  |  |  | R-410A | 2.0333 | Residential & Commercial | USHP | Ducted CEE Tier 1
212977569 | Central HP <5.4 tons | HEIL | HRCU-A-CB (Split System: Heat Pump with Remote Outdoor Unit-Air-Source) | DLCURAH24ABK |  |  | EA*4X24L14A* | *80MS(N,L)0451412A* | 23400 | 17 | 8.5 | 27000 | 26200 | 97.04% | 2.22 | 0 | 10 |  |  |  |  | R-410A | 1.95 | Residential & Commercial | USHP | Ducted CEE Tier 1
216797153 | Central HP <5.4 tons | TRANE | HRCU-A-CB (Split System: Heat Pump with Remote Outdoor Unit-Air-Source) | 5TWV8X48A1 | ASPEN |  | D(A,C,E)48C3J+TDR | S8V2D120M5PCB | 45000 | 18 | 8.5 | 45500 | 45500 | 100% | 2.83 | 0 | 9.8 |  |  |  |  | R-454B | 3.75 | Residential & Commercial | USHP
214066786 | Central HP <5.4 tons | FRIEDRICH | HRCU-A-CB (Split System: Heat Pump with Remote Outdoor Unit-Air-Source) | RD17AZ36AJ3N |  |  | TCFZ3621MTANM | FR801V0755A21DZ | 34200 | 17 | 8.1 | 34200 | 29400 | 85.96% | 2 | 0 | 11.7 |  |  |  |  | R-410A | 2.85 | Residential & Commercial | USHP | Ducted CEE Tier 1
214066550 | Central HP <5.4 tons | FRIEDRICH | HRCU-A-CB (Split System: Heat Pump with Remote Outdoor Unit-Air-Source) | RD17AZ36AJ3N |  |  | TCFZ3621MTANM | FR921V1005A21M4 | 34200 | 17 | 8.1 | 34200 | 29600 | 86.55% | 1.9 | 0 | 10 |  |  |  |  | R-410A | 2.85 | Residential & Commercial | USHP | Ducted CEE Tier 1
215731790 | Central HP <5.4 tons | YORK | HRCU-A-CB (Split System: Heat Pump with Remote Outdoor Unit-Air-Source) | HH860E2S11 | ADP |  | H,YG74*60+TXV | Y81E130D20SMPS1 | 54000 | 19 | 8.5 | 52500 | 39000 | 74.29% | 2 | 0 | 11.7 |  |  |  |  | R-454B | 4.5 | Residential & Commercial | USHP | Ducted CEE Tier 1
215941615 | Central HP <5.4 tons | BRYANT HEATING AND COOLING SYSTEMS | HRCU-A-CB (Split System: Heat Pump with Remote Outdoor Unit-Air-Source) | 293VAN048**AA* |  |  | CVAVA4824XMA*+UI | 987TA66120C24*** | 45000 | 20.5 | 8.1 | 52000 | 38000 | 73.08% | 1.9 | 0 | 11 |  |  |  |  | R-454B | 3.75 | Residential & Commercial | USHP | Ducted CEE Tier 1
215669637 | Central HP <5.4 tons | COMFORTMAKER | HRCU-A-CB (Split System: Heat Pump with Remote Outdoor Unit-Air-Source) | C5H0V36*K*AAA* |  |  | EA*5X61M24A*+WALLCON | *80CTL0902120B* | 35000 | 18.5 | 9 | 34400 | 24600 | 71.51% | 1.92 | 0 | 10.5 |  |  |  |  | R-454B | 2.9167 | Residential & Commercial | USHP | Ducted CEE Tier 1
213145646 | Central HP <5.4 tons | TEMPSTAR | HRCU-A-CB (Split System: Heat Pump with Remote Outdoor Unit-Air-Source) | DLCURAH24ABK | ADP |  | PL36H175P159+AEFE4B* | 0 | 24200 | 18 | 9 | 25000 | 22600 | 90.4% | 1.92 | 0 | 10.5 |  |  |  |  | R-410A | 2.0167 | Residential & Commercial | USHP | Ducted CEE Tier 1
215667474 | Central HP <5.4 tons | COMFORTMAKER | HRCU-A-CB (Split System: Heat Pump with Remote Outdoor Unit-Air-Source) | C5H0V24*K*AAA* |  |  | EA*5X30M17A*+WALLCON | *97CMN0601714B* | 23000 | 16.5 | 8.5 | 24000 | 16800 | 70% | 1.86 | 0 | 10 |  |  |  |  | R-454B | 1.9167 | Residential & Commercial | USHP | Ducted CEE Tier 1
215667807 | Central HP <5.4 tons | COMFORTMAKER | HRCU-A-CB (Split System: Heat Pump with Remote Outdoor Unit-Air-Source) | C5H0V24*K*AAA* |  |  | EA*5X37M17A*+WALLCON | *96CTN0801714B* | 23800 | 17 | 9 | 23400 | 16500 | 70.51% | 2 | 0 | 10.5 |  |  |  |  | R-454B | 1.9833 | Residential & Commercial | USHP | Ducted CEE Tier 1
204299001 | Central HP <5.4 tons | DAY & NIGHT | HRCU-A-CB (Split System: Heat Pump with Remote Outdoor Unit-Air-Source) | CVH837GKA** |  |  | EA*4X42L21A*+WALLCON | *97CMN1002122A* | 31800 | 17 | 8.1 | 33000 | 24400 | 73.94% | 1.9 | 11.5 | 11.5 |  |  |  |  | R-410A | 2.65 | Residential & Commercial | USHP | Ducted CEE Tier 1
204299751 | Central HP <5.4 tons | DAY & NIGHT | HRCU-A-CB (Split System: Heat Pump with Remote Outdoor Unit-Air-Source) | CVH837GKA** |  |  | EN(A,D,W)4X48L21**+WALLCON | *80CTL0902120A* | 32400 | 17.5 | 8.1 | 33000 | 24800 | 75.15% | 1.96 | 12 | 11.7 |  |  |  |  | R-410A | 2.7 | Residential & Commercial | USHP | Ducted CEE Tier 1
204299321 | Central HP <5.4 tons | DAY & NIGHT | HRCU-A-CB (Split System: Heat Pump with Remote Outdoor Unit-Air-Source) | CVH837GKA** |  |  | EA*4X48L21A*+WALLCON | *80CTL0901716A* | 32400 | 18 | 8.5 | 32600 | 24800 | 76.07% | 2 | 12 | 11.7 |  |  |  |  | R-410A | 2.7 | Residential & Commercial | USHP | Ducted CEE Tier 1
204300385 | Central HP <5.4 tons | DAY & NIGHT | HRCU-A-CB (Split System: Heat Pump with Remote Outdoor Unit-Air-Source) | CVH837GKA** |  |  | EHD4X42AAL+WALLCON | *80CTL0701412A* | 32400 | 17 | 8.1 | 33200 | 25000 | 75.3% | 1.94 | 11.5 | 11 |  |  |  |  | R-410A | 2.7 | Residential & Commercial | USHP | Ducted CEE Tier 1
204300435 | Central HP <5.4 tons | DAY & NIGHT | HRCU-A-CB (Split System: Heat Pump with Remote Outdoor Unit-Air-Source) | CVH837GKA** |  |  | EHD4X48AAL+WALLCON | *80CTL0701716A* | 32600 | 17 | 8.1 | 33200 | 25000 | 75.3% | 1.96 | 11.5 | 11 |  |  |  |  | R-410A | 2.7167 | Residential & Commercial | USHP | Ducted CEE Tier 1
212977004 | Central HP <5.4 tons | HEIL | HRCU-A-CB (Split System: Heat Pump with Remote Outdoor Unit-Air-Source) | DLCURAH24ABK |  |  | EN(A,D)4X36L21** | *96VTN1002122B* | 23800 | 17 | 8.5 | 26400 | 23800 | 90.15% | 1.98 | 0 | 10.5 |  |  |  |  | R-410A | 1.9833 | Residential & Commercial | USHP | Ducted CEE Tier 1
212977581 | Central HP <5.4 tons | HEIL | HRCU-A-CB (Split System: Heat Pump with Remote Outdoor Unit-Air-Source) | DLCURAH24ABK |  |  | EA*4X24L17A* | *80MS(N,L)0451412A* | 23400 | 17 | 9 | 27000 | 26200 | 97.04% | 2.2 | 0 | 10 |  |  |  |  | R-410A | 1.95 | Residential & Commercial | USHP | Ducted CEE Tier 1
215670461 | Central HP <5.4 tons | COMFORTMAKER | HRCU-A-CB (Split System: Heat Pump with Remote Outdoor Unit-Air-Source) | C5H0V36*K*AAA* |  |  | ESH5X60M12A*+WALLCON | *80CTL1102120B* | 34600 | 17 | 8.5 | 34600 | 24800 | 71.68% | 1.92 | 0 | 10 |  |  |  |  | R-454B | 2.8833 | Residential & Commercial | USHP | Ducted CEE Tier 1
215670561 | Central HP <5.4 tons | COMFORTMAKER | HRCU-A-CB (Split System: Heat Pump with Remote Outdoor Unit-Air-Source) | C5H0V36*K*AAA* |  |  | ESH5X60M12A*+WALLCON | *96CTN0401410B* | 33000 | 15.5 | 8.5 | 35000 | 25200 | 72% | 1.78 | 0 | 9 |  |  |  |  | R-454B | 2.75 | Residential & Commercial | USHP
214097710 | Central HP <5.4 tons | FRIEDRICH | HRCU-A-CB (Split System: Heat Pump with Remote Outdoor Unit-Air-Source) | RD17AZ48AJ3N |  |  | TCFZ6024SEANM | FR98MV1155A24UP | 45500 | 17 | 8.1 | 45500 | 40500 | 89.01% | 2.1 | 0 | 10 |  |  |  |  | R-410A | 3.7917 | Residential & Commercial | USHP | Ducted CEE Tier 1
214097944 | Central HP <5.4 tons | FRIEDRICH | HRCU-A-CB (Split System: Heat Pump with Remote Outdoor Unit-Air-Source) | RD17AZ48AJ3N |  |  | FRH3VZ6024STACN | 0 | 45500 | 17 | 8.1 | 45500 | 40000 | 87.91% | 2.1 | 0 | 11.7 |  |  |  |  | R-410A | 3.7917 | Residential & Commercial | USHP | Ducted CEE Tier 1
215670611 | Central HP <5.4 tons | COMFORTMAKER | HRCU-A-CB (Split System: Heat Pump with Remote Outdoor Unit-Air-Source) | C5H0V36*K*AAA* |  |  | FCMA5B36L0C*+WALLCON | 0 | 33400 | 18.5 | 9 | 35800 | 25600 | 71.51% | 1.86 | 0 | 10 |  |  |  |  | R-454B | 2.7833 | Residential & Commercial | USHP | Ducted CEE Tier 1
204298961 | Central HP <5.4 tons | DAY & NIGHT | HRCU-A-CB (Split System: Heat Pump with Remote Outdoor Unit-Air-Source) | CVH837GKA** |  |  | EA*4X42L21A*+WALLCON | *96CTN0801714A* | 31600 | 17 | 8.1 | 33400 | 24800 | 74.25% | 1.86 | 11.5 | 11 |  |  |  |  | R-410A | 2.6333 | Residential & Commercial | USHP | Ducted CEE Tier 1
204299411 | Central HP <5.4 tons | DAY & NIGHT | HRCU-A-CB (Split System: Heat Pump with Remote Outdoor Unit-Air-Source) | CVH837GKA** |  |  | EA*4X48L24A*+WALLCON | *97CMN1202422A* | 32200 | 17.5 | 8.5 | 32600 | 25000 | 76.69% | 1.98 | 12 | 11.7 |  |  |  |  | R-410A | 2.6833 | Residential & Commercial | USHP | Ducted CEE Tier 1
204299561 | Central HP <5.4 tons | DAY & NIGHT | HRCU-A-CB (Split System: Heat Pump with Remote Outdoor Unit-Air-Source) | CVH837GKA** |  |  | END4X42L17**+WALLCON | *80CTL0901716A* | 32200 | 17.5 | 8.1 | 33000 | 24600 | 74.55% | 1.92 | 11 | 11.7 |  |  |  |  | R-410A | 2.6833 | Residential & Commercial | USHP | Ducted CEE Tier 1
204299811 | Central HP <5.4 tons | DAY & NIGHT | HRCU-A-CB (Split System: Heat Pump with Remote Outdoor Unit-Air-Source) | CVH837GKA** |  |  | EN(A,D,W)4X48L21**+WALLCON | *97CMN1002122A* | 32400 | 17.5 | 8.1 | 33000 | 24800 | 75.15% | 1.96 | 12 | 11.7 |  |  |  |  | R-410A | 2.7 | Residential & Commercial | USHP | Ducted CEE Tier 1
204300345 | Central HP <5.4 tons | DAY & NIGHT | HRCU-A-CB (Split System: Heat Pump with Remote Outdoor Unit-Air-Source) | CVH837GKA** |  |  | EHD4X42AAL+WALLCON | *97CMN1002122A* | 32600 | 16.5 | 8.1 | 33000 | 24800 | 75.15% | 1.96 | 12 | 11 |  |  |  |  | R-410A | 2.7167 | Residential & Commercial | USHP | Ducted CEE Tier 1
215669687 | Central HP <5.4 tons | COMFORTMAKER | HRCU-A-CB (Split System: Heat Pump with Remote Outdoor Unit-Air-Source) | C5H0V36*K*AAA* |  |  | EA*5X61M24A*+WALLCON | *97CMN0602120B* | 34600 | 18 | 9 | 34600 | 25000 | 72.25% | 1.9 | 0 | 10 |  |  |  |  | R-454B | 2.8833 | Residential & Commercial | USHP | Ducted CEE Tier 1
216681041 | Central HP <5.4 tons | CARRIER | HRCU-A-CB (Split System: Heat Pump with Remote Outdoor Unit-Air-Source) | 38MURAQ36AB3* |  |  | CAP**4224AL* | 59TP7A080V21**20 | 35000 | 16 | 8.5 | 38500 | 34600 | 89.87% | 1.75 | 0 | 9.8 |  |  |  |  | R-410A | 2.9167 | Residential & Commercial | USHP
216681107 | Central HP <5.4 tons | CARRIER | HRCU-A-CB (Split System: Heat Pump with Remote Outdoor Unit-Air-Source) | 38MURAQ36AB3* |  |  | CSPH*4812AL* | 59TP7A080V21**20 | 36400 | 15.5 | 8.5 | 38500 | 34400 | 89.35% | 1.84 | 0 | 10 |  |  |  |  | R-410A | 3.0333 | Residential & Commercial | USHP | Ducted CEE Tier 1
214440886 | Central HP <5.4 tons | BRYANT HEATING AND COOLING SYSTEMS | HRCU-A-CB (Split System: Heat Pump with Remote Outdoor Unit-Air-Source) | 284ANV036*0**B* | ADP |  | V,C36H175P149 | 88*TB36045C17*** | 32200 | 19 | 9 | 35200 | 27400 | 77.84% | 2.02 | 0 | 11.5 |  |  |  |  | R-410A | 2.6833 | Residential & Commercial | USHP | Ducted CEE Tier 1
214440903 | Central HP <5.4 tons | BRYANT HEATING AND COOLING SYSTEMS | HRCU-A-CB (Split System: Heat Pump with Remote Outdoor Unit-Air-Source) | 284ANV036*0**B* | ADP |  | V,C36H175P149 | 935CB48060C17*** | 32400 | 19 | 9 | 35000 | 27400 | 78.29% | 2.02 | 0 | 11.7 |  |  |  |  | R-410A | 2.7 | Residential & Commercial | USHP | Ducted CEE Tier 1
215669737 | Central HP <5.4 tons | COMFORTMAKER | HRCU-A-CB (Split System: Heat Pump with Remote Outdoor Unit-Air-Source) | C5H0V36*K*AAA* |  |  | EA*5X61M24A*+WALLCON | *96CTN1202422B* | 35000 | 18.5 | 9 | 34400 | 24800 | 72.09% | 1.92 | 0 | 10.5 |  |  |  |  | R-454B | 2.9167 | Residential & Commercial | USHP | Ducted CEE Tier 1
215670201 | Central HP <5.4 tons | COMFORTMAKER | HRCU-A-CB (Split System: Heat Pump with Remote Outdoor Unit-Air-Source) | C5H0V36*K*AAA* |  |  | ESH5X48M12A*+WALLCON | *80CTL0901716B* | 34200 | 17 | 8.5 | 35400 | 25200 | 71.19% | 1.88 | 0 | 9.5 |  |  |  |  | R-454B | 2.85 | Residential & Commercial | USHP
215670551 | Central HP <5.4 tons | COMFORTMAKER | HRCU-A-CB (Split System: Heat Pump with Remote Outdoor Unit-Air-Source) | C5H0V36*K*AAA* |  |  | ESH5X60M12A*+WALLCON | *97CMN1202422B* | 34600 | 17 | 8.5 | 34600 | 24800 | 71.68% | 1.8 | 0 | 10 |  |  |  |  | R-454B | 2.8833 | Residential & Commercial | USHP | Ducted CEE Tier 1
204300495 | Central HP <5.4 tons | DAY & NIGHT | HRCU-A-CB (Split System: Heat Pump with Remote Outdoor Unit-Air-Source) | CVH837GKA** |  |  | EHD4X48AAL+WALLCON | *96CTN1202422A* | 32600 | 17 | 8.1 | 33000 | 24800 | 75.15% | 1.98 | 11 | 11 |  |  |  |  | R-410A | 2.7167 | Residential & Commercial | USHP | Ducted CEE Tier 1
204300545 | Central HP <5.4 tons | DAY & NIGHT | HRCU-A-CB (Split System: Heat Pump with Remote Outdoor Unit-Air-Source) | CVH837GKA** |  |  | EHD4X48AAL+WALLCON | *97CMN1202422A* | 32600 | 16.5 | 8.1 | 33000 | 25000 | 75.76% | 1.96 | 11.5 | 11 |  |  |  |  | R-410A | 2.7167 | Residential & Commercial | USHP | Ducted CEE Tier 1
204456793 | Central HP <5.4 tons | DAY & NIGHT | HRCU-A-CB (Split System: Heat Pump with Remote Outdoor Unit-Air-Source) | CVH825GKA2* |  |  | EA*4X36L21A*+WALLCON | *80CTL0901716A* | 23600 | 17.5 | 8.1 | 21400 | 16600 | 77.57% | 1.96 | 11 | 11 |  |  |  |  | R-410A | 1.9667 | Residential & Commercial | USHP | Ducted CEE Tier 1
213773725 | Central HP <5.4 tons | CARRIER | HRCU-A-CB (Split System: Heat Pump with Remote Outdoor Unit-Air-Source) | 25VNA825A*032* |  |  | CAP**4821AL*+UI | 58TN*B110C21**20 | 24000 | 17 | 8.1 | 21000 | 16500 | 78.57% | 2.02 | 0 | 11 |  |  |  |  | R-410A | 2 | Residential & Commercial | USHP | Ducted CEE Tier 1
206773529 | Central HP <5.4 tons | AIRQUEST | HRCU-A-CB (Split System: Heat Pump with Remote Outdoor Unit-Air-Source) | HVH837GKA2* |  |  | EA*4X48L24A*+WALLCON | *95CSU1002122A* | 32400 | 17.5 | 8.5 | 32400 | 24800 | 76.54% | 2 | 12 | 11.5 |  |  |  |  | R-410A | 2.7 | Residential & Commercial | USHP | Ducted CEE Tier 1
215877118 | Central HP <5.4 tons | COMFORTMAKER | HRCU-A-CB (Split System: Heat Pump with Remote Outdoor Unit-Air-Source) | DLCURAH24ABK | ASPEN |  | L(E,F)W30E4 | 0 | 23000 | 16 | 9 | 25400 | 19800 | 77.95% | 2.8 | 0 | 10 |  |  |  |  | R-410A | 1.9167 | Residential & Commercial | USHP | Ducted CEE Tier 1
204299891 | Central HP <5.4 tons | DAY & NIGHT | HRCU-A-CB (Split System: Heat Pump with Remote Outdoor Unit-Air-Source) | CVH837GKA** |  |  | EN(A,D)4X48L24**+WALLCON | *80CTL1352422A* | 32400 | 17.5 | 8.1 | 32800 | 24800 | 75.61% | 1.98 | 12 | 11.7 |  |  |  |  | R-410A | 2.7 | Residential & Commercial | USHP | Ducted CEE Tier 1
204300575 | Central HP <5.4 tons | DAY & NIGHT | HRCU-A-CB (Split System: Heat Pump with Remote Outdoor Unit-Air-Source) | CVH837GKA** |  |  | EHD4X48AAL+WALLCON | *80CTL0701412A* | 32600 | 17 | 8.1 | 33200 | 25000 | 75.3% | 1.96 | 11.5 | 11 |  |  |  |  | R-410A | 2.7167 | Residential & Commercial | USHP | Ducted CEE Tier 1
215942481 | Central HP <5.4 tons | BRYANT HEATING AND COOLING SYSTEMS | HRCU-A-CB (Split System: Heat Pump with Remote Outdoor Unit-Air-Source) | 293VAN036**AA* |  |  | CVAVA6121XMA*+UI | 88*TB60070C21*** | 35800 | 22 | 8.5 | 37400 | 28400 | 75.94% | 2.02 | 0 | 12.5 |  |  |  |  | R-454B | 2.9833 | Residential & Commercial | USHP | Ducted CEE Tier 1
204300305 | Central HP <5.4 tons | DAY & NIGHT | HRCU-A-CB (Split System: Heat Pump with Remote Outdoor Unit-Air-Source) | CVH837GKA** |  |  | EHD4X42AAL+WALLCON | *96CTN1202422A* | 32600 | 17 | 8.1 | 33000 | 24800 | 75.15% | 1.96 | 11 | 11 |  |  |  |  | R-410A | 2.7167 | Residential & Commercial | USHP | Ducted CEE Tier 1
204300455 | Central HP <5.4 tons | DAY & NIGHT | HRCU-A-CB (Split System: Heat Pump with Remote Outdoor Unit-Air-Source) | CVH837GKA** |  |  | EHD4X48AAL+WALLCON | *80CTL0902120A* | 32600 | 17 | 8.1 | 33000 | 25000 | 75.76% | 1.98 | 12 | 11 |  |  |  |  | R-410A | 2.7167 | Residential & Commercial | USHP | Ducted CEE Tier 1
215666986 | Central HP <5.4 tons | COMFORTMAKER | HRCU-A-CB (Split System: Heat Pump with Remote Outdoor Unit-Air-Source) | C5H0V24*K*AAA* |  |  | EA*5X24M17A*+WALLCON | *80CSU0601716A* | 22800 | 16.5 | 9 | 24000 | 16800 | 70% | 1.96 | 0 | 10 |  |  |  |  | R-454B | 1.9 | Residential & Commercial | USHP | Ducted CEE Tier 1
215667823 | Central HP <5.4 tons | COMFORTMAKER | HRCU-A-CB (Split System: Heat Pump with Remote Outdoor Unit-Air-Source) | C5H0V24*K*AAA* |  |  | EA*5X37M21A*+WALLCON | *80CSU0601716A* | 24000 | 17.5 | 9 | 23200 | 16300 | 70.26% | 2.02 | 0 | 10.5 |  |  |  |  | R-454B | 2 | Residential & Commercial | USHP | Ducted CEE Tier 1
212977629 | Central HP <5.4 tons | HEIL | HRCU-A-CB (Split System: Heat Pump with Remote Outdoor Unit-Air-Source) | DLCURAH24ABK |  |  | EA*4X36L17A* | *80MS(N,L)0451412A* | 23800 | 17 | 8.5 | 26200 | 23800 | 90.84% | 1.96 | 0 | 10 |  |  |  |  | R-410A | 1.9833 | Residential & Commercial | USHP | Ducted CEE Tier 1
215931716 | Central HP <5.4 tons | HEIL | HRCU-A-CB (Split System: Heat Pump with Remote Outdoor Unit-Air-Source) | H5H3V60*K*AAA* |  |  | EA*5X61M24A*+WALLCON | *80CTL1352422B* | 57000 | 19 | 8.5 | 60500 | 46000 | 76.03% | 2.04 | 0 | 11.7 |  |  |  |  | R-454B | 4.75 | Residential & Commercial | USHP | Ducted CEE Tier 1
215931736 | Central HP <5.4 tons | HEIL | HRCU-A-CB (Split System: Heat Pump with Remote Outdoor Unit-Air-Source) | H5H3V60*K*AAA* |  |  | EA*5X61M24A*+WALLCON | *97CMN0602120B* | 56000 | 18 | 8.5 | 61000 | 47500 | 77.87% | 2 | 0 | 10.5 |  |  |  |  | R-454B | 4.6667 | Residential & Commercial | USHP | Ducted CEE Tier 1
215931816 | Central HP <5.4 tons | HEIL | HRCU-A-CB (Split System: Heat Pump with Remote Outdoor Unit-Air-Source) | H5H3V60*K*AAA* |  |  | ESH5X60M12A*+WALLCON | *80CTL0702120B* | 56000 | 17.5 | 8.1 | 61000 | 46500 | 76.23% | 1.95 | 0 | 11 |  |  |  |  | R-454B | 4.6667 | Residential & Commercial | USHP | Ducted CEE Tier 1
215931886 | Central HP <5.4 tons | HEIL | HRCU-A-CB (Split System: Heat Pump with Remote Outdoor Unit-Air-Source) | H5H3V60*K*AAA* |  |  | ESH5X60M12A*+WALLCON | *97CMN1002122B* | 56500 | 18 | 8.1 | 61000 | 46000 | 75.41% | 1.95 | 0 | 11 |  |  |  |  | R-454B | 4.7083 | Residential & Commercial | USHP | Ducted CEE Tier 1
216727334 | Central HP <5.4 tons | CARRIER | HRCU-A-CB (Split System: Heat Pump with Remote Outdoor Unit-Air-Source) | 37MUHAQ24AA3 |  |  | CAA**2417AM* | 58SP*B045V14**12 | 22000 | 16 | 8.5 | 21000 | 19100 | 90.95% | 1.96 | 0 | 10.5 |  |  |  |  | R-454B | 1.8333 | Residential & Commercial | USHP | Ducted CEE Tier 1
216727420 | Central HP <5.4 tons | CARRIER | HRCU-A-CB (Split System: Heat Pump with Remote Outdoor Unit-Air-Source) | 37MUHAQ24AA3 |  |  | CAA**2517AM* | 59SP6B080V17**16 | 23200 | 16.5 | 8.5 | 20800 | 18500 | 88.94% | 1.96 | 0 | 11 |  |  |  |  | R-454B | 1.9333 | Residential & Commercial | USHP | Ducted CEE Tier 1
214327253 | Central HP <5.4 tons | FRIEDRICH | HRCU-A-CB (Split System: Heat Pump with Remote Outdoor Unit-Air-Source) | FRP18AZ48AJVC |  |  | RCFZ6021SEAAM | FR801V0504A17UHU | 45000 | 19 | 8.5 | 44000 | 45500 | 103.4% | 1.9 | 0 | 12 |  |  |  |  | R-410A | 3.75 | Residential & Commercial | USHP | Ducted CEE Tier 1
215399930 | Central HP <5.4 tons | FRASER-JOHNSTON | HRCU-A-C (Split System: Heat Pump with Remote Outdoor Unit with No Indoor Fan --Air Source) | HH836E2S11 | ASPEN |  | C(A,C,D,E)36B3K+TDR | 0 | 30600 | 15.2 | 8.1 | 31000 | 31600 | 101.9% | 2.56 | 0 | 10.5 |  |  |  |  | R-454B | 2.55 | Residential & Commercial | USHP | Ducted CEE Tier 1
212977653 | Central HP <5.4 tons | HEIL | HRCU-A-CB (Split System: Heat Pump with Remote Outdoor Unit-Air-Source) | DLCURAH24ABK |  |  | EN(A,D)4X24L14** | *80MS(N,L)0451412A* | 23200 | 16.5 | 8.5 | 26800 | 25000 | 93.28% | 2.08 | 0 | 10 |  |  |  |  | R-410A | 1.9333 | Residential & Commercial | USHP | Ducted CEE Tier 1
215670131 | Central HP <5.4 tons | COMFORTMAKER | HRCU-A-CB (Split System: Heat Pump with Remote Outdoor Unit-Air-Source) | C5H0V36*K*AAA* |  |  | ESH5X48M12A*+WALLCON | *80CSU0401712A* | 34200 | 17 | 8.5 | 35400 | 25200 | 71.19% | 1.88 | 0 | 9.5 |  |  |  |  | R-454B | 2.85 | Residential & Commercial | USHP
206133812 | Central HP <5.4 tons | DAY & NIGHT | HRCU-A-CB (Split System: Heat Pump with Remote Outdoor Unit-Air-Source) | CVH825GKA2* |  |  | EA*4X37L21A*+WALLCON | *95CSU0601716A* | 24400 | 16.5 | 8.1 | 21400 | 16700 | 78.04% | 2.02 | 11.5 | 10.5 |  |  |  |  | R-410A | 2.0333 | Residential & Commercial | USHP | Ducted CEE Tier 1
214066771 | Central HP <5.4 tons | FRIEDRICH | HRCU-A-CB (Split System: Heat Pump with Remote Outdoor Unit-Air-Source) | RD17AZ36AJ3N |  |  | TCFZ3621MTANM | FR97MV0855A21DH | 34200 | 18 | 8.1 | 34200 | 29400 | 85.96% | 1.9 | 0 | 10 |  |  |  |  | R-410A | 2.85 | Residential & Commercial | USHP | Ducted CEE Tier 1
215407275 | Central HP <5.4 tons | COMFORTMAKER | HRCU-A-CB (Split System: Heat Pump with Remote Outdoor Unit-Air-Source) | DLCURAH24ABK | ASPEN |  | L(E,F)W30D4 | 0 | 22800 | 16 | 8.5 | 25400 | 19800 | 77.95% | 2.8 | 0 | 9.8 |  |  |  |  | R-410A | 1.9 | Residential & Commercial | USHP
206771777 | Central HP <5.4 tons | AIRQUEST | HRCU-A-CB (Split System: Heat Pump with Remote Outdoor Unit-Air-Source) | HVH837GKA2* |  |  | EA*4X48L21A*+WALLCON | *80CTL0902120A* | 32200 | 17.5 | 8.5 | 32600 | 25000 | 76.69% | 1.98 | 12 | 11.7 |  |  |  |  | R-410A | 2.6833 | Residential & Commercial | USHP | Ducted CEE Tier 1
215669753 | Central HP <5.4 tons | COMFORTMAKER | HRCU-A-CB (Split System: Heat Pump with Remote Outdoor Unit-Air-Source) | C5H0V36*K*AAA* |  |  | ESH5X36M12A*+WALLCON | *80CSU0601716A* | 33600 | 16.5 | 8.5 | 35800 | 25600 | 71.51% | 1.76 | 0 | 9.5 |  |  |  |  | R-454B | 2.8 | Residential & Commercial | USHP
215669953 | Central HP <5.4 tons | COMFORTMAKER | HRCU-A-CB (Split System: Heat Pump with Remote Outdoor Unit-Air-Source) | C5H0V36*K*AAA* |  |  | ESH5X42M12A*+WALLCON | *80CSU1002120A* | 34000 | 16 | 8.5 | 35600 | 25400 | 71.35% | 1.78 | 0 | 9.5 |  |  |  |  | R-454B | 2.8333 | Residential & Commercial | USHP
204300565 | Central HP <5.4 tons | DAY & NIGHT | HRCU-A-CB (Split System: Heat Pump with Remote Outdoor Unit-Air-Source) | CVH837GKA** |  |  | EHD4X48AAL+WALLCON | *96CTN1002122A* | 32600 | 17 | 8.1 | 33000 | 24800 | 75.15% | 1.98 | 12 | 11 |  |  |  |  | R-410A | 2.7167 | Residential & Commercial | USHP | Ducted CEE Tier 1
206771084 | Central HP <5.4 tons | AIRQUEST | HRCU-A-CB (Split System: Heat Pump with Remote Outdoor Unit-Air-Source) | HVH837GKA2* |  |  | EA*4X36L21A*+WALLCON | *96CTN0801714A* | 31400 | 17 | 8.1 | 33400 | 24400 | 73.05% | 1.84 | 11 | 11 |  |  |  |  | R-410A | 2.6167 | Residential & Commercial | USHP | Ducted CEE Tier 1
215931806 | Central HP <5.4 tons | HEIL | HRCU-A-CB (Split System: Heat Pump with Remote Outdoor Unit-Air-Source) | H5H3V60*K*AAA* |  |  | ESH5X60M12A*+WALLCON | *80CSU1002120A* | 56000 | 18 | 8.1 | 61000 | 46000 | 75.41% | 1.95 | 0 | 11 |  |  |  |  | R-454B | 4.6667 | Residential & Commercial | USHP | Ducted CEE Tier 1
216675860 | Central HP <5.4 tons | DAY & NIGHT | HRCU-A-CB (Split System: Heat Pump with Remote Outdoor Unit-Air-Source) | D5CURAH24AAK |  |  | EA*5X36M17A* | *80MS(N,L)0701712A* | 23600 | 15.5 | 8.5 | 23800 | 19300 | 81.09% | 1.92 | 0 | 9.8 |  |  |  |  | R-454B | 1.9667 | Residential & Commercial | USHP
216676998 | Central HP <5.4 tons | DAY & NIGHT | HRCU-A-CB (Split System: Heat Pump with Remote Outdoor Unit-Air-Source) | D5CURAH24AAK |  |  | ESH5X36M12A* | *92MSN0802120A* | 24600 | 15.2 | 8.5 | 23800 | 19300 | 81.09% | 1.92 | 0 | 10 |  |  |  |  | R-454B | 2.05 | Residential & Commercial | USHP | Ducted CEE Tier 1
216677032 | Central HP <5.4 tons | DAY & NIGHT | HRCU-A-CB (Split System: Heat Pump with Remote Outdoor Unit-Air-Source) | D5CURAH24AAK |  |  | EA*5X37M21A* | *92MSN1002120A* | 24400 | 16 | 8.5 | 23000 | 19000 | 82.61% | 1.96 | 0 | 10 |  |  |  |  | R-454B | 2.0333 | Residential & Commercial | USHP | Ducted CEE Tier 1
216677348 | Central HP <5.4 tons | DAY & NIGHT | HRCU-A-CB (Split System: Heat Pump with Remote Outdoor Unit-Air-Source) | D5CURAH24AAK |  |  | EA*5X37M21A* | *96MSN1002120A* | 24800 | 15.5 | 8.5 | 23200 | 19100 | 82.33% | 1.96 | 0 | 10 |  |  |  |  | R-454B | 2.0667 | Residential & Commercial | USHP | Ducted CEE Tier 1
216677547 | Central HP <5.4 tons | DAY & NIGHT | HRCU-A-CB (Split System: Heat Pump with Remote Outdoor Unit-Air-Source) | D5CURAH24AAK |  |  | EA*5X37M21A* | *96VSN0601716B* | 24400 | 15.5 | 8.5 | 23000 | 19000 | 82.61% | 1.96 | 0 | 10 |  |  |  |  | R-454B | 2.0333 | Residential & Commercial | USHP | Ducted CEE Tier 1
215877117 | Central HP <5.4 tons | COMFORTMAKER | HRCU-A-CB (Split System: Heat Pump with Remote Outdoor Unit-Air-Source) | DLCURAH24ABK | ASPEN |  | L(E,F)W30B4 | 0 | 22600 | 15.2 | 8.1 | 25400 | 19800 | 77.95% | 2.8 | 0 | 9.5 |  |  |  |  | R-410A | 1.8833 | Residential & Commercial | USHP
215931726 | Central HP <5.4 tons | HEIL | HRCU-A-CB (Split System: Heat Pump with Remote Outdoor Unit-Air-Source) | H5H3V60*K*AAA* |  |  | EA*5X61M24A*+WALLCON | *95CSU0802120B* | 56500 | 18.5 | 8.5 | 60500 | 46500 | 76.86% | 2.02 | 0 | 11 |  |  |  |  | R-454B | 4.7083 | Residential & Commercial | USHP | Ducted CEE Tier 1
215931876 | Central HP <5.4 tons | HEIL | HRCU-A-CB (Split System: Heat Pump with Remote Outdoor Unit-Air-Source) | H5H3V60*K*AAA* |  |  | ESH5X60M12A*+WALLCON | *97CMN0802120B* | 56000 | 17.5 | 8.1 | 61000 | 46000 | 75.41% | 1.95 | 0 | 11 |  |  |  |  | R-454B | 4.6667 | Residential & Commercial | USHP | Ducted CEE Tier 1
215931586 | Central HP <5.4 tons | HEIL | HRCU-A-CB (Split System: Heat Pump with Remote Outdoor Unit-Air-Source) | H5H3V60*K*AAA* |  |  | EA*5X60M24A*+WALLCON | *95CSU1002122B* | 56000 | 18.5 | 8.5 | 60500 | 45500 | 75.21% | 2.08 | 0 | 11.5 |  |  |  |  | R-454B | 4.6667 | Residential & Commercial | USHP | Ducted CEE Tier 1
206772957 | Central HP <5.4 tons | AIRQUEST | HRCU-A-CB (Split System: Heat Pump with Remote Outdoor Unit-Air-Source) | HVH837GKA2* |  |  | EHD4X48AAL+WALLCON | *97CMN1002122A* | 32600 | 17 | 8.1 | 33000 | 24800 | 75.15% | 1.98 | 12 | 11 |  |  |  |  | R-410A | 2.7167 | Residential & Commercial | USHP | Ducted CEE Tier 1
213205827 | Central HP <5.4 tons | CARRIER | HRCU-A-CB (Split System: Heat Pump with Remote Outdoor Unit-Air-Source) | 38MURAQ24AA3* | ASPEN |  | D(A,C,E)30B34+TDR | 58S(B,C)*A070E14**12 | 23800 | 16 | 8.1 | 25600 | 22400 | 87.5% | 2.86 | 0 | 9.5 |  |  |  |  | R-410A | 1.9833 | Residential & Commercial | USHP
213205909 | Central HP <5.4 tons | CARRIER | HRCU-A-CB (Split System: Heat Pump with Remote Outdoor Unit-Air-Source) | 38MURAQ24AA3* | ASPEN |  | D(A,C,E)24B44+TDR | 58TP*A070V14**12 | 23800 | 16 | 8.1 | 25800 | 22800 | 88.37% | 2.85 | 0 | 9.5 |  |  |  |  | R-410A | 1.9833 | Residential & Commercial | USHP
216734428 | Central HP <5.4 tons | BRYANT HEATING AND COOLING SYSTEMS | HRCU-A-CB (Split System: Heat Pump with Remote Outdoor Unit-Air-Source) | 37MUHAQ24AA3 |  |  | CAA**3617AM* | 82*SB36070V14*** | 22600 | 16.5 | 8.5 | 20800 | 18700 | 89.9% | 1.96 | 0 | 11 |  |  |  |  | R-454B | 1.8833 | Residential & Commercial | USHP | Ducted CEE Tier 1
216734446 | Central HP <5.4 tons | BRYANT HEATING AND COOLING SYSTEMS | HRCU-A-CB (Split System: Heat Pump with Remote Outdoor Unit-Air-Source) | 37MUHAQ24AA3 |  |  | CAA**3617AM* | 82*SB48090V17*** | 22200 | 16.5 | 8.1 | 20800 | 18700 | 89.9% | 1.85 | 0 | 10.5 |  |  |  |  | R-454B | 1.85 | Residential & Commercial | USHP | Ducted CEE Tier 1
216734950 | Central HP <5.4 tons | BRYANT HEATING AND COOLING SYSTEMS | HRCU-A-CB (Split System: Heat Pump with Remote Outdoor Unit-Air-Source) | 37MUHAQ24AA3 |  |  | CAA**3717AM* | 8(0,1)*SB42090M17*** | 22800 | 16 | 8.1 | 20600 | 18400 | 89.32% | 1.9 | 0 | 11 |  |  |  |  | R-454B | 1.9 | Residential & Commercial | USHP | Ducted CEE Tier 1
204456423 | Central HP <5.4 tons | DAY & NIGHT | HRCU-A-CB (Split System: Heat Pump with Remote Outdoor Unit-Air-Source) | CVH825GKA2* |  |  | EA*4X24L17A*+WALLCON | *80CTL0701412A* | 23400 | 17 | 8.1 | 22000 | 16700 | 75.91% | 1.9 | 11 | 11 |  |  |  |  | R-410A | 1.95 | Residential & Commercial | USHP | Ducted CEE Tier 1
214097730 | Central HP <5.4 tons | FRIEDRICH | HRCU-A-CB (Split System: Heat Pump with Remote Outdoor Unit-Air-Source) | RD17AZ48AJ3N |  |  | TCFZ6024SEANM | FR802V1255A24UH | 45500 | 17 | 8.1 | 45500 | 40000 | 87.91% | 2.1 | 0 | 10 |  |  |  |  | R-410A | 3.7917 | Residential & Commercial | USHP | Ducted CEE Tier 1
216677783 | Central HP <5.4 tons | DAY & NIGHT | HRCU-A-CB (Split System: Heat Pump with Remote Outdoor Unit-Air-Source) | D5CURAH24AAK |  |  | EA*5X37M21A* | *95MSU0601716A* | 24400 | 15.5 | 8.5 | 23000 | 19000 | 82.61% | 1.96 | 0 | 10 |  |  |  |  | R-454B | 2.0333 | Residential & Commercial | USHP | Ducted CEE Tier 1
216677850 | Central HP <5.4 tons | DAY & NIGHT | HRCU-A-CB (Split System: Heat Pump with Remote Outdoor Unit-Air-Source) | D5CURAH24AAK |  |  | ESH5X36M12A* | *95MSU1002122A* | 24800 | 16 | 8.5 | 24000 | 19400 | 80.83% | 1.92 | 0 | 10 |  |  |  |  | R-454B | 2.0667 | Residential & Commercial | USHP | Ducted CEE Tier 1
216678252 | Central HP <5.4 tons | DAY & NIGHT | HRCU-A-CB (Split System: Heat Pump with Remote Outdoor Unit-Air-Source) | D5CURAH24AAK |  |  | EA*5X36M17A* | *97VTN0601716A* | 23600 | 15.2 | 8.5 | 24000 | 19400 | 80.83% | 1.92 | 0 | 9.8 |  |  |  |  | R-454B | 1.9667 | Residential & Commercial | USHP
216678335 | Central HP <5.4 tons | DAY & NIGHT | HRCU-A-CB (Split System: Heat Pump with Remote Outdoor Unit-Air-Source) | D5CURAH24AAK |  |  | EA*5X37M17A* | *97VTN0801716A* | 24400 | 15.5 | 8.5 | 23600 | 19300 | 81.78% | 1.94 | 0 | 10 |  |  |  |  | R-454B | 2.0333 | Residential & Commercial | USHP | Ducted CEE Tier 1
211262427 | Central HP <5.4 tons | DAY & NIGHT | HRCU-A-CB (Split System: Heat Pump with Remote Outdoor Unit-Air-Source) | DLCURAH18ABK |  |  | EN(A,D)4X18L14** | *80ES(N,L)0451412A* | 17800 | 15.5 | 8.5 | 18900 | 19200 | 101.6% | 2.3 | 0 | 10.5 |  |  |  |  | R-410A | 1.4833 | Residential & Commercial | USHP | Ducted CEE Tier 1
212973396 | Central HP <5.4 tons | COMFORTMAKER | HRCU-A-CB (Split System: Heat Pump with Remote Outdoor Unit-Air-Source) | DLCURAH18ABK |  |  | EN(A,D)4X30L17** | *96VSN0601412B* | 17500 | 16.5 | 8.1 | 18000 | 18700 | 103.9% | 2.24 | 0 | 11 |  |  |  |  | R-410A | 1.4583 | Residential & Commercial | USHP | Ducted CEE Tier 1
206771543 | Central HP <5.4 tons | AIRQUEST | HRCU-A-CB (Split System: Heat Pump with Remote Outdoor Unit-Air-Source) | HVH837GKA2* |  |  | EA*4X42L24A*+WALLCON | *96CTN1202422A* | 31800 | 17.5 | 8.1 | 33000 | 24400 | 73.94% | 1.9 | 11 | 11.5 |  |  |  |  | R-410A | 2.65 | Residential & Commercial | USHP | Ducted CEE Tier 1
206772362 | Central HP <5.4 tons | AIRQUEST | HRCU-A-CB (Split System: Heat Pump with Remote Outdoor Unit-Air-Source) | HVH837GKA2* |  |  | EN(A,D)4X48L24**+WALLCON | *80CTL0902120A* | 32400 | 17.5 | 8.1 | 33000 | 24800 | 75.15% | 1.96 | 12 | 11.7 |  |  |  |  | R-410A | 2.7 | Residential & Commercial | USHP | Ducted CEE Tier 1
215670381 | Central HP <5.4 tons | COMFORTMAKER | HRCU-A-CB (Split System: Heat Pump with Remote Outdoor Unit-Air-Source) | C5H0V36*K*AAA* |  |  | ESH5X60M12A*+WALLCON | *80CSU0401712A* | 34600 | 17 | 8.5 | 34600 | 24800 | 71.68% | 1.8 | 0 | 9.5 |  |  |  |  | R-454B | 2.8833 | Residential & Commercial | USHP
214440892 | Central HP <5.4 tons | BRYANT HEATING AND COOLING SYSTEMS | HRCU-A-CB (Split System: Heat Pump with Remote Outdoor Unit-Air-Source) | 284ANV036*0**B* | ADP |  | V,C36H175P149 | 88*TB48070C17*** | 32400 | 19 | 8.5 | 36400 | 28200 | 77.47% | 1.98 | 0 | 12 |  |  |  |  | R-410A | 2.7 | Residential & Commercial | USHP | Ducted CEE Tier 1
211262596 | Central HP <5.4 tons | DAY & NIGHT | HRCU-A-CB (Split System: Heat Pump with Remote Outdoor Unit-Air-Source) | DLCURAH18ABK |  |  | EN(A,D)4X24L14** | *95ESN0401410A* | 17800 | 15.5 | 8.5 | 18700 | 18800 | 100.5% | 2.26 | 0 | 10.5 |  |  |  |  | R-410A | 1.4833 | Residential & Commercial | USHP | Ducted CEE Tier 1
206771120 | Central HP <5.4 tons | AIRQUEST | HRCU-A-CB (Split System: Heat Pump with Remote Outdoor Unit-Air-Source) | HVH837GKA2* |  |  | EA*4X36L21A*+WALLCON | *97CMN1002122A* | 31600 | 17 | 8.1 | 33200 | 24200 | 72.89% | 1.86 | 11.5 | 11 |  |  |  |  | R-410A | 2.6333 | Residential & Commercial | USHP | Ducted CEE Tier 1
215292215 | Central HP <5.4 tons | AIRQUEST | HRCU-A-CB (Split System: Heat Pump with Remote Outdoor Unit-Air-Source) | DLCURAH24ABK | ADP |  | H,GG81936 | *96MSN0261410A* | 23400 | 16 | 8.5 | 24600 | 24000 | 97.56% | 2.02 | 0 | 10 |  |  |  |  | R-410A | 1.95 | Residential & Commercial | USHP | Ducted CEE Tier 1
215292222 | Central HP <5.4 tons | AIRQUEST | HRCU-A-CB (Split System: Heat Pump with Remote Outdoor Unit-Air-Source) | DLCURAH24ABK | ADP |  | H,GG31930 | *96MSN0401410A* | 22600 | 16 | 8.5 | 25400 | 24800 | 97.64% | 2.1 | 0 | 9.5 |  |  |  |  | R-410A | 1.8833 | Residential & Commercial | USHP
215292265 | Central HP <5.4 tons | AIRQUEST | HRCU-A-CB (Split System: Heat Pump with Remote Outdoor Unit-Air-Source) | DLCURAH24ABK | ADP |  | H,GG80936 | *96MSN0401410A* | 23600 | 16 | 8.5 | 24600 | 23600 | 95.93% | 1.98 | 0 | 10 |  |  |  |  | R-410A | 1.9667 | Residential & Commercial | USHP | Ducted CEE Tier 1
206133357 | Central HP <5.4 tons | AIRQUEST | HRCU-A-CB (Split System: Heat Pump with Remote Outdoor Unit-Air-Source) | HVH825GKA2* |  |  | EA*4X36L17A*+WALLCON | *80CSU0401712A* | 23600 | 16.5 | 8.1 | 21400 | 16600 | 77.57% | 1.94 | 11 | 10.5 |  |  |  |  | R-410A | 1.9667 | Residential & Commercial | USHP | Ducted CEE Tier 1
213205926 | Central HP <5.4 tons | CARRIER | HRCU-A-CB (Split System: Heat Pump with Remote Outdoor Unit-Air-Source) | 38MURAQ24AA3* | ASPEN |  | D(A,C,E)30C44+TDR | 58TP*A070V17**16 | 23800 | 16.5 | 8.1 | 25200 | 22600 | 89.68% | 2.91 | 0 | 9.5 |  |  |  |  | R-410A | 1.9833 | Residential & Commercial | USHP
213206160 | Central HP <5.4 tons | CARRIER | HRCU-A-CB (Split System: Heat Pump with Remote Outdoor Unit-Air-Source) | 38MURAQ24AA3* | ASPEN |  | D(A,C,E)30C44+TDR | 59TP6B060V14**12 | 23200 | 16 | 8.1 | 24400 | 22000 | 90.16% | 2.98 | 0 | 9.4 |  |  |  |  | R-410A | 1.9333 | Residential & Commercial | USHP
212988800 | Central HP <5.4 tons | HEIL | HRCU-A-CB (Split System: Heat Pump with Remote Outdoor Unit-Air-Source) | DLCURAH18ABK |  |  | EA*4X25L17A* | *95MSU0401712A* | 17700 | 16.5 | 8.1 | 17700 | 17800 | 100.6% | 2.14 | 0 | 10.5 |  |  |  |  | R-410A | 1.475 | Residential & Commercial | USHP | Ducted CEE Tier 1
212989268 | Central HP <5.4 tons | HEIL | HRCU-A-CB (Split System: Heat Pump with Remote Outdoor Unit-Air-Source) | DLCURAH18ABK |  |  | EA*4X19L17A* | *95MSU0601716A* | 17800 | 16.5 | 8.1 | 17800 | 17900 | 100.6% | 2.16 | 0 | 10.5 |  |  |  |  | R-410A | 1.4833 | Residential & Commercial | USHP | Ducted CEE Tier 1
206772714 | Central HP <5.4 tons | AIRQUEST | HRCU-A-CB (Split System: Heat Pump with Remote Outdoor Unit-Air-Source) | HVH837GKA2* |  |  | EHD4X42AAL+WALLCON | *80CTL0902120A* | 32400 | 16.5 | 8.1 | 33200 | 24800 | 74.7% | 1.96 | 12 | 11 |  |  |  |  | R-410A | 2.7 | Residential & Commercial | USHP | Ducted CEE Tier 1
206772966 | Central HP <5.4 tons | AIRQUEST | HRCU-A-CB (Split System: Heat Pump with Remote Outdoor Unit-Air-Source) | HVH837GKA2* |  |  | EHD4X48AAL+WALLCON | *97CMN1202422A* | 32600 | 16.5 | 8.1 | 33000 | 25000 | 75.76% | 1.96 | 11.5 | 11 |  |  |  |  | R-410A | 2.7167 | Residential & Commercial | USHP | Ducted CEE Tier 1
206765575 | Central HP <5.4 tons | AIRQUEST | HRCU-A-CB (Split System: Heat Pump with Remote Outdoor Unit-Air-Source) | HVH825GKA3* |  |  | EA*4X30L17A*+WALLCON | *80CTL0451712A* | 23400 | 16 | 8.1 | 21600 | 16800 | 77.78% | 1.9 | 11 | 10.5 |  |  |  |  | R-410A | 1.95 | Residential & Commercial | USHP | Ducted CEE Tier 1
213772947 | Central HP <5.4 tons | HEIL | HRCU-A-CB (Split System: Heat Pump with Remote Outdoor Unit-Air-Source) | HVH825GKA3* |  |  | EA*4X36L17A*+WALLCON | *80CTL0701412B* | 23600 | 16.5 | 8.1 | 21400 | 16700 | 78.04% | 1.92 | 0 | 10.5 |  |  |  |  | R-410A | 1.9667 | Residential & Commercial | USHP | Ducted CEE Tier 1
213773417 | Central HP <5.4 tons | HEIL | HRCU-A-CB (Split System: Heat Pump with Remote Outdoor Unit-Air-Source) | HVH825GKA3* |  |  | EA*4X42L21A*+WALLCON | *80CTL1102120B* | 23800 | 16.5 | 8.1 | 21400 | 16600 | 77.57% | 1.96 | 0 | 10.5 |  |  |  |  | R-410A | 1.9833 | Residential & Commercial | USHP | Ducted CEE Tier 1
213773567 | Central HP <5.4 tons | HEIL | HRCU-A-CB (Split System: Heat Pump with Remote Outdoor Unit-Air-Source) | HVH825GKA3* |  |  | EA*4X43L21A*+WALLCON | *80CTL0451712B* | 24200 | 16.5 | 8.1 | 21200 | 16700 | 78.77% | 2 | 0 | 10.5 |  |  |  |  | R-410A | 2.0167 | Residential & Commercial | USHP | Ducted CEE Tier 1
216677726 | Central HP <5.4 tons | DAY & NIGHT | HRCU-A-CB (Split System: Heat Pump with Remote Outdoor Unit-Air-Source) | D5CURAH24AAK |  |  | EA*5X37M21A* | *95MSU0401712A* | 24400 | 15.5 | 8.5 | 23000 | 19100 | 83.04% | 1.96 | 0 | 10 |  |  |  |  | R-454B | 2.0333 | Residential & Commercial | USHP | Ducted CEE Tier 1
216677859 | Central HP <5.4 tons | DAY & NIGHT | HRCU-A-CB (Split System: Heat Pump with Remote Outdoor Unit-Air-Source) | D5CURAH24AAK |  |  | EA*5X37M21A* | *95MSU1002122A* | 25200 | 16 | 9 | 23400 | 19100 | 81.62% | 2.06 | 0 | 10 |  |  |  |  | R-454B | 2.1 | Residential & Commercial | USHP | Ducted CEE Tier 1
212380540 | Central HP <5.4 tons | CARRIER | HRCU-A-CB (Split System: Heat Pump with Remote Outdoor Unit-Air-Source) | 25VNA424A*031* | ADP |  | PL36H210P749 | 58TN*A070C17**16 | 23400 | 20 | 8.5 | 25000 | 19400 | 77.6% | 2.46 | 0 | 13.5 |  |  |  |  | R-410A | 1.95 | Residential & Commercial | USHP | Ducted CEE Tier 1
215669307 | Central HP <5.4 tons | COMFORTMAKER | HRCU-A-CB (Split System: Heat Pump with Remote Outdoor Unit-Air-Source) | C5H0V36*K*AAA* |  |  | EA*5X60M24A*+WALLCON | *80CTL0702120B* | 34400 | 18 | 9 | 34200 | 24800 | 72.51% | 1.9 | 0 | 10 |  |  |  |  | R-454B | 2.8667 | Residential & Commercial | USHP | Ducted CEE Tier 1
215670391 | Central HP <5.4 tons | COMFORTMAKER | HRCU-A-CB (Split System: Heat Pump with Remote Outdoor Unit-Air-Source) | C5H0V36*K*AAA* |  |  | ESH5X60M12A*+WALLCON | *80CSU0601716A* | 34600 | 17 | 8.5 | 34600 | 25000 | 72.25% | 1.8 | 0 | 9.5 |  |  |  |  | R-454B | 2.8833 | Residential & Commercial | USHP
213774640 | Central HP <5.4 tons | COMFORTMAKER | HRCU-A-CB (Split System: Heat Pump with Remote Outdoor Unit-Air-Source) | CVH825GKA3* |  |  | EHD4X48AAL+WALLCON | *97CMN0601714B* | 24000 | 15.5 | 8.1 | 21400 | 16700 | 78.04% | 2 | 0 | 10.5 |  |  |  |  | R-410A | 2 | Residential & Commercial | USHP | Ducted CEE Tier 1
206773367 | Central HP <5.4 tons | AIRQUEST | HRCU-A-CB (Split System: Heat Pump with Remote Outdoor Unit-Air-Source) | HVH837GKA2* |  |  | EHD4X48AAL+WALLCON | *80CSU0601716A* | 32600 | 16.5 | 8.1 | 33200 | 25000 | 75.3% | 1.96 | 11.5 | 11 |  |  |  |  | R-410A | 2.7167 | Residential & Commercial | USHP | Ducted CEE Tier 1
206765962 | Central HP <5.4 tons | AIRQUEST | HRCU-A-CB (Split System: Heat Pump with Remote Outdoor Unit-Air-Source) | HVH825GKA3* |  |  | EA*4X37L21A*+WALLCON | *96CTN0601714A* | 24400 | 16.5 | 8.1 | 21200 | 16700 | 78.77% | 2.02 | 11 | 11 |  |  |  |  | R-410A | 2.0333 | Residential & Commercial | USHP | Ducted CEE Tier 1
204456702 | Central HP <5.4 tons | DAY & NIGHT | HRCU-A-CB (Split System: Heat Pump with Remote Outdoor Unit-Air-Source) | CVH825GKA2* |  |  | EA*4X36L21A*+WALLCON | *96CTN0601714A* | 23400 | 16.5 | 8.1 | 21600 | 16700 | 77.31% | 1.92 | 11 | 10.5 |  |  |  |  | R-410A | 1.95 | Residential & Commercial | USHP | Ducted CEE Tier 1
204456711 | Central HP <5.4 tons | DAY & NIGHT | HRCU-A-CB (Split System: Heat Pump with Remote Outdoor Unit-Air-Source) | CVH825GKA2* |  |  | EA*4X36L21A*+WALLCON | *96CTN0801714A* | 23600 | 16.5 | 8.1 | 21400 | 16700 | 78.04% | 1.94 | 11 | 11 |  |  |  |  | R-410A | 1.9667 | Residential & Commercial | USHP | Ducted CEE Tier 1
204456720 | Central HP <5.4 tons | DAY & NIGHT | HRCU-A-CB (Split System: Heat Pump with Remote Outdoor Unit-Air-Source) | CVH825GKA2* |  |  | EA*4X36L21A*+WALLCON | *97CMN0601714A* | 23400 | 16 | 8.1 | 21600 | 16800 | 77.78% | 1.92 | 11 | 10.5 |  |  |  |  | R-410A | 1.95 | Residential & Commercial | USHP | Ducted CEE Tier 1
204459237 | Central HP <5.4 tons | DAY & NIGHT | HRCU-A-CB (Split System: Heat Pump with Remote Outdoor Unit-Air-Source) | CVH825GKA2* |  |  | EHD4X30AAL+WALLCON | *80CTL0701412A* | 23800 | 16 | 8.1 | 21800 | 16700 | 76.61% | 1.98 | 11 | 10.5 |  |  |  |  | R-410A | 1.9833 | Residential & Commercial | USHP | Ducted CEE Tier 1
214441918 | Central HP <5.4 tons | BRYANT HEATING AND COOLING SYSTEMS | HRCU-A-CB (Split System: Heat Pump with Remote Outdoor Unit-Air-Source) | 284ANV048*0**B* | ADP |  | V,C48H210P169 | 88*TB60110C21*** | 43500 | 21 | 9.5 | 44000 | 35800 | 81.36% | 2.28 | 0 | 12 |  |  |  |  | R-410A | 3.625 | Residential & Commercial | USHP | Ducted CEE Tier 1
214441920 | Central HP <5.4 tons | BRYANT HEATING AND COOLING SYSTEMS | HRCU-A-CB (Split System: Heat Pump with Remote Outdoor Unit-Air-Source) | 284ANV048*0**B* | ADP |  | V,C60H210P299 | 986TD66100C21*** | 44000 | 21 | 9 | 44500 | 36000 | 80.9% | 2.18 | 0 | 12 |  |  |  |  | R-410A | 3.6667 | Residential & Commercial | USHP | Ducted CEE Tier 1
212984056 | Central HP <5.4 tons | HEIL | HRCU-A-CB (Split System: Heat Pump with Remote Outdoor Unit-Air-Source) | DLCURAH24ABK |  |  | EA*4X30L17A* | *92MSN0601714A* | 23600 | 17 | 8.5 | 26400 | 24600 | 93.18% | 2.04 | 0 | 10 |  |  |  |  | R-410A | 1.9667 | Residential & Commercial | USHP | Ducted CEE Tier 1
215292267 | Central HP <5.4 tons | AIRQUEST | HRCU-A-CB (Split System: Heat Pump with Remote Outdoor Unit-Air-Source) | DLCURAH24ABK | ADP |  | H,GG81936 | *96MSN0401410A* | 23600 | 16 | 8.5 | 24600 | 23600 | 95.93% | 1.98 | 0 | 10 |  |  |  |  | R-410A | 1.9667 | Residential & Commercial | USHP | Ducted CEE Tier 1
215292281 | Central HP <5.4 tons | AIRQUEST | HRCU-A-CB (Split System: Heat Pump with Remote Outdoor Unit-Air-Source) | DLCURAH24ABK | ADP |  | H,GG32936 | *96MSN0401712A* | 22600 | 16 | 8.5 | 24800 | 24600 | 99.19% | 2.08 | 0 | 9 |  |  |  |  | R-410A | 1.8833 | Residential & Commercial | USHP
216680526 | Central HP <5.4 tons | CARRIER | HRCU-A-CB (Split System: Heat Pump with Remote Outdoor Unit-Air-Source) | 38MURAQ24AB3* |  |  | CAP**3617AL* | 59TP7A080V17**16 | 23400 | 17 | 9 | 25600 | 23400 | 91.41% | 1.84 | 0 | 10 |  |  |  |  | R-410A | 1.95 | Residential & Commercial | USHP | Ducted CEE Tier 1
216680610 | Central HP <5.4 tons | CARRIER | HRCU-A-CB (Split System: Heat Pump with Remote Outdoor Unit-Air-Source) | 38MURAQ24AB3* |  |  | CNPV*2417AL* | 59TP7A080V17**16 | 23400 | 16.5 | 9 | 26600 | 23800 | 89.47% | 1.82 | 0 | 10 |  |  |  |  | R-410A | 1.95 | Residential & Commercial | USHP | Ducted CEE Tier 1
213772817 | Central HP <5.4 tons | HEIL | HRCU-A-CB (Split System: Heat Pump with Remote Outdoor Unit-Air-Source) | HVH825GKA3* |  |  | EA*4X30L14A*+WALLCON | *80CTL0701412B* | 23400 | 16.5 | 8.1 | 21600 | 16700 | 77.31% | 1.9 | 0 | 10.5 |  |  |  |  | R-410A | 1.95 | Residential & Commercial | USHP | Ducted CEE Tier 1
216734997 | Central HP <5.4 tons | BRYANT HEATING AND COOLING SYSTEMS | HRCU-A-CB (Split System: Heat Pump with Remote Outdoor Unit-Air-Source) | 37MUHAQ24AA3 |  |  | CAA**3717AM* | 83*SB36040M17*** | 22800 | 16.5 | 8.5 | 20600 | 18400 | 89.32% | 1.96 | 0 | 11 |  |  |  |  | R-454B | 1.9 | Residential & Commercial | USHP | Ducted CEE Tier 1
216735450 | Central HP <5.4 tons | BRYANT HEATING AND COOLING SYSTEMS | HRCU-A-CB (Split System: Heat Pump with Remote Outdoor Unit-Air-Source) | 37MUHAQ24AA3 |  |  | CAA**3721AM* | 8(0,1)*SB42045M17*** | 23000 | 15.5 | 8.5 | 20600 | 18400 | 89.32% | 1.98 | 0 | 11 |  |  |  |  | R-454B | 1.9167 | Residential & Commercial | USHP | Ducted CEE Tier 1
216735885 | Central HP <5.4 tons | BRYANT HEATING AND COOLING SYSTEMS | HRCU-A-CB (Split System: Heat Pump with Remote Outdoor Unit-Air-Source) | 37MUHAQ24AA3 |  |  | CAA**3721AM* | 926SB60080V21*** | 23200 | 16.5 | 8.5 | 20800 | 18500 | 88.94% | 1.96 | 0 | 11 |  |  |  |  | R-454B | 1.9333 | Residential & Commercial | USHP | Ducted CEE Tier 1
216735933 | Central HP <5.4 tons | BRYANT HEATING AND COOLING SYSTEMS | HRCU-A-CB (Split System: Heat Pump with Remote Outdoor Unit-Air-Source) | 37MUHAQ24AA3 |  |  | CAA**3721AM* | 935SB60100M21*** | 23200 | 16.5 | 8.5 | 20600 | 18400 | 89.32% | 1.96 | 0 | 11 |  |  |  |  | R-454B | 1.9333 | Residential & Commercial | USHP | Ducted CEE Tier 1
216794413 | Central HP <5.4 tons | TRANE | HRCU-A-CB (Split System: Heat Pump with Remote Outdoor Unit-Air-Source) | 5TWV0X36A1 | ASPEN |  | D(A,C,E)48C3J+TDR | S9V2B060U4PSC+LRP | 32200 | 19.2 | 9 | 32600 | 31000 | 95.09% | 2.77 | 0 | 12 |  |  |  |  | R-454B | 2.6833 | Residential & Commercial | USHP | Ducted CEE Tier 1
216675838 | Central HP <5.4 tons | DAY & NIGHT | HRCU-A-CB (Split System: Heat Pump with Remote Outdoor Unit-Air-Source) | D5CURAH24AAK |  |  | EA*5X30M17A* | *80MS(N,L)0701712A* | 23400 | 15.5 | 8.5 | 24000 | 19400 | 80.83% | 1.92 | 0 | 9.8 |  |  |  |  | R-454B | 1.95 | Residential & Commercial | USHP
212969605 | Central HP <5.4 tons | TEMPSTAR | HRCU-A-CB (Split System: Heat Pump with Remote Outdoor Unit-Air-Source) | DLCURAH18ABK |  |  | EN(A,D)4X30L17** | *80VSL0451412B* | 17400 | 16.5 | 8.1 | 17900 | 16100 | 89.94% | 1.84 | 0 | 11 |  |  |  |  | R-410A | 1.45 | Residential & Commercial | USHP | Ducted CEE Tier 1
216675985 | Central HP <5.4 tons | DAY & NIGHT | HRCU-A-CB (Split System: Heat Pump with Remote Outdoor Unit-Air-Source) | D5CURAH24AAK |  |  | EA*5X30M17A* | *80MS(N,L)0901714A* | 23600 | 15.2 | 8.5 | 24200 | 19400 | 80.17% | 1.9 | 0 | 9.8 |  |  |  |  | R-454B | 1.9667 | Residential & Commercial | USHP
216676522 | Central HP <5.4 tons | DAY & NIGHT | HRCU-A-CB (Split System: Heat Pump with Remote Outdoor Unit-Air-Source) | D5CURAH24AAK |  |  | EA*5X37M21A* | *80MSU1002120A* | 24600 | 15.5 | 8.5 | 23200 | 19100 | 82.33% | 1.94 | 0 | 10 |  |  |  |  | R-454B | 2.05 | Residential & Commercial | USHP | Ducted CEE Tier 1
206767517 | Central HP <5.4 tons | AIRQUEST | HRCU-A-CB (Split System: Heat Pump with Remote Outdoor Unit-Air-Source) | HVH825GKA3* |  |  | EA*4X36L21A*+WALLCON | *95CSU1002122A* | 23600 | 16.5 | 8.1 | 21400 | 16600 | 77.57% | 1.94 | 11.5 | 10.5 |  |  |  |  | R-410A | 1.9667 | Residential & Commercial | USHP | Ducted CEE Tier 1
216680646 | Central HP <5.4 tons | CARRIER | HRCU-A-CB (Split System: Heat Pump with Remote Outdoor Unit-Air-Source) | 38MURAQ24AB3* |  |  | CNPV*3621AL* | 59TP7A080V17**16 | 23400 | 16.5 | 9 | 25800 | 23800 | 92.25% | 1.78 | 0 | 10 |  |  |  |  | R-410A | 1.95 | Residential & Commercial | USHP | Ducted CEE Tier 1
206765872 | Central HP <5.4 tons | AIRQUEST | HRCU-A-CB (Split System: Heat Pump with Remote Outdoor Unit-Air-Source) | HVH825GKA3* |  |  | EA*4X37L17A*+WALLCON | *96CTN0601714A* | 24000 | 16 | 8.1 | 21400 | 16800 | 78.5% | 1.98 | 11 | 11 |  |  |  |  | R-410A | 2 | Residential & Commercial | USHP | Ducted CEE Tier 1
206765881 | Central HP <5.4 tons | AIRQUEST | HRCU-A-CB (Split System: Heat Pump with Remote Outdoor Unit-Air-Source) | HVH825GKA3* |  |  | EA*4X37L17A*+WALLCON | *96CTN0801714A* | 24200 | 16.5 | 8.1 | 21400 | 16700 | 78.04% | 1.98 | 11.5 | 11 |  |  |  |  | R-410A | 2.0167 | Residential & Commercial | USHP | Ducted CEE Tier 1
206765908 | Central HP <5.4 tons | AIRQUEST | HRCU-A-CB (Split System: Heat Pump with Remote Outdoor Unit-Air-Source) | HVH825GKA3* |  |  | EA*4X37L17A*+WALLCON | *80CTL0701412A* | 24200 | 17 | 8.1 | 21400 | 16600 | 77.57% | 2 | 11 | 11 |  |  |  |  | R-410A | 2.0167 | Residential & Commercial | USHP | Ducted CEE Tier 1
213206260 | Central HP <5.4 tons | CARRIER | HRCU-A-CB (Split System: Heat Pump with Remote Outdoor Unit-Air-Source) | 38MURAQ24AB3* | ASPEN |  | D(A,C,E)24B44+TDR | 58S(B,C)*A070E17**12 | 23000 | 17 | 8.1 | 25600 | 20000 | 78.12% | 2.92 | 0 | 10 |  |  |  |  | R-410A | 1.9167 | Residential & Commercial | USHP | Ducted CEE Tier 1
212977735 | Central HP <5.4 tons | COMFORTMAKER | HRCU-A-CB (Split System: Heat Pump with Remote Outdoor Unit-Air-Source) | DLCURAH18ABK |  |  | EA*4X24L17A* | *80MS(N,L)0451412A* | 17500 | 16.5 | 8.5 | 18400 | 19400 | 105.4% | 2.34 | 0 | 10.5 |  |  |  |  | R-410A | 1.4583 | Residential & Commercial | USHP | Ducted CEE Tier 1
211262516 | Central HP <5.4 tons | DAY & NIGHT | HRCU-A-CB (Split System: Heat Pump with Remote Outdoor Unit-Air-Source) | DLCURAH18ABK |  |  | EN(A,D)4X24L14** | *80VSL0451412A* | 17700 | 16 | 8.5 | 18600 | 18800 | 101.1% | 2.26 | 0 | 10.5 |  |  |  |  | R-410A | 1.475 | Residential & Commercial | USHP | Ducted CEE Tier 1
211262683 | Central HP <5.4 tons | DAY & NIGHT | HRCU-A-CB (Split System: Heat Pump with Remote Outdoor Unit-Air-Source) | DLCURAH18ABK |  |  | EN(A,D)4X24L14** | *95ESN0261410A* | 18000 | 15.5 | 8.5 | 19000 | 18700 | 98.42% | 2.24 | 0 | 10.5 |  |  |  |  | R-410A | 1.5 | Residential & Commercial | USHP | Ducted CEE Tier 1
211263037 | Central HP <5.4 tons | DAY & NIGHT | HRCU-A-CB (Split System: Heat Pump with Remote Outdoor Unit-Air-Source) | DLCURAH18ABK |  |  | EN(A,D)4X24L17** | *80ESU0401712A* | 18400 | 16 | 8.5 | 19200 | 18500 | 96.35% | 2.24 | 0 | 11 |  |  |  |  | R-410A | 1.5333 | Residential & Commercial | USHP | Ducted CEE Tier 1
212983516 | Central HP <5.4 tons | CARRIER | HRCU-A-CB (Split System: Heat Pump with Remote Outdoor Unit-Air-Source) | 38MURAQ24AB3* |  |  | CAP**2417AL* | 59SC2E060M14**12 | 23600 | 16.5 | 9 | 27000 | 25400 | 94.07% | 2.12 | 0 | 10 |  |  |  |  | R-410A | 1.9667 | Residential & Commercial | USHP | Ducted CEE Tier 1
204299231 | Central HP <5.4 tons | DAY & NIGHT | HRCU-A-CB (Split System: Heat Pump with Remote Outdoor Unit-Air-Source) | CVH837GKA** |  |  | EA*4X48L21A*+WALLCON | *80CTL0902120A* | 32200 | 17.5 | 8.5 | 32600 | 25000 | 76.69% | 1.98 | 12 | 11.7 |  |  |  |  | R-410A | 2.6833 | Residential & Commercial | USHP | Ducted CEE Tier 1
204299731 | Central HP <5.4 tons | DAY & NIGHT | HRCU-A-CB (Split System: Heat Pump with Remote Outdoor Unit-Air-Source) | CVH837GKA** |  |  | EN(A,D,W)4X48L21**+WALLCON | *80CTL0701716A* | 32400 | 17.5 | 8.1 | 33000 | 25000 | 75.76% | 1.94 | 12 | 11.5 |  |  |  |  | R-410A | 2.7 | Residential & Commercial | USHP | Ducted CEE Tier 1
204299951 | Central HP <5.4 tons | DAY & NIGHT | HRCU-A-CB (Split System: Heat Pump with Remote Outdoor Unit-Air-Source) | CVH837GKA** |  |  | EN(A,D)4X48L24**+WALLCON | *96CTN1002122A* | 32400 | 17.5 | 8.1 | 33000 | 24800 | 75.15% | 1.96 | 12 | 11.7 |  |  |  |  | R-410A | 2.7 | Residential & Commercial | USHP | Ducted CEE Tier 1
214097735 | Central HP <5.4 tons | FRIEDRICH | HRCU-A-CB (Split System: Heat Pump with Remote Outdoor Unit-Air-Source) | RD17AZ48AJ3N |  |  | TCFZ6024SEANM | FR802V0755A21UH | 45500 | 17 | 8.1 | 45500 | 40000 | 87.91% | 2.1 | 0 | 10 |  |  |  |  | R-410A | 3.7917 | Residential & Commercial | USHP | Ducted CEE Tier 1
206772245 | Central HP <5.4 tons | AIRQUEST | HRCU-A-CB (Split System: Heat Pump with Remote Outdoor Unit-Air-Source) | HVH837GKA2* |  |  | EN(A,D,W)4X48L21**+WALLCON | *80CTL0902120A* | 32400 | 17.5 | 8.1 | 33000 | 24800 | 75.15% | 1.96 | 12 | 11.7 |  |  |  |  | R-410A | 2.7 | Residential & Commercial | USHP | Ducted CEE Tier 1
206772579 | Central HP <5.4 tons | AIRQUEST | HRCU-A-CB (Split System: Heat Pump with Remote Outdoor Unit-Air-Source) | HVH837GKA2* |  |  | EHD4X36AAL+WALLCON | *96CTN1202422A* | 32200 | 16.5 | 8.1 | 33200 | 24600 | 74.1% | 1.94 | 11 | 11 |  |  |  |  | R-410A | 2.6833 | Residential & Commercial | USHP | Ducted CEE Tier 1
206772849 | Central HP <5.4 tons | AIRQUEST | HRCU-A-CB (Split System: Heat Pump with Remote Outdoor Unit-Air-Source) | HVH837GKA2* |  |  | EHD4X42AAL+WALLCON | *97CMN0602120A* | 32400 | 16.5 | 8.1 | 33400 | 25200 | 75.45% | 1.94 | 11.5 | 10.5 |  |  |  |  | R-410A | 2.7 | Residential & Commercial | USHP | Ducted CEE Tier 1
206773047 | Central HP <5.4 tons | AIRQUEST | HRCU-A-CB (Split System: Heat Pump with Remote Outdoor Unit-Air-Source) | HVH837GKA2* |  |  | EA*4X37L21A*+WALLCON | *80CSU0601716A* | 32800 | 17 | 8.5 | 33000 | 25200 | 76.36% | 1.96 | 12 | 11 |  |  |  |  | R-410A | 2.7333 | Residential & Commercial | USHP | Ducted CEE Tier 1
206773164 | Central HP <5.4 tons | AIRQUEST | HRCU-A-CB (Split System: Heat Pump with Remote Outdoor Unit-Air-Source) | HVH837GKA2* |  |  | EA*4X48L21A*+WALLCON | *80CSU1002120A* | 32200 | 17 | 8.1 | 32600 | 25000 | 76.69% | 1.96 | 11.5 | 11 |  |  |  |  | R-410A | 2.6833 | Residential & Commercial | USHP | Ducted CEE Tier 1
215667259 | Central HP <5.4 tons | COMFORTMAKER | HRCU-A-CB (Split System: Heat Pump with Remote Outdoor Unit-Air-Source) | C5H0V24*K*AAA* |  |  | EA*5X25M17A*+WALLCON | *97CMN0801714B* | 23800 | 17 | 9 | 23400 | 16400 | 70.09% | 2 | 0 | 10.5 |  |  |  |  | R-454B | 1.9833 | Residential & Commercial | USHP | Ducted CEE Tier 1
206772299 | Central HP <5.4 tons | AIRQUEST | HRCU-A-CB (Split System: Heat Pump with Remote Outdoor Unit-Air-Source) | HVH837GKA2* |  |  | EN(A,D,W)4X48L21**+WALLCON | *97CMN1002122A* | 32400 | 17.5 | 8.1 | 33000 | 24800 | 75.15% | 1.96 | 12 | 11.7 |  |  |  |  | R-410A | 2.7 | Residential & Commercial | USHP | Ducted CEE Tier 1
206772326 | Central HP <5.4 tons | AIRQUEST | HRCU-A-CB (Split System: Heat Pump with Remote Outdoor Unit-Air-Source) | HVH837GKA2* |  |  | EN(A,D,W)4X48L21**+WALLCON | *80CTL0901716A* | 32400 | 18 | 8.1 | 32800 | 24800 | 75.61% | 1.98 | 12.5 | 11.7 |  |  |  |  | R-410A | 2.7 | Residential & Commercial | USHP | Ducted CEE Tier 1
216677537 | Central HP <5.4 tons | DAY & NIGHT | HRCU-A-CB (Split System: Heat Pump with Remote Outdoor Unit-Air-Source) | D5CURAH24AAK |  |  | EA*5X25M17A* | *96VSN0601716B* | 24400 | 15.5 | 8.5 | 23200 | 19100 | 82.33% | 1.94 | 0 | 10 |  |  |  |  | R-454B | 2.0333 | Residential & Commercial | USHP | Ducted CEE Tier 1
216677771 | Central HP <5.4 tons | DAY & NIGHT | HRCU-A-CB (Split System: Heat Pump with Remote Outdoor Unit-Air-Source) | D5CURAH24AAK |  |  | EA*5X36M17A* | *95MSU0601716A* | 23800 | 15.5 | 8.5 | 24000 | 19400 | 80.83% | 1.9 | 0 | 9.8 |  |  |  |  | R-454B | 1.9833 | Residential & Commercial | USHP
216677953 | Central HP <5.4 tons | DAY & NIGHT | HRCU-A-CB (Split System: Heat Pump with Remote Outdoor Unit-Air-Source) | D5CURAH24AAK |  |  | EA*5X37M17A* | *96VTN0401712B* | 24200 | 15.2 | 8.5 | 23600 | 19300 | 81.78% | 1.96 | 0 | 9.8 |  |  |  |  | R-454B | 2.0167 | Residential & Commercial | USHP
216678046 | Central HP <5.4 tons | DAY & NIGHT | HRCU-A-CB (Split System: Heat Pump with Remote Outdoor Unit-Air-Source) | D5CURAH24AAK |  |  | EA*5X36M17A* | *96VTN0601716B* | 23600 | 15.2 | 8.5 | 24000 | 19400 | 80.83% | 1.92 | 0 | 9.8 |  |  |  |  | R-454B | 1.9667 | Residential & Commercial | USHP
216736066 | Central HP <5.4 tons | BRYANT HEATING AND COOLING SYSTEMS | HRCU-A-CB (Split System: Heat Pump with Remote Outdoor Unit-Air-Source) | 37MUHAQ24AA3 |  |  | CAA**3721AM* | 927TA60080V21*** | 23200 | 16.5 | 8.5 | 20800 | 18500 | 88.94% | 1.96 | 0 | 11 |  |  |  |  | R-454B | 1.9333 | Residential & Commercial | USHP | Ducted CEE Tier 1
216735668 | Central HP <5.4 tons | BRYANT HEATING AND COOLING SYSTEMS | HRCU-A-CB (Split System: Heat Pump with Remote Outdoor Unit-Air-Source) | 37MUHAQ24AA3 |  |  | CAA**3721AM* | 82*TB66110V21*** | 23200 | 16 | 8.5 | 20600 | 18500 | 89.81% | 1.96 | 0 | 11 |  |  |  |  | R-454B | 1.9333 | Residential & Commercial | USHP | Ducted CEE Tier 1
216676486 | Central HP <5.4 tons | DAY & NIGHT | HRCU-A-CB (Split System: Heat Pump with Remote Outdoor Unit-Air-Source) | D5CURAH24AAK |  |  | ESH5X30M12A* | *80MSU0802120A* | 24400 | 15.2 | 8.5 | 24400 | 19500 | 79.92% | 1.9 | 0 | 10 |  |  |  |  | R-454B | 2.0333 | Residential & Commercial | USHP | Ducted CEE Tier 1
216676757 | Central HP <5.4 tons | DAY & NIGHT | HRCU-A-CB (Split System: Heat Pump with Remote Outdoor Unit-Air-Source) | D5CURAH24AAK |  |  | EA*5X36M17A* | *80MSU0601716A* | 23600 | 15.5 | 8.5 | 23800 | 19300 | 81.09% | 1.92 | 0 | 9.8 |  |  |  |  | R-454B | 1.9667 | Residential & Commercial | USHP
216676370 | Central HP <5.4 tons | DAY & NIGHT | HRCU-A-CB (Split System: Heat Pump with Remote Outdoor Unit-Air-Source) | D5CURAH24AAK |  |  | ESH5X30M12A* | *80CSU0601716A* | 24600 | 15.2 | 8.5 | 24600 | 19600 | 79.67% | 1.9 | 0 | 9.8 |  |  |  |  | R-454B | 2.05 | Residential & Commercial | USHP
216677358 | Central HP <5.4 tons | DAY & NIGHT | HRCU-A-CB (Split System: Heat Pump with Remote Outdoor Unit-Air-Source) | D5CURAH24AAK |  |  | EA*5X37M21A* | *96MSN1002122A* | 25000 | 15.5 | 9 | 23200 | 19100 | 82.33% | 2.08 | 0 | 10 |  |  |  |  | R-454B | 2.0833 | Residential & Commercial | USHP | Ducted CEE Tier 1
216679374 | Central HP <5.4 tons | CARRIER | HRCU-A-CB (Split System: Heat Pump with Remote Outdoor Unit-Air-Source) | 38MURAQ24AB3* |  |  | CAP**2417AL* | 59TP7A060V17**16 | 23200 | 16.5 | 9.5 | 26400 | 25400 | 96.21% | 2.08 | 0 | 10 |  |  |  |  | R-410A | 1.9333 | Residential & Commercial | USHP | Ducted CEE Tier 1
216679458 | Central HP <5.4 tons | CARRIER | HRCU-A-CB (Split System: Heat Pump with Remote Outdoor Unit-Air-Source) | 38MURAQ24AB3* |  |  | CSPH*2412AL* | 59TP7A060V17**16 | 23800 | 16 | 9 | 26400 | 23400 | 88.64% | 1.8 | 0 | 10 |  |  |  |  | R-410A | 1.9833 | Residential & Commercial | USHP | Ducted CEE Tier 1
215667277 | Central HP <5.4 tons | COMFORTMAKER | HRCU-A-CB (Split System: Heat Pump with Remote Outdoor Unit-Air-Source) | C5H0V24*K*AAA* |  |  | EA*5X25M17A*+WALLCON | *96CTN0401410B* | 23400 | 16 | 9 | 24000 | 16800 | 70% | 1.98 | 0 | 9.5 |  |  |  |  | R-454B | 1.95 | Residential & Commercial | USHP
215667402 | Central HP <5.4 tons | COMFORTMAKER | HRCU-A-CB (Split System: Heat Pump with Remote Outdoor Unit-Air-Source) | C5H0V24*K*AAA* |  |  | EA*5X30M17A*+WALLCON | *80CTL0451712B* | 23000 | 16.5 | 8.5 | 24000 | 16800 | 70% | 1.86 | 0 | 10 |  |  |  |  | R-454B | 1.9167 | Residential & Commercial | USHP | Ducted CEE Tier 1
215667511 | Central HP <5.4 tons | COMFORTMAKER | HRCU-A-CB (Split System: Heat Pump with Remote Outdoor Unit-Air-Source) | C5H0V24*K*AAA* |  |  | EA*5X30M17A*+WALLCON | *96CTN0401410B* | 22600 | 15.5 | 8.5 | 24400 | 17100 | 70.08% | 1.84 | 0 | 9 |  |  |  |  | R-454B | 1.8833 | Residential & Commercial | USHP
215667584 | Central HP <5.4 tons | COMFORTMAKER | HRCU-A-CB (Split System: Heat Pump with Remote Outdoor Unit-Air-Source) | C5H0V24*K*AAA* |  |  | EA*5X36M17A*+WALLCON | *80CSU0601716A* | 23200 | 17 | 9 | 23600 | 16600 | 70.34% | 1.98 | 0 | 10 |  |  |  |  | R-454B | 1.9333 | Residential & Commercial | USHP | Ducted CEE Tier 1
215667911 | Central HP <5.4 tons | COMFORTMAKER | HRCU-A-CB (Split System: Heat Pump with Remote Outdoor Unit-Air-Source) | C5H0V24*K*AAA* |  |  | EA*5X37M21A*+WALLCON | *97CMN1002122B* | 24000 | 17.5 | 9 | 23200 | 16300 | 70.26% | 2.02 | 0 | 10.5 |  |  |  |  | R-454B | 2 | Residential & Commercial | USHP | Ducted CEE Tier 1
215942621 | Central HP <5.4 tons | BRYANT HEATING AND COOLING SYSTEMS | HRCU-A-CB (Split System: Heat Pump with Remote Outdoor Unit-Air-Source) | 293VAN036**AA* |  |  | CVAVA6121XMA*+UI | 986TD60080C21*** | 35800 | 22 | 8.5 | 37400 | 28400 | 75.94% | 2.04 | 0 | 12.5 |  |  |  |  | R-454B | 2.9833 | Residential & Commercial | USHP | Ducted CEE Tier 1
215942641 | Central HP <5.4 tons | BRYANT HEATING AND COOLING SYSTEMS | HRCU-A-CB (Split System: Heat Pump with Remote Outdoor Unit-Air-Source) | 293VAN036**AA* |  |  | CVAVA6121XMA*+UI | 987TA66100C21*** | 36000 | 22 | 8.5 | 37400 | 28200 | 75.4% | 2.04 | 0 | 12.5 |  |  |  |  | R-454B | 3 | Residential & Commercial | USHP | Ducted CEE Tier 1
213312006 | Central HP <5.4 tons | BRYANT HEATING AND COOLING SYSTEMS | HRCU-A-CB (Split System: Heat Pump with Remote Outdoor Unit-Air-Source) | 38MURAQ24AB3* | ADP |  | C36A***L159+CBPE4B* | 0 | 24200 | 18 | 9 | 25000 | 22600 | 90.4% | 1.92 | 0 | 10.5 |  |  |  |  | R-410A | 2.0167 | Residential & Commercial | USHP | Ducted CEE Tier 1
216675849 | Central HP <5.4 tons | DAY & NIGHT | HRCU-A-CB (Split System: Heat Pump with Remote Outdoor Unit-Air-Source) | D5CURAH24AAK |  |  | EA*5X24M17A* | *80MS(N,L)0701712A* | 23600 | 15.2 | 9 | 24800 | 19600 | 79.03% | 2 | 0 | 9.8 |  |  |  |  | R-454B | 1.9667 | Residential & Commercial | USHP
206133407 | Central HP <5.4 tons | AIRQUEST | HRCU-A-CB (Split System: Heat Pump with Remote Outdoor Unit-Air-Source) | HVH825GKA2* |  |  | EA*4X36L21A*+WALLCON | *80CSU1002120A* | 23600 | 16.5 | 8.1 | 21400 | 16700 | 78.04% | 1.94 | 11.5 | 10.5 |  |  |  |  | R-410A | 1.9667 | Residential & Commercial | USHP | Ducted CEE Tier 1
215941665 | Central HP <5.4 tons | BRYANT HEATING AND COOLING SYSTEMS | HRCU-A-CB (Split System: Heat Pump with Remote Outdoor Unit-Air-Source) | 293VAN048**AA* |  |  | CVAVA6021XMA*+UI | 986TD60080C21*** | 45500 | 20.5 | 8.1 | 53000 | 38500 | 72.64% | 1.95 | 0 | 11 |  |  |  |  | R-454B | 3.7917 | Residential & Commercial | USHP | Ducted CEE Tier 1
214440918 | Central HP <5.4 tons | BRYANT HEATING AND COOLING SYSTEMS | HRCU-A-CB (Split System: Heat Pump with Remote Outdoor Unit-Air-Source) | 284ANV036*0**B* | ADP |  | V,C36H175P149 | 987MC42060C17*** | 32400 | 19 | 9 | 35200 | 27400 | 77.84% | 2.02 | 0 | 11.5 |  |  |  |  | R-410A | 2.7 | Residential & Commercial | USHP | Ducted CEE Tier 1
216676096 | Central HP <5.4 tons | DAY & NIGHT | HRCU-A-CB (Split System: Heat Pump with Remote Outdoor Unit-Air-Source) | D5CURAH24AAK |  |  | ESH5X36M12A* | *80MS(N,L)1102420A* | 24400 | 15.2 | 8.5 | 23800 | 19300 | 81.09% | 1.94 | 0 | 10 |  |  |  |  | R-454B | 2.0333 | Residential & Commercial | USHP | Ducted CEE Tier 1
215934474 | Central HP <5.4 tons | CARRIER | HRCU-A-CB (Split System: Heat Pump with Remote Outdoor Unit-Air-Source) | 27VNA348A*030* |  |  | CSAH*4812AM*+UI | 58TN*B135C24**22 | 44500 | 20.5 | 9 | 48500 | 36400 | 75.05% | 1.82 | 0 | 11 |  |  |  |  | R-454B | 3.7083 | Residential & Commercial | USHP | Ducted CEE Tier 1
214776759 | Central HP <5.4 tons | YORK | HRCU-A-CB (Split System: Heat Pump with Remote Outdoor Unit-Air-Source) | HH860E2S11 | ADP |  | CV609**A+TXV | Y81E080C20SMPS1 | 53000 | 19 | 8.5 | 52000 | 38500 | 74.04% | 2 | 0 | 11 |  |  |  |  | R-454B | 4.4167 | Residential & Commercial | USHP | Ducted CEE Tier 1
216675906 | Central HP <5.4 tons | DAY & NIGHT | HRCU-A-CB (Split System: Heat Pump with Remote Outdoor Unit-Air-Source) | D5CURAH24AAK |  |  | EA*5X30M17A* | *80MS(N,L)0701716A* | 23600 | 15.2 | 8.5 | 24200 | 19400 | 80.17% | 1.9 | 0 | 9.8 |  |  |  |  | R-454B | 1.9667 | Residential & Commercial | USHP
216675997 | Central HP <5.4 tons | DAY & NIGHT | HRCU-A-CB (Split System: Heat Pump with Remote Outdoor Unit-Air-Source) | D5CURAH24AAK |  |  | EA*5X36M17A* | *80MS(N,L)0901714A* | 23800 | 15.2 | 8.5 | 24000 | 19400 | 80.83% | 1.92 | 0 | 9.8 |  |  |  |  | R-454B | 1.9833 | Residential & Commercial | USHP
216676033 | Central HP <5.4 tons | DAY & NIGHT | HRCU-A-CB (Split System: Heat Pump with Remote Outdoor Unit-Air-Source) | D5CURAH24AAK |  |  | EA*5X37M21A* | *80MS(N,L)0901714A* | 24400 | 15.5 | 8.5 | 23000 | 19000 | 82.61% | 1.96 | 0 | 10 |  |  |  |  | R-454B | 2.0333 | Residential & Commercial | USHP | Ducted CEE Tier 1
206765406 | Central HP <5.4 tons | AIRQUEST | HRCU-A-CB (Split System: Heat Pump with Remote Outdoor Unit-Air-Source) | HVH825GKA3* |  |  | EA*4X24L14A*+WALLCON | *80CTL0701412A* | 23400 | 17 | 8.1 | 22000 | 16800 | 76.36% | 1.9 | 11 | 10.5 |  |  |  |  | R-410A | 1.95 | Residential & Commercial | USHP | Ducted CEE Tier 1
214440899 | Central HP <5.4 tons | BRYANT HEATING AND COOLING SYSTEMS | HRCU-A-CB (Split System: Heat Pump with Remote Outdoor Unit-Air-Source) | 284ANV036*0**B* | ADP |  | V,C36H175P159 | 88*TB48090C17*** | 33200 | 20 | 9 | 35000 | 27200 | 77.71% | 2.04 | 0 | 12.5 |  |  |  |  | R-410A | 2.7667 | Residential & Commercial | USHP | Ducted CEE Tier 1
215934524 | Central HP <5.4 tons | CARRIER | HRCU-A-CB (Split System: Heat Pump with Remote Outdoor Unit-Air-Source) | 27VNA348A*030* |  |  | CSAH*4812AM*+UI | 59TN6C100C21**22 | 44000 | 20 | 9 | 48500 | 36400 | 75.05% | 1.82 | 0 | 10.5 |  |  |  |  | R-454B | 3.6667 | Residential & Commercial | USHP | Ducted CEE Tier 1
206135765 | Central HP <5.4 tons | AIRQUEST | HRCU-A-CB (Split System: Heat Pump with Remote Outdoor Unit-Air-Source) | HVH837GKA** |  |  | EA*4X48L21A*+WALLCON | *80CSU0401712A* | 32400 | 17.5 | 8.1 | 32600 | 25000 | 76.69% | 1.96 | 12 | 11 |  |  |  |  | R-410A | 2.7 | Residential & Commercial | USHP | Ducted CEE Tier 1
212977749 | Central HP <5.4 tons | HEIL | HRCU-A-CB (Split System: Heat Pump with Remote Outdoor Unit-Air-Source) | DLCURAH18ABK |  |  | EA*4X25L17A* | *80MS(N,L)0451412A* | 18000 | 16.5 | 8.5 | 17900 | 17700 | 98.88% | 2.14 | 0 | 11 |  |  |  |  | R-410A | 1.5 | Residential & Commercial | USHP | Ducted CEE Tier 1
215292357 | Central HP <5.4 tons | AIRQUEST | HRCU-A-CB (Split System: Heat Pump with Remote Outdoor Unit-Air-Source) | DLCURAH24ABK | ADP |  | HG7J936 | *96MSN0601412A* | 23400 | 16 | 8.5 | 25400 | 26000 | 102.4% | 2.22 | 0 | 10 |  |  |  |  | R-410A | 1.95 | Residential & Commercial | USHP | Ducted CEE Tier 1
215292366 | Central HP <5.4 tons | AIRQUEST | HRCU-A-CB (Split System: Heat Pump with Remote Outdoor Unit-Air-Source) | DLCURAH24ABK | ADP |  | H,GE9J936 | *96MSN0601412A* | 23600 | 16 | 8.5 | 24600 | 23800 | 96.75% | 2 | 0 | 10 |  |  |  |  | R-410A | 1.9667 | Residential & Commercial | USHP | Ducted CEE Tier 1
215292382 | Central HP <5.4 tons | AIRQUEST | HRCU-A-CB (Split System: Heat Pump with Remote Outdoor Unit-Air-Source) | DLCURAH24ABK | ADP |  | HE31924 | *96MSN0601716A* | 23200 | 16 | 9.5 | 25000 | 24400 | 97.6% | 2.04 | 0 | 9.5 |  |  |  |  | R-410A | 1.9333 | Residential & Commercial | USHP
215292407 | Central HP <5.4 tons | AIRQUEST | HRCU-A-CB (Split System: Heat Pump with Remote Outdoor Unit-Air-Source) | DLCURAH24ABK | ADP |  | HE30924 | *96MSN0601716A* | 23000 | 16 | 9.5 | 25000 | 24400 | 97.6% | 2.04 | 0 | 9.5 |  |  |  |  | R-410A | 1.9167 | Residential & Commercial | USHP
215292409 | Central HP <5.4 tons | AIRQUEST | HRCU-A-CB (Split System: Heat Pump with Remote Outdoor Unit-Air-Source) | DLCURAH24ABK | ADP |  | HG7J936 | *96MSN0601716A* | 23000 | 17 | 9 | 24200 | 23200 | 95.87% | 1.96 | 0 | 9.5 |  |  |  |  | R-410A | 1.9167 | Residential & Commercial | USHP
215292423 | Central HP <5.4 tons | AIRQUEST | HRCU-A-CB (Split System: Heat Pump with Remote Outdoor Unit-Air-Source) | DLCURAH24ABK | ADP |  | H,GG81936 | *96MSN0601716A* | 23600 | 17 | 9 | 24200 | 23200 | 95.87% | 1.96 | 0 | 10 |  |  |  |  | R-410A | 1.9667 | Residential & Commercial | USHP | Ducted CEE Tier 1
215399928 | Central HP <5.4 tons | FRASER-JOHNSTON | HRCU-A-C (Split System: Heat Pump with Remote Outdoor Unit with No Indoor Fan --Air Source) | HH824E2S11 | ASPEN |  | D(A,C,E)36A3K+TDR | 0 | 22400 | 15.2 | 8.5 | 22600 | 21200 | 93.81% | 2.65 | 0 | 11 |  |  |  |  | R-454B | 1.8667 | Residential & Commercial | USHP | Ducted CEE Tier 1
211377441 | Central HP <5.4 tons | YORK | HRCU-A-CB (Split System: Heat Pump with Remote Outdoor Unit-Air-Source) | HMH72B341 |  |  | XAFB30CXXN1+TXV | TM9Y060B12MP11 | 32600 | 17.5 | 8.1 | 34000 | 23800 | 70% | 2 | 0 | 9.5 |  |  |  |  | R-410A | 2.7167 | Residential & Commercial | USHP
211377792 | Central HP <5.4 tons | YORK | HRCU-A-CB (Split System: Heat Pump with Remote Outdoor Unit-Air-Source) | HMH72B341 |  |  | XAUB36DXXN1+TXV | YP9C060B12MP13 | 33800 | 17 | 8.5 | 33400 | 23800 | 71.26% | 2.04 | 0 | 9.5 |  |  |  |  | R-410A | 2.8167 | Residential & Commercial | USHP
206773475 | Central HP <5.4 tons | AIRQUEST | HRCU-A-CB (Split System: Heat Pump with Remote Outdoor Unit-Air-Source) | HVH837GKA2* |  |  | EA*4X43L21A*+WALLCON | *95CSU0802120A* | 33000 | 17.5 | 8.5 | 32800 | 25000 | 76.22% | 2 | 12 | 11.5 |  |  |  |  | R-410A | 2.75 | Residential & Commercial | USHP | Ducted CEE Tier 1
214802743 | Central HP <5.4 tons | RHEEM | HRCU-A-CB (Split System: Heat Pump with Remote Outdoor Unit-Air-Source) | RP15AZ24AJ2N | ASPEN |  | D(A,C,E)36A34+TDR | R801V1004A17UHS | 22800 | 16 | 8.2 | 22800 | 16200 | 71.05% | 2.99 | 0 | 11.9 |  |  |  |  | R-410A | 1.9 | Residential & Commercial | USHP | Ducted CEE Tier 1
214802893 | Central HP <5.4 tons | RHEEM | HRCU-A-CB (Split System: Heat Pump with Remote Outdoor Unit-Air-Source) | RP15AZ48AJ2N | ASPEN |  | D(A,C,E)48D34+TDR | R801V0755A21DZ | 44500 | 15.5 | 8.2 | 45500 | 33800 | 74.29% | 3.05 | 0 | 10 |  |  |  |  | R-410A | 3.7083 | Residential & Commercial | USHP | Ducted CEE Tier 1
214802895 | Central HP <5.4 tons | RHEEM | HRCU-A-CB (Split System: Heat Pump with Remote Outdoor Unit-Air-Source) | RP15AZ48AJ2N | ASPEN |  | D(A,C,E)60B44+TDR | R801V0755A21DZ | 45000 | 15.6 | 8.2 | 46000 | 34000 | 73.91% | 3.05 | 0 | 10.1 |  |  |  |  | R-410A | 3.75 | Residential & Commercial | USHP | Ducted CEE Tier 1
216677607 | Central HP <5.4 tons | DAY & NIGHT | HRCU-A-CB (Split System: Heat Pump with Remote Outdoor Unit-Air-Source) | D5CURAH24AAK |  |  | EA*5X37M21A* | *96VSN0801716B* | 24800 | 15.5 | 8.5 | 23200 | 19100 | 82.33% | 1.96 | 0 | 10 |  |  |  |  | R-454B | 2.0667 | Residential & Commercial | USHP | Ducted CEE Tier 1
216677657 | Central HP <5.4 tons | DAY & NIGHT | HRCU-A-CB (Split System: Heat Pump with Remote Outdoor Unit-Air-Source) | D5CURAH24AAK |  |  | EA*5X37M21A* | *96VSN1002120B* | 25000 | 16 | 9 | 23200 | 19100 | 82.33% | 2.06 | 0 | 10 |  |  |  |  | R-454B | 2.0833 | Residential & Commercial | USHP | Ducted CEE Tier 1
213772447 | Central HP <5.4 tons | HEIL | HRCU-A-CB (Split System: Heat Pump with Remote Outdoor Unit-Air-Source) | HVH825GKA2* |  |  | EHD4X48AAL+WALLCON | *80CTL0701716B* | 24200 | 16.5 | 8.1 | 21200 | 16600 | 78.3% | 2.02 | 0 | 10.5 |  |  |  |  | R-410A | 2.0167 | Residential & Commercial | USHP | Ducted CEE Tier 1
211377843 | Central HP <5.4 tons | YORK | HRCU-A-CB (Split System: Heat Pump with Remote Outdoor Unit-Air-Source) | HMH72B341 |  |  | XAHC36DXXN1+TXV | TM9E100C16MP12 | 33600 | 17.5 | 8.1 | 33000 | 23200 | 70.3% | 2.04 | 0 | 10 |  |  |  |  | R-410A | 2.8 | Residential & Commercial | USHP | Ducted CEE Tier 1
211377908 | Central HP <5.4 tons | YORK | HRCU-A-CB (Split System: Heat Pump with Remote Outdoor Unit-Air-Source) | HMH72B341 |  |  | XAHC36DXXN1+TXV | TM9E060B12MP12 | 33400 | 17 | 8.1 | 33400 | 23800 | 71.26% | 2 | 0 | 9.5 |  |  |  |  | R-410A | 2.7833 | Residential & Commercial | USHP
206771903 | Central HP <5.4 tons | AIRQUEST | HRCU-A-CB (Split System: Heat Pump with Remote Outdoor Unit-Air-Source) | HVH837GKA2* |  |  | EA*4X48L24A*+WALLCON | *80CTL1352422A* | 32400 | 17.5 | 8.5 | 32400 | 24800 | 76.54% | 2 | 12 | 11.7 |  |  |  |  | R-410A | 2.7 | Residential & Commercial | USHP | Ducted CEE Tier 1
216680622 | Central HP <5.4 tons | CARRIER | HRCU-A-CB (Split System: Heat Pump with Remote Outdoor Unit-Air-Source) | 38MURAQ24AB3* |  |  | CNPV*3017AL* | 59TP7A080V17**16 | 23400 | 16.5 | 9 | 25800 | 23800 | 92.25% | 1.78 | 0 | 10 |  |  |  |  | R-410A | 1.95 | Residential & Commercial | USHP | Ducted CEE Tier 1
213147342 | Central HP <5.4 tons | BRYANT HEATING AND COOLING SYSTEMS | HRCU-A-CB (Split System: Heat Pump with Remote Outdoor Unit-Air-Source) | 38MURAQ24AB3* | ADP |  | V,C36H***P039+AEFE3A* | 0 | 22800 | 17 | 8.6 | 25400 | 25400 | 100% | 2.1 | 0 | 9.5 |  |  |  |  | R-410A | 1.9 | Residential & Commercial | USHP
216794252 | Central HP <5.4 tons | TRANE | HRCU-A-CB (Split System: Heat Pump with Remote Outdoor Unit-Air-Source) | 5TWV0X24A1 | ASPEN |  | D(A,C,E)36C3J+TDR | S8V2A040M3PCB | 19800 | 21.4 | 10 | 22400 | 21600 | 96.43% | 2.81 | 0 | 11.7 |  |  |  |  | R-454B | 1.65 | Residential & Commercial | USHP | Ducted CEE Tier 1
206765584 | Central HP <5.4 tons | AIRQUEST | HRCU-A-CB (Split System: Heat Pump with Remote Outdoor Unit-Air-Source) | HVH825GKA3* |  |  | EA*4X30L17A*+WALLCON | *80CTL0701716A* | 23400 | 16.5 | 8.1 | 21600 | 16700 | 77.31% | 1.92 | 11 | 11 |  |  |  |  | R-410A | 1.95 | Residential & Commercial | USHP | Ducted CEE Tier 1
206765818 | Central HP <5.4 tons | AIRQUEST | HRCU-A-CB (Split System: Heat Pump with Remote Outdoor Unit-Air-Source) | HVH825GKA3* |  |  | EA*4X36L21A*+WALLCON | *96CTN1002122A* | 23600 | 16.5 | 8.1 | 21400 | 16600 | 77.57% | 1.94 | 11 | 11 |  |  |  |  | R-410A | 1.9667 | Residential & Commercial | USHP | Ducted CEE Tier 1
211262922 | Central HP <5.4 tons | DAY & NIGHT | HRCU-A-CB (Split System: Heat Pump with Remote Outdoor Unit-Air-Source) | DLCURAH18ABK |  |  | EN(A,D)4X24L17** | *95ESU0401712A* | 17600 | 16 | 8.5 | 18500 | 18800 | 101.6% | 2.26 | 0 | 11 |  |  |  |  | R-410A | 1.4667 | Residential & Commercial | USHP | Ducted CEE Tier 1
215292514 | Central HP <5.4 tons | AIRQUEST | HRCU-A-CB (Split System: Heat Pump with Remote Outdoor Unit-Air-Source) | DLCURAH24ABK | ADP |  | H,GE7J924 | *96MSN0802120A* | 23000 | 17 | 8.5 | 24800 | 23800 | 95.97% | 2.02 | 0 | 10 |  |  |  |  | R-410A | 1.9167 | Residential & Commercial | USHP | Ducted CEE Tier 1
215942571 | Central HP <5.4 tons | BRYANT HEATING AND COOLING SYSTEMS | HRCU-A-CB (Split System: Heat Pump with Remote Outdoor Unit-Air-Source) | 293VAN036**AA* |  |  | CVAVA6124XMA*+UI | 935CB60080C21*** | 36000 | 22 | 8.5 | 37400 | 28200 | 75.4% | 2.04 | 0 | 12.5 |  |  |  |  | R-454B | 3 | Residential & Commercial | USHP | Ducted CEE Tier 1
207683195 | Central HP <5.4 tons | LENNOX | HRCU-A-CB (Split System: Heat Pump with Remote Outdoor Unit-Air-Source) | SL25XPV-048-230A** | ADP |  | LP42/62W9 | SL280UH090XV60C* | 45000 | 21 | 9.2 | 43500 | 36800 | 84.6% | 1.84 | 12.5 | 12.5 |  |  |  |  | R-410A | 3.75 | Residential & Commercial | USHP | Ducted CEE Tier 1
206771858 | Central HP <5.4 tons | AIRQUEST | HRCU-A-CB (Split System: Heat Pump with Remote Outdoor Unit-Air-Source) | HVH837GKA2* |  |  | EA*4X48L21A*+WALLCON | *80CTL0901716A* | 32400 | 18 | 8.5 | 32600 | 24800 | 76.07% | 2 | 12 | 11.7 |  |  |  |  | R-410A | 2.7 | Residential & Commercial | USHP | Ducted CEE Tier 1
206773385 | Central HP <5.4 tons | AIRQUEST | HRCU-A-CB (Split System: Heat Pump with Remote Outdoor Unit-Air-Source) | HVH837GKA2* |  |  | EHD4X48AAL+WALLCON | *80CSU1002120A* | 32600 | 16.5 | 8.1 | 33000 | 25000 | 75.76% | 1.96 | 11.5 | 11 |  |  |  |  | R-410A | 2.7167 | Residential & Commercial | USHP | Ducted CEE Tier 1
216676404 | Central HP <5.4 tons | DAY & NIGHT | HRCU-A-CB (Split System: Heat Pump with Remote Outdoor Unit-Air-Source) | D5CURAH24AAK |  |  | EA*5X24M17A* | *80MSU0401712A* | 23400 | 15.2 | 9 | 24600 | 19600 | 79.67% | 2 | 0 | 9.8 |  |  |  |  | R-454B | 1.95 | Residential & Commercial | USHP
215291945 | Central HP <5.4 tons | AIRQUEST | HRCU-A-CB (Split System: Heat Pump with Remote Outdoor Unit-Air-Source) | DLCURAH24ABK | ADP |  | HG8J936 | *92MSN0601412A* | 23600 | 17 | 8.5 | 24800 | 23400 | 94.35% | 1.98 | 0 | 10.5 |  |  |  |  | R-410A | 1.9667 | Residential & Commercial | USHP | Ducted CEE Tier 1
216679530 | Central HP <5.4 tons | CARRIER | HRCU-A-CB (Split System: Heat Pump with Remote Outdoor Unit-Air-Source) | 38MURAQ24AB3* |  |  | CNPV*3621AL* | 59TP7A060V17**16 | 23600 | 16.5 | 9 | 25800 | 23600 | 91.47% | 1.76 | 0 | 10 |  |  |  |  | R-410A | 1.9667 | Residential & Commercial | USHP | Ducted CEE Tier 1
215291959 | Central HP <5.4 tons | AIRQUEST | HRCU-A-CB (Split System: Heat Pump with Remote Outdoor Unit-Air-Source) | DLCURAH24ABK | ADP |  | H,GG24936 | *92MSN0601714A* | 23400 | 17 | 8.5 | 25200 | 26000 | 103.2% | 2.24 | 0 | 10 |  |  |  |  | R-410A | 1.95 | Residential & Commercial | USHP | Ducted CEE Tier 1
211263351 | Central HP <5.4 tons | DAY & NIGHT | HRCU-A-CB (Split System: Heat Pump with Remote Outdoor Unit-Air-Source) | DLCURAH18ABK |  |  | EN(A,D)4X24L17** | *80ES(N,L)0701712A* | 18000 | 16 | 8.5 | 18900 | 18700 | 98.94% | 2.26 | 0 | 11 |  |  |  |  | R-410A | 1.5 | Residential & Commercial | USHP | Ducted CEE Tier 1
211263376 | Central HP <5.4 tons | DAY & NIGHT | HRCU-A-CB (Split System: Heat Pump with Remote Outdoor Unit-Air-Source) | DLCURAH18ABK |  |  | EN(A,D)4X24L17** | *92ESN0601412A* | 18100 | 16 | 8.5 | 19000 | 18600 | 97.89% | 2.24 | 0 | 11 |  |  |  |  | R-410A | 1.5083 | Residential & Commercial | USHP | Ducted CEE Tier 1
211264319 | Central HP <5.4 tons | DAY & NIGHT | HRCU-A-CB (Split System: Heat Pump with Remote Outdoor Unit-Air-Source) | DLCURAH18ABK |  |  | EN(A,D)4X30L17** | *95ESN0601412A* | 18000 | 16 | 8.5 | 18500 | 18400 | 99.46% | 2.22 | 0 | 11 |  |  |  |  | R-410A | 1.5 | Residential & Commercial | USHP | Ducted CEE Tier 1
204300585 | Central HP <5.4 tons | DAY & NIGHT | HRCU-A-CB (Split System: Heat Pump with Remote Outdoor Unit-Air-Source) | CVH837GKA** |  |  | EHD4X48AAL+WALLCON | *80CTL0901716A* | 32800 | 17.5 | 8.1 | 33000 | 24800 | 75.15% | 1.98 | 12 | 11.5 |  |  |  |  | R-410A | 2.7333 | Residential & Commercial | USHP | Ducted CEE Tier 1
206765935 | Central HP <5.4 tons | AIRQUEST | HRCU-A-CB (Split System: Heat Pump with Remote Outdoor Unit-Air-Source) | HVH825GKA3* |  |  | EA*4X37L21A*+WALLCON | *80CTL0701716A* | 24400 | 17 | 8.5 | 21200 | 16600 | 78.3% | 2.02 | 11 | 11 |  |  |  |  | R-410A | 2.0333 | Residential & Commercial | USHP | Ducted CEE Tier 1
211262275 | Central HP <5.4 tons | DAY & NIGHT | HRCU-A-CB (Split System: Heat Pump with Remote Outdoor Unit-Air-Source) | DLCURAH18ABK |  |  | EN(A,D)4X18L14** | *96VSN0601412A* | 17600 | 15.5 | 8.5 | 18700 | 19300 | 103.2% | 2.32 | 0 | 10.5 |  |  |  |  | R-410A | 1.4667 | Residential & Commercial | USHP | Ducted CEE Tier 1
211263143 | Central HP <5.4 tons | DAY & NIGHT | HRCU-A-CB (Split System: Heat Pump with Remote Outdoor Unit-Air-Source) | DLCURAH18ABK |  |  | EN(A,D)4X24L17** | *95ESN0401410A* | 17800 | 15.5 | 8.5 | 18700 | 18800 | 100.5% | 2.26 | 0 | 10.5 |  |  |  |  | R-410A | 1.4833 | Residential & Commercial | USHP | Ducted CEE Tier 1
211264547 | Central HP <5.4 tons | DAY & NIGHT | HRCU-A-CB (Split System: Heat Pump with Remote Outdoor Unit-Air-Source) | DLCURAH18ABK |  |  | EN(A,D)4X30L17** | *92ESN0601412A* | 18300 | 16 | 8.5 | 18800 | 18300 | 97.34% | 2.22 | 0 | 11 |  |  |  |  | R-410A | 1.525 | Residential & Commercial | USHP | Ducted CEE Tier 1
211264766 | Central HP <5.4 tons | DAY & NIGHT | HRCU-A-CB (Split System: Heat Pump with Remote Outdoor Unit-Air-Source) | DLCURAH18ABK |  |  | FEM4P18**AL | 0 | 17400 | 16 | 8.5 | 18300 | 19400 | 106% | 2.34 | 0 | 10.5 |  |  |  |  | R-410A | 1.45 | Residential & Commercial | USHP | Ducted CEE Tier 1
206767107 | Central HP <5.4 tons | AIRQUEST | HRCU-A-CB (Split System: Heat Pump with Remote Outdoor Unit-Air-Source) | HVH825GKA3* |  |  | EA*4X30L17A*+WALLCON | *80CSU0401712A* | 23400 | 16.5 | 8.1 | 21600 | 16700 | 77.31% | 1.9 | 11 | 10.5 |  |  |  |  | R-410A | 1.95 | Residential & Commercial | USHP | Ducted CEE Tier 1
215669227 | Central HP <5.4 tons | COMFORTMAKER | HRCU-A-CB (Split System: Heat Pump with Remote Outdoor Unit-Air-Source) | C5H0V36*K*AAA* |  |  | EA*5X48M21A*+WALLCON | *97CMN0602120B* | 33600 | 17.5 | 9 | 35200 | 25200 | 71.59% | 1.9 | 0 | 9.5 |  |  |  |  | R-454B | 2.8 | Residential & Commercial | USHP
215669377 | Central HP <5.4 tons | COMFORTMAKER | HRCU-A-CB (Split System: Heat Pump with Remote Outdoor Unit-Air-Source) | C5H0V36*K*AAA* |  |  | EA*5X60M24A*+WALLCON | *97CMN0802120B* | 34400 | 18 | 9 | 34200 | 24800 | 72.51% | 1.9 | 0 | 10 |  |  |  |  | R-454B | 2.8667 | Residential & Commercial | USHP | Ducted CEE Tier 1
215669477 | Central HP <5.4 tons | COMFORTMAKER | HRCU-A-CB (Split System: Heat Pump with Remote Outdoor Unit-Air-Source) | C5H0V36*K*AAA* |  |  | EA*5X61M21A*+WALLCON | *80CTL0702120B* | 34800 | 18.5 | 9 | 34400 | 24800 | 72.09% | 1.92 | 0 | 10 |  |  |  |  | R-454B | 2.9 | Residential & Commercial | USHP | Ducted CEE Tier 1
215669677 | Central HP <5.4 tons | COMFORTMAKER | HRCU-A-CB (Split System: Heat Pump with Remote Outdoor Unit-Air-Source) | C5H0V36*K*AAA* |  |  | EA*5X61M24A*+WALLCON | *95CSU1002122B* | 35000 | 18.5 | 9 | 34400 | 24600 | 71.51% | 1.92 | 0 | 10 |  |  |  |  | R-454B | 2.9167 | Residential & Commercial | USHP | Ducted CEE Tier 1
215669727 | Central HP <5.4 tons | COMFORTMAKER | HRCU-A-CB (Split System: Heat Pump with Remote Outdoor Unit-Air-Source) | C5H0V36*K*AAA* |  |  | EA*5X61M24A*+WALLCON | *96CTN1002122B* | 35000 | 18.5 | 9 | 34400 | 24800 | 72.09% | 1.92 | 0 | 10.5 |  |  |  |  | R-454B | 2.9167 | Residential & Commercial | USHP | Ducted CEE Tier 1
211262868 | Central HP <5.4 tons | DAY & NIGHT | HRCU-A-CB (Split System: Heat Pump with Remote Outdoor Unit-Air-Source) | DLCURAH18ABK |  |  | EN(A,D)4X24L17** | *96VSN0401712A* | 17700 | 15.5 | 8.5 | 18700 | 18800 | 100.5% | 2.26 | 0 | 10.5 |  |  |  |  | R-410A | 1.475 | Residential & Commercial | USHP | Ducted CEE Tier 1
215941145 | Central HP <5.4 tons | BRYANT HEATING AND COOLING SYSTEMS | HRCU-A-CB (Split System: Heat Pump with Remote Outdoor Unit-Air-Source) | 293VAN048**AA* |  |  | CSAH*4812AM*+UI | 83*CB36040C17*** | 44000 | 20 | 9 | 48500 | 36600 | 75.46% | 1.82 | 0 | 11 |  |  |  |  | R-454B | 3.6667 | Residential & Commercial | USHP | Ducted CEE Tier 1
216676075 | Central HP <5.4 tons | DAY & NIGHT | HRCU-A-CB (Split System: Heat Pump with Remote Outdoor Unit-Air-Source) | D5CURAH24AAK |  |  | EA*5X37M21A* | *80MS(N,L)1102120A* | 25000 | 15.5 | 9 | 23200 | 19100 | 82.33% | 2.1 | 0 | 10 |  |  |  |  | R-454B | 2.0833 | Residential & Commercial | USHP | Ducted CEE Tier 1
216676116 | Central HP <5.4 tons | DAY & NIGHT | HRCU-A-CB (Split System: Heat Pump with Remote Outdoor Unit-Air-Source) | D5CURAH24AAK |  |  | EA*5X30M17A* | *80VSL0451412B* | 23400 | 15.2 | 8.5 | 24000 | 19400 | 80.83% | 1.9 | 0 | 9.8 |  |  |  |  | R-454B | 1.95 | Residential & Commercial | USHP
215941195 | Central HP <5.4 tons | BRYANT HEATING AND COOLING SYSTEMS | HRCU-A-CB (Split System: Heat Pump with Remote Outdoor Unit-Air-Source) | 293VAN048**AA* |  |  | CSAH*4812AM*+UI | 987TA66120C24*** | 44500 | 20 | 9 | 48500 | 36400 | 75.05% | 1.82 | 0 | 10.5 |  |  |  |  | R-454B | 3.7083 | Residential & Commercial | USHP | Ducted CEE Tier 1
215941225 | Central HP <5.4 tons | BRYANT HEATING AND COOLING SYSTEMS | HRCU-A-CB (Split System: Heat Pump with Remote Outdoor Unit-Air-Source) | 293VAN048**AA* |  |  | CSAH*6012AM*+UI | 987TA42080C17*** | 44000 | 19.5 | 9 | 49000 | 37400 | 76.33% | 1.8 | 0 | 10.5 |  |  |  |  | R-454B | 3.6667 | Residential & Commercial | USHP | Ducted CEE Tier 1
214441919 | Central HP <5.4 tons | BRYANT HEATING AND COOLING SYSTEMS | HRCU-A-CB (Split System: Heat Pump with Remote Outdoor Unit-Air-Source) | 284ANV048*0**B* | ADP |  | V,C60H210P179 | 88*TB60110C21*** | 44500 | 21 | 9.5 | 44000 | 35800 | 81.36% | 2.28 | 0 | 12.5 |  |  |  |  | R-410A | 3.7083 | Residential & Commercial | USHP | Ducted CEE Tier 1
216676306 | Central HP <5.4 tons | DAY & NIGHT | HRCU-A-CB (Split System: Heat Pump with Remote Outdoor Unit-Air-Source) | D5CURAH24AAK |  |  | EA*5X36M17A* | *80VSL0901716B* | 23600 | 15.5 | 8.5 | 24000 | 19400 | 80.83% | 1.92 | 0 | 9.8 |  |  |  |  | R-454B | 1.9667 | Residential & Commercial | USHP
214441908 | Central HP <5.4 tons | BRYANT HEATING AND COOLING SYSTEMS | HRCU-A-CB (Split System: Heat Pump with Remote Outdoor Unit-Air-Source) | 284ANV024*0**B* | ADP |  | V,C36H***P429 | 986TD30040C14*** | 22800 | 18 | 10 | 25400 | 20000 | 78.74% | 2.3 | 0 | 12 |  |  |  |  | R-410A | 1.9 | Residential & Commercial | USHP | Ducted CEE Tier 1
206767535 | Central HP <5.4 tons | AIRQUEST | HRCU-A-CB (Split System: Heat Pump with Remote Outdoor Unit-Air-Source) | HVH825GKA3* |  |  | EA*4X37L21A*+WALLCON | *95CSU0601716A* | 24400 | 16.5 | 8.1 | 21400 | 16700 | 78.04% | 2.02 | 11.5 | 10.5 |  |  |  |  | R-410A | 2.0333 | Residential & Commercial | USHP | Ducted CEE Tier 1
211708393 | Central HP <5.4 tons | COLEMAN | HRCU-A-CB (Split System: Heat Pump with Remote Outdoor Unit-Air-Source) | THF2B48T21 | ASPEN |  | D(A,C,E)48D34+TDR | CP9C100C20MP13 | 45500 | 16 | 8.2 | 44000 | 31200 | 70.91% | 3.13 | 0 | 11.9 |  |  |  |  | R-410A | 3.7917 | Residential & Commercial | USHP | Ducted CEE Tier 1
211708395 | Central HP <5.4 tons | COLEMAN | HRCU-A-CB (Split System: Heat Pump with Remote Outdoor Unit-Air-Source) | THF2B48T21 | ASPEN |  | D(A,C,E)48D34+TDR | CP9C120D20MP13 | 46000 | 16 | 8.2 | 44500 | 31200 | 70.11% | 3.11 | 0 | 11.9 |  |  |  |  | R-410A | 3.8333 | Residential & Commercial | USHP | Ducted CEE Tier 1
212984038 | Central HP <5.4 tons | BRYANT HEATING AND COOLING SYSTEMS | HRCU-A-CB (Split System: Heat Pump with Remote Outdoor Unit-Air-Source) | 38MURAQ24AB3* |  |  | CAP**2517AL* | 912SE42060M17*** | 24200 | 17 | 8.5 | 25200 | 21800 | 86.51% | 1.82 | 0 | 10 |  |  |  |  | R-410A | 2.0167 | Residential & Commercial | USHP | Ducted CEE Tier 1
212984074 | Central HP <5.4 tons | BRYANT HEATING AND COOLING SYSTEMS | HRCU-A-CB (Split System: Heat Pump with Remote Outdoor Unit-Air-Source) | 38MURAQ24AB3* |  |  | CAP**3621AL* | 912SE42060M17*** | 23800 | 17.5 | 8.5 | 26200 | 23600 | 90.08% | 1.96 | 0 | 10 |  |  |  |  | R-410A | 1.9833 | Residential & Commercial | USHP | Ducted CEE Tier 1
215291992 | Central HP <5.4 tons | AIRQUEST | HRCU-A-CB (Split System: Heat Pump with Remote Outdoor Unit-Air-Source) | DLCURAH24ABK | ADP |  | HG7J924 | *92MSN0601714A* | 23400 | 17 | 8.5 | 25200 | 26000 | 103.2% | 2.24 | 0 | 10 |  |  |  |  | R-410A | 1.95 | Residential & Commercial | USHP | Ducted CEE Tier 1
215292092 | Central HP <5.4 tons | AIRQUEST | HRCU-A-CB (Split System: Heat Pump with Remote Outdoor Unit-Air-Source) | DLCURAH24ABK | ADP |  | H,GG37936 | *92MSN0802120A* | 23400 | 17 | 8.5 | 24600 | 24400 | 99.19% | 2.08 | 0 | 10.5 |  |  |  |  | R-410A | 1.95 | Residential & Commercial | USHP | Ducted CEE Tier 1
215292128 | Central HP <5.4 tons | AIRQUEST | HRCU-A-CB (Split System: Heat Pump with Remote Outdoor Unit-Air-Source) | DLCURAH24ABK | ADP |  | H,GE32930 | *92MSN1002120A* | 23000 | 17 | 8.5 | 24800 | 23800 | 95.97% | 2.02 | 0 | 10 |  |  |  |  | R-410A | 1.9167 | Residential & Commercial | USHP | Ducted CEE Tier 1
215292142 | Central HP <5.4 tons | AIRQUEST | HRCU-A-CB (Split System: Heat Pump with Remote Outdoor Unit-Air-Source) | DLCURAH24ABK | ADP |  | HE35936 | *92MSN1002120A* | 23600 | 17 | 8.5 | 24800 | 23800 | 95.97% | 2.02 | 0 | 10.5 |  |  |  |  | R-410A | 1.9667 | Residential & Commercial | USHP | Ducted CEE Tier 1
215292143 | Central HP <5.4 tons | AIRQUEST | HRCU-A-CB (Split System: Heat Pump with Remote Outdoor Unit-Air-Source) | DLCURAH24ABK | ADP |  | H,GG36936 | *92MSN1002120A* | 23600 | 17 | 8.5 | 24800 | 23800 | 95.97% | 2.02 | 0 | 10.5 |  |  |  |  | R-410A | 1.9667 | Residential & Commercial | USHP | Ducted CEE Tier 1
215292144 | Central HP <5.4 tons | AIRQUEST | HRCU-A-CB (Split System: Heat Pump with Remote Outdoor Unit-Air-Source) | DLCURAH24ABK | ADP |  | H,GG37936 | *92MSN1002120A* | 23600 | 17 | 8.5 | 24800 | 23800 | 95.97% | 2.02 | 0 | 10.5 |  |  |  |  | R-410A | 1.9667 | Residential & Commercial | USHP | Ducted CEE Tier 1
215292177 | Central HP <5.4 tons | AIRQUEST | HRCU-A-CB (Split System: Heat Pump with Remote Outdoor Unit-Air-Source) | DLCURAH24ABK | ADP |  | H,GG32936 | *96MSN0261410A* | 23400 | 16 | 8.5 | 25400 | 25800 | 101.6% | 2.2 | 0 | 10 |  |  |  |  | R-410A | 1.95 | Residential & Commercial | USHP | Ducted CEE Tier 1
216676655 | Central HP <5.4 tons | DAY & NIGHT | HRCU-A-CB (Split System: Heat Pump with Remote Outdoor Unit-Air-Source) | D5CURAH24AAK |  |  | EA*5X30M17A* | *80VTL0701716B* | 23600 | 15.2 | 8.5 | 24200 | 19400 | 80.17% | 1.9 | 0 | 9.8 |  |  |  |  | R-454B | 1.9667 | Residential & Commercial | USHP
211262613 | Central HP <5.4 tons | AIRQUEST | HRCU-A-CB (Split System: Heat Pump with Remote Outdoor Unit-Air-Source) | DLCURAH18ABK |  |  | EN(A,D)4X24L14** | *95ESN0601412A* | 17800 | 16 | 8.5 | 18700 | 18800 | 100.5% | 2.26 | 0 | 11 |  |  |  |  | R-410A | 1.4833 | Residential & Commercial | USHP | Ducted CEE Tier 1
211262699 | Central HP <5.4 tons | AIRQUEST | HRCU-A-CB (Split System: Heat Pump with Remote Outdoor Unit-Air-Source) | DLCURAH18ABK |  |  | EN(A,D)4X24L14** | *80ES(N,L)0451412A* | 18000 | 16 | 8.5 | 18900 | 18700 | 98.94% | 2.26 | 0 | 11 |  |  |  |  | R-410A | 1.5 | Residential & Commercial | USHP | Ducted CEE Tier 1
211262879 | Central HP <5.4 tons | AIRQUEST | HRCU-A-CB (Split System: Heat Pump with Remote Outdoor Unit-Air-Source) | DLCURAH18ABK |  |  | EN(A,D)4X24L17** | *96VSN0601412A* | 17900 | 15.5 | 8.5 | 18800 | 18700 | 99.47% | 2.26 | 0 | 11 |  |  |  |  | R-410A | 1.4917 | Residential & Commercial | USHP | Ducted CEE Tier 1
211264403 | Central HP <5.4 tons | AIRQUEST | HRCU-A-CB (Split System: Heat Pump with Remote Outdoor Unit-Air-Source) | DLCURAH18ABK |  |  | EN(A,D)4X30L17** | *96VTN0601412A* | 18000 | 16 | 8.5 | 18600 | 18400 | 98.92% | 2.22 | 0 | 11 |  |  |  |  | R-410A | 1.5 | Residential & Commercial | USHP | Ducted CEE Tier 1
211262129 | Central HP <5.4 tons | TEMPSTAR | HRCU-A-CB (Split System: Heat Pump with Remote Outdoor Unit-Air-Source) | DLCURAH18ABK |  |  | EA*4X30L17A* | *92ESN0401410A* | 18000 | 15.5 | 8.5 | 18700 | 18500 | 98.93% | 2.22 | 0 | 10.5 |  |  |  |  | R-410A | 1.5 | Residential & Commercial | USHP | Ducted CEE Tier 1
211262172 | Central HP <5.4 tons | TEMPSTAR | HRCU-A-CB (Split System: Heat Pump with Remote Outdoor Unit-Air-Source) | DLCURAH18ABK |  |  | EA*4X30L17A* | *80ES(N,L)0701412A* | 17800 | 16.5 | 8.5 | 18200 | 18500 | 101.6% | 2.22 | 0 | 10.5 |  |  |  |  | R-410A | 1.4833 | Residential & Commercial | USHP | Ducted CEE Tier 1
212978665 | Central HP <5.4 tons | BRYANT HEATING AND COOLING SYSTEMS | HRCU-A-CB (Split System: Heat Pump with Remote Outdoor Unit-Air-Source) | 38MURAQ24AB3* |  |  | CAP**3621AL* | 8(0,1)*SB36070M17*** | 23600 | 17.5 | 8.5 | 26000 | 24000 | 92.31% | 2 | 0 | 10 |  |  |  |  | R-410A | 1.9667 | Residential & Commercial | USHP | Ducted CEE Tier 1
212978676 | Central HP <5.4 tons | BRYANT HEATING AND COOLING SYSTEMS | HRCU-A-CB (Split System: Heat Pump with Remote Outdoor Unit-Air-Source) | 38MURAQ24AB3* |  |  | CAP**3717AL* | 8(0,1)*SB36070M17*** | 24200 | 17.5 | 8.5 | 25200 | 22000 | 87.3% | 1.84 | 0 | 10 |  |  |  |  | R-410A | 2.0167 | Residential & Commercial | USHP | Ducted CEE Tier 1
212979228 | Central HP <5.4 tons | BRYANT HEATING AND COOLING SYSTEMS | HRCU-A-CB (Split System: Heat Pump with Remote Outdoor Unit-Air-Source) | 38MURAQ24AB3* |  |  | CNPV*3617AL* | 8(0,1)*SB48070M17*** | 23600 | 17 | 8.5 | 26400 | 24400 | 92.42% | 2.02 | 0 | 10.5 |  |  |  |  | R-410A | 1.9667 | Residential & Commercial | USHP | Ducted CEE Tier 1
206773331 | Central HP <5.4 tons | AIRQUEST | HRCU-A-CB (Split System: Heat Pump with Remote Outdoor Unit-Air-Source) | HVH837GKA2* |  |  | EHD4X42AAL+WALLCON | *80CSU0601716A* | 32400 | 16.5 | 8.1 | 33200 | 24800 | 74.7% | 1.94 | 11.5 | 11 |  |  |  |  | R-410A | 2.7 | Residential & Commercial | USHP | Ducted CEE Tier 1
206773349 | Central HP <5.4 tons | AIRQUEST | HRCU-A-CB (Split System: Heat Pump with Remote Outdoor Unit-Air-Source) | HVH837GKA2* |  |  | EHD4X42AAL+WALLCON | *80CSU1002120A* | 32400 | 16 | 8.1 | 33200 | 24800 | 74.7% | 1.94 | 11.5 | 11 |  |  |  |  | R-410A | 2.7 | Residential & Commercial | USHP | Ducted CEE Tier 1
212979512 | Central HP <5.4 tons | BRYANT HEATING AND COOLING SYSTEMS | HRCU-A-CB (Split System: Heat Pump with Remote Outdoor Unit-Air-Source) | 38MURAQ24AB3* |  |  | CNPV*3621AL* | 8(0,1)*SB48070M21*** | 23800 | 17 | 8.5 | 26400 | 24000 | 90.91% | 2 | 0 | 10.5 |  |  |  |  | R-410A | 1.9833 | Residential & Commercial | USHP | Ducted CEE Tier 1
212979894 | Central HP <5.4 tons | BRYANT HEATING AND COOLING SYSTEMS | HRCU-A-CB (Split System: Heat Pump with Remote Outdoor Unit-Air-Source) | 38MURAQ24AB3* |  |  | CNPV*2417AL* | 8(0,1)*SB42090M17*** | 23400 | 16.5 | 8.5 | 27000 | 24400 | 90.37% | 2.02 | 0 | 10 |  |  |  |  | R-410A | 1.95 | Residential & Commercial | USHP | Ducted CEE Tier 1
212980278 | Central HP <5.4 tons | BRYANT HEATING AND COOLING SYSTEMS | HRCU-A-CB (Split System: Heat Pump with Remote Outdoor Unit-Air-Source) | 38MURAQ24AB3* |  |  | CNPV*3621AL* | 8(0,1)*SB48090M21*** | 23800 | 17 | 8.5 | 26400 | 24000 | 90.91% | 2 | 0 | 10.5 |  |  |  |  | R-410A | 1.9833 | Residential & Commercial | USHP | Ducted CEE Tier 1
212981007 | Central HP <5.4 tons | BRYANT HEATING AND COOLING SYSTEMS | HRCU-A-CB (Split System: Heat Pump with Remote Outdoor Unit-Air-Source) | 38MURAQ24AB3* |  |  | CNPV*3621AL* | 8(0,1)*SB60110M21*** | 23400 | 17 | 8.5 | 26200 | 24600 | 93.89% | 2.06 | 0 | 10.5 |  |  |  |  | R-410A | 1.95 | Residential & Commercial | USHP | Ducted CEE Tier 1
212981809 | Central HP <5.4 tons | BRYANT HEATING AND COOLING SYSTEMS | HRCU-A-CB (Split System: Heat Pump with Remote Outdoor Unit-Air-Source) | 38MURAQ24AB3* |  |  | CNPV*3621AL* | 83*SB60100M21*** | 23400 | 16.5 | 8.1 | 26200 | 24800 | 94.66% | 2.08 | 0 | 10 |  |  |  |  | R-410A | 1.95 | Residential & Commercial | USHP | Ducted CEE Tier 1
211244365 | Central HP <5.4 tons | BRYANT HEATING AND COOLING SYSTEMS | HRCU-A-CB (Split System: Heat Pump with Remote Outdoor Unit-Air-Source) | 38MURAQ24AB3* |  |  | CNPV*3014AL* | 8(0,1)*SA36045E14*** | 24400 | 16 | 8.1 | 26600 | 22600 | 84.96% | 1.84 | 0 | 10 |  |  |  |  | R-410A | 2.0333 | Residential & Commercial | USHP | Ducted CEE Tier 1
211262450 | Central HP <5.4 tons | DAY & NIGHT | HRCU-A-CB (Split System: Heat Pump with Remote Outdoor Unit-Air-Source) | DLCURAH18ABK |  |  | EN(A,D)4X18L14** | *92ESN0601412A* | 17800 | 15.5 | 8.5 | 18900 | 19200 | 101.6% | 2.3 | 0 | 10.5 |  |  |  |  | R-410A | 1.4833 | Residential & Commercial | USHP | Ducted CEE Tier 1
215670113 | Central HP <5.4 tons | COMFORTMAKER | HRCU-A-CB (Split System: Heat Pump with Remote Outdoor Unit-Air-Source) | C5H0V36*K*AAA* |  |  | ESH5X42M12A*+WALLCON | *96CTN1002122B* | 34000 | 16.5 | 8.5 | 35600 | 25200 | 70.79% | 1.78 | 0 | 9.5 |  |  |  |  | R-454B | 2.8333 | Residential & Commercial | USHP
215670431 | Central HP <5.4 tons | COMFORTMAKER | HRCU-A-CB (Split System: Heat Pump with Remote Outdoor Unit-Air-Source) | C5H0V36*K*AAA* |  |  | ESH5X60M12A*+WALLCON | *80CTL0702120B* | 34600 | 17 | 8.5 | 34600 | 24800 | 71.68% | 1.8 | 0 | 9.5 |  |  |  |  | R-454B | 2.8833 | Residential & Commercial | USHP
215670481 | Central HP <5.4 tons | COMFORTMAKER | HRCU-A-CB (Split System: Heat Pump with Remote Outdoor Unit-Air-Source) | C5H0V36*K*AAA* |  |  | ESH5X60M12A*+WALLCON | *95CSU0601716B* | 34400 | 16.5 | 8.5 | 34800 | 25000 | 71.84% | 1.78 | 0 | 9.5 |  |  |  |  | R-454B | 2.8667 | Residential & Commercial | USHP
206135665 | Central HP <5.4 tons | AIRQUEST | HRCU-A-CB (Split System: Heat Pump with Remote Outdoor Unit-Air-Source) | HVH837GKA** |  |  | EA*4X37L21A*+WALLCON | *80CSU0601716A* | 32800 | 17 | 8.5 | 33000 | 25200 | 76.36% | 1.96 | 12 | 11 |  |  |  |  | R-410A | 2.7333 | Residential & Commercial | USHP | Ducted CEE Tier 1
206135715 | Central HP <5.4 tons | AIRQUEST | HRCU-A-CB (Split System: Heat Pump with Remote Outdoor Unit-Air-Source) | HVH837GKA** |  |  | EA*4X42L24A*+WALLCON | *80CSU1002120A* | 31800 | 17 | 8.1 | 33200 | 24400 | 73.49% | 1.88 | 11.5 | 11 |  |  |  |  | R-410A | 2.65 | Residential & Commercial | USHP | Ducted CEE Tier 1
211244456 | Central HP <5.4 tons | BRYANT HEATING AND COOLING SYSTEMS | HRCU-A-CB (Split System: Heat Pump with Remote Outdoor Unit-Air-Source) | 38MURAQ24AB3* |  |  | CNPV*3017AL* | 926SA36060V14*** | 23600 | 16.5 | 8.1 | 25800 | 23800 | 92.25% | 1.98 | 0 | 10 |  |  |  |  | R-410A | 1.9667 | Residential & Commercial | USHP | Ducted CEE Tier 1
216676923 | Central HP <5.4 tons | DAY & NIGHT | HRCU-A-CB (Split System: Heat Pump with Remote Outdoor Unit-Air-Source) | D5CURAH24AAK |  |  | EA*5X30M17A* | *92MSN0601714A* | 23600 | 15.2 | 8.5 | 24200 | 19400 | 80.17% | 1.9 | 0 | 9.8 |  |  |  |  | R-454B | 1.9667 | Residential & Commercial | USHP
215292193 | Central HP <5.4 tons | AIRQUEST | HRCU-A-CB (Split System: Heat Pump with Remote Outdoor Unit-Air-Source) | DLCURAH24ABK | ADP |  | H,GE35936 | *96MSN0261410A* | 23400 | 16 | 8.5 | 24600 | 24600 | 100% | 2.08 | 0 | 10 |  |  |  |  | R-410A | 1.95 | Residential & Commercial | USHP | Ducted CEE Tier 1
215292209 | Central HP <5.4 tons | AIRQUEST | HRCU-A-CB (Split System: Heat Pump with Remote Outdoor Unit-Air-Source) | DLCURAH24ABK | ADP |  | HG9J936 | *96MSN0261410A* | 23400 | 16 | 8.5 | 24600 | 24600 | 100% | 2.08 | 0 | 10 |  |  |  |  | R-410A | 1.95 | Residential & Commercial | USHP | Ducted CEE Tier 1
215292229 | Central HP <5.4 tons | AIRQUEST | HRCU-A-CB (Split System: Heat Pump with Remote Outdoor Unit-Air-Source) | DLCURAH24ABK | ADP |  | H,GG32936 | *96MSN0401410A* | 23000 | 16 | 8.5 | 25400 | 24800 | 97.64% | 2.1 | 0 | 10 |  |  |  |  | R-410A | 1.9167 | Residential & Commercial | USHP | Ducted CEE Tier 1
215292243 | Central HP <5.4 tons | AIRQUEST | HRCU-A-CB (Split System: Heat Pump with Remote Outdoor Unit-Air-Source) | DLCURAH24ABK | ADP |  | H,GG35936 | *96MSN0401410A* | 23600 | 16 | 8.5 | 24600 | 23600 | 95.93% | 1.98 | 0 | 10 |  |  |  |  | R-410A | 1.9667 | Residential & Commercial | USHP | Ducted CEE Tier 1
215292244 | Central HP <5.4 tons | AIRQUEST | HRCU-A-CB (Split System: Heat Pump with Remote Outdoor Unit-Air-Source) | DLCURAH24ABK | ADP |  | HG35936 | *96MSN0401410A* | 23600 | 16 | 8.5 | 24600 | 23600 | 95.93% | 1.98 | 0 | 10 |  |  |  |  | R-410A | 1.9667 | Residential & Commercial | USHP | Ducted CEE Tier 1
215292262 | Central HP <5.4 tons | AIRQUEST | HRCU-A-CB (Split System: Heat Pump with Remote Outdoor Unit-Air-Source) | DLCURAH24ABK | ADP |  | H,GE9J936 | *96MSN0401410A* | 23600 | 16 | 8.5 | 24600 | 23600 | 95.93% | 1.98 | 0 | 10 |  |  |  |  | R-410A | 1.9667 | Residential & Commercial | USHP | Ducted CEE Tier 1
207436236 | Central HP <5.4 tons | LENNOX | HRCU-A-CB (Split System: Heat Pump with Remote Outdoor Unit-Air-Source) | SL25XPV-024-230A** |  |  | CX35-36B+TDR | SL280UH090XV48B* | 22400 | 22 | 9.3 | 21600 | 20400 | 94.44% | 1.84 | 15 | 14.5 |  |  |  |  | R-410A | 1.8667 | Residential & Commercial | USHP | Ducted CEE Tier 1
206765478 | Central HP <5.4 tons | AIRQUEST | HRCU-A-CB (Split System: Heat Pump with Remote Outdoor Unit-Air-Source) | HVH825GKA3* |  |  | EA*4X24L17A*+WALLCON | *80CTL0901716A* | 23400 | 17 | 8.1 | 21800 | 16700 | 76.61% | 1.9 | 11.5 | 11 |  |  |  |  | R-410A | 1.95 | Residential & Commercial | USHP | Ducted CEE Tier 1
206765629 | Central HP <5.4 tons | AIRQUEST | HRCU-A-CB (Split System: Heat Pump with Remote Outdoor Unit-Air-Source) | HVH825GKA3* |  |  | EA*4X30L17A*+WALLCON | *80CTL0701412A* | 23600 | 17 | 8.1 | 21600 | 16600 | 76.85% | 1.92 | 11.5 | 11 |  |  |  |  | R-410A | 1.9667 | Residential & Commercial | USHP | Ducted CEE Tier 1
206767116 | Central HP <5.4 tons | AIRQUEST | HRCU-A-CB (Split System: Heat Pump with Remote Outdoor Unit-Air-Source) | HVH825GKA3* |  |  | EA*4X30L17A*+WALLCON | *80CSU0601716A* | 23400 | 16.5 | 8.1 | 21600 | 16700 | 77.31% | 1.9 | 11 | 10.5 |  |  |  |  | R-410A | 1.95 | Residential & Commercial | USHP | Ducted CEE Tier 1
206767499 | Central HP <5.4 tons | AIRQUEST | HRCU-A-CB (Split System: Heat Pump with Remote Outdoor Unit-Air-Source) | HVH825GKA3* |  |  | EA*4X36L21A*+WALLCON | *95CSU0601716A* | 23600 | 16.5 | 8.1 | 21600 | 16700 | 77.31% | 1.92 | 11 | 10.5 |  |  |  |  | R-410A | 1.9667 | Residential & Commercial | USHP | Ducted CEE Tier 1
207436568 | Central HP <5.4 tons | LENNOX | HRCU-A-CB (Split System: Heat Pump with Remote Outdoor Unit-Air-Source) | SL25XPV-048-230A** |  |  | CHX35-51/61C-**-*+TDR | SL280UH110V60C* | 45000 | 20 | 9.2 | 45500 | 37400 | 82.2% | 1.82 | 12.5 | 12.5 |  |  |  |  | R-410A | 3.75 | Residential & Commercial | USHP | Ducted CEE Tier 1
207436586 | Central HP <5.4 tons | LENNOX | HRCU-A-CB (Split System: Heat Pump with Remote Outdoor Unit-Air-Source) | SL25XPV-048-230A** |  |  | CX35-49C+TDR | EL296UH090XV48C* | 45000 | 20 | 8.9 | 44000 | 36000 | 81.82% | 1.76 | 12 | 11.7 |  |  |  |  | R-410A | 3.75 | Residential & Commercial | USHP | Ducted CEE Tier 1
204456450 | Central HP <5.4 tons | DAY & NIGHT | HRCU-A-CB (Split System: Heat Pump with Remote Outdoor Unit-Air-Source) | CVH825GKA2* |  |  | EA*4X25L17A*+WALLCON | *80CTL0701716A* | 24400 | 16.5 | 8.1 | 21200 | 16600 | 78.3% | 2.02 | 11 | 11 |  |  |  |  | R-410A | 2.0333 | Residential & Commercial | USHP | Ducted CEE Tier 1
204456531 | Central HP <5.4 tons | DAY & NIGHT | HRCU-A-CB (Split System: Heat Pump with Remote Outdoor Unit-Air-Source) | CVH825GKA2* |  |  | EA*4X30L17A*+WALLCON | *80CTL0701716A* | 23400 | 16.5 | 8.1 | 21600 | 16700 | 77.31% | 1.92 | 11 | 11 |  |  |  |  | R-410A | 1.95 | Residential & Commercial | USHP | Ducted CEE Tier 1
206135755 | Central HP <5.4 tons | AIRQUEST | HRCU-A-CB (Split System: Heat Pump with Remote Outdoor Unit-Air-Source) | HVH837GKA** |  |  | EA*4X43L21A*+WALLCON | *80CSU1002120A* | 32800 | 17 | 8.5 | 33000 | 25200 | 76.36% | 1.98 | 12 | 11 |  |  |  |  | R-410A | 2.7333 | Residential & Commercial | USHP | Ducted CEE Tier 1
212984674 | Central HP <5.4 tons | BRYANT HEATING AND COOLING SYSTEMS | HRCU-A-CB (Split System: Heat Pump with Remote Outdoor Unit-Air-Source) | 38MURAQ24AB3* |  |  | CNPV*3617AL* | 912SE48080M17*** | 23600 | 17.5 | 8.5 | 26200 | 24600 | 93.89% | 2.04 | 0 | 10.5 |  |  |  |  | R-410A | 1.9667 | Residential & Commercial | USHP | Ducted CEE Tier 1
214660173 | Central HP <5.4 tons | ECOER | HRCU-A-CB (Split System: Heat Pump with Remote Outdoor Unit-Air-Source) | EODA18H-2436BAA | ASPEN |  | D(A,C,E)24C34+TDR | MGH96M080B3A | 22800 | 18 | 8.8 | 24000 | 19200 | 80% | 2.1 | 0 | 12.5 |  |  |  |  | R-410A | 1.9 | Residential & Commercial | USHP | Ducted CEE Tier 1
216676326 | Central HP <5.4 tons | DAY & NIGHT | HRCU-A-CB (Split System: Heat Pump with Remote Outdoor Unit-Air-Source) | D5CURAH24AAK |  |  | EA*5X37M21A* | *80VSL0902120B* | 25000 | 15.2 | 8.5 | 23200 | 19100 | 82.33% | 1.96 | 0 | 10 |  |  |  |  | R-454B | 2.0833 | Residential & Commercial | USHP | Ducted CEE Tier 1
216676544 | Central HP <5.4 tons | DAY & NIGHT | HRCU-A-CB (Split System: Heat Pump with Remote Outdoor Unit-Air-Source) | D5CURAH24AAK |  |  | EA*5X30M17A* | *80VTL0451412B* | 23400 | 15.2 | 8.5 | 24000 | 19400 | 80.83% | 1.9 | 0 | 9.8 |  |  |  |  | R-454B | 1.95 | Residential & Commercial | USHP
212985844 | Central HP <5.4 tons | BRYANT HEATING AND COOLING SYSTEMS | HRCU-A-CB (Split System: Heat Pump with Remote Outdoor Unit-Air-Source) | 38MURAQ24AB3* |  |  | CNPV*3014AL* | 916SA30026M14*** | 23400 | 16 | 8.1 | 26000 | 24000 | 92.31% | 1.98 | 0 | 10 |  |  |  |  | R-410A | 1.95 | Residential & Commercial | USHP | Ducted CEE Tier 1
216056895 | Central HP <5.4 tons | YORK | HRCU-A-CB (Split System: Heat Pump with Remote Outdoor Unit-Air-Source) | HH860E2S11 | ASPEN |  | D(A,C,E)60A3K+TDR | YP9C120D20MP13 | 41000 | 18 | 8.5 | 44500 | 33400 | 75.06% | 2 | 0 | 11 |  |  |  |  | R-454B | 3.4167 | Residential & Commercial | USHP | Ducted CEE Tier 1
204456360 | Central HP <5.4 tons | DAY & NIGHT | HRCU-A-CB (Split System: Heat Pump with Remote Outdoor Unit-Air-Source) | CVH825GKA2* |  |  | EA*4X24L14A*+WALLCON | *80CTL0701412A* | 23400 | 17 | 8.1 | 22000 | 16800 | 76.36% | 1.9 | 11 | 10.5 |  |  |  |  | R-410A | 1.95 | Residential & Commercial | USHP | Ducted CEE Tier 1
204456621 | Central HP <5.4 tons | DAY & NIGHT | HRCU-A-CB (Split System: Heat Pump with Remote Outdoor Unit-Air-Source) | CVH825GKA2* |  |  | EA*4X36L17A*+WALLCON | *96CTN0801714A* | 23600 | 16.5 | 8.1 | 21600 | 16700 | 77.31% | 1.92 | 11.5 | 10.5 |  |  |  |  | R-410A | 1.9667 | Residential & Commercial | USHP | Ducted CEE Tier 1
214066855 | Central HP <5.4 tons | FRIEDRICH | HRCU-A-CB (Split System: Heat Pump with Remote Outdoor Unit-Air-Source) | RD17AZ36AJ3N |  |  | TCFZ3621MTANM | FR962V1005A21M4 | 34200 | 17 | 8.1 | 34200 | 29600 | 86.55% | 1.9 | 0 | 10 |  |  |  |  | R-410A | 2.85 | Residential & Commercial | USHP | Ducted CEE Tier 1
206765917 | Central HP <5.4 tons | AIRQUEST | HRCU-A-CB (Split System: Heat Pump with Remote Outdoor Unit-Air-Source) | HVH825GKA3* |  |  | EA*4X37L17A*+WALLCON | *80CTL0901716A* | 24200 | 17 | 8.1 | 21400 | 16600 | 77.57% | 2.02 | 11 | 11 |  |  |  |  | R-410A | 2.0167 | Residential & Commercial | USHP | Ducted CEE Tier 1
211263189 | Central HP <5.4 tons | DAY & NIGHT | HRCU-A-CB (Split System: Heat Pump with Remote Outdoor Unit-Air-Source) | DLCURAH18ABK |  |  | EN(A,D)4X24L17** | *95ESN0601412A* | 17800 | 16 | 8.5 | 18700 | 18800 | 100.5% | 2.26 | 0 | 11 |  |  |  |  | R-410A | 1.4833 | Residential & Commercial | USHP | Ducted CEE Tier 1
205751219 | Central HP <5.4 tons | AIRQUEST | HRCU-A-CB (Split System: Heat Pump with Remote Outdoor Unit-Air-Source) | HVH837GKA** |  |  | EA*4X43L21A*+WALLCON | *80CTL0901716A* | 33000 | 18 | 8.5 | 32800 | 25000 | 76.22% | 2 | 12 | 11.7 |  |  |  |  | R-410A | 2.75 | Residential & Commercial | USHP | Ducted CEE Tier 1
211263234 | Central HP <5.4 tons | DAY & NIGHT | HRCU-A-CB (Split System: Heat Pump with Remote Outdoor Unit-Air-Source) | DLCURAH18ABK |  |  | EN(A,D)4X24L17** | *96VTN0601412A* | 17900 | 15.5 | 8.5 | 18800 | 18700 | 99.47% | 2.26 | 0 | 11 |  |  |  |  | R-410A | 1.4917 | Residential & Commercial | USHP | Ducted CEE Tier 1
212380572 | Central HP <5.4 tons | CARRIER | HRCU-A-CB (Split System: Heat Pump with Remote Outdoor Unit-Air-Source) | 25VNA424A*031* | ADP |  | C36A***L539 | 59MN7B060C21**20 | 24000 | 20 | 8.5 | 24800 | 19400 | 78.23% | 2.52 | 0 | 13 |  |  |  |  | R-410A | 2 | Residential & Commercial | USHP | Ducted CEE Tier 1
215742035 | Central HP <5.4 tons | AMERICAN STANDARD | HRCU-A-CB (Split System: Heat Pump with Remote Outdoor Unit-Air-Source) | 4A6V7X48A1 | ADP |  | H,TG49960 | S9V2C100U4VSB+LRP | 46500 | 17 | 8.5 | 38500 | 28000 | 72.73% | 1.8 | 0 | 11.7 |  |  |  |  | R-410A | 3.875 | Residential & Commercial | USHP | Ducted CEE Tier 1
216991425 | Central HP <5.4 tons | BRYANT HEATING AND COOLING SYSTEMS | HRCU-A-CB (Split System: Heat Pump with Remote Outdoor Unit-Air-Source) | 37MURAQ24AA3 | ADP |  | V,C36H***P42*+TXV | 912SE36060M14*** | 23600 | 15.2 | 8.5 | 22400 | 19000 | 84.82% | 1.92 | 0 | 9.5 |  |  |  |  | R-454B | 1.9667 | Residential & Commercial | USHP
212986898 | Central HP <5.4 tons | BRYANT HEATING AND COOLING SYSTEMS | HRCU-A-CB (Split System: Heat Pump with Remote Outdoor Unit-Air-Source) | 38MURAQ24AB3* |  |  | CAP**3017AL* | 916SA36060M14*** | 23600 | 16.5 | 8.5 | 26200 | 24200 | 92.37% | 2 | 0 | 10 |  |  |  |  | R-410A | 1.9667 | Residential & Commercial | USHP | Ducted CEE Tier 1
212987364 | Central HP <5.4 tons | BRYANT HEATING AND COOLING SYSTEMS | HRCU-A-CB (Split System: Heat Pump with Remote Outdoor Unit-Air-Source) | 38MURAQ24AB3* |  |  | CAP**2417AL* | 916SA48080M17*** | 23400 | 16.5 | 8.5 | 27000 | 26000 | 96.3% | 2.16 | 0 | 10 |  |  |  |  | R-410A | 1.95 | Residential & Commercial | USHP | Ducted CEE Tier 1
212987448 | Central HP <5.4 tons | BRYANT HEATING AND COOLING SYSTEMS | HRCU-A-CB (Split System: Heat Pump with Remote Outdoor Unit-Air-Source) | 38MURAQ24AB3* |  |  | CNPV*2417AL* | 916SA48080M17*** | 23400 | 16.5 | 8.5 | 27000 | 25000 | 92.59% | 2.06 | 0 | 10 |  |  |  |  | R-410A | 1.95 | Residential & Commercial | USHP | Ducted CEE Tier 1
212989202 | Central HP <5.4 tons | BRYANT HEATING AND COOLING SYSTEMS | HRCU-A-CB (Split System: Heat Pump with Remote Outdoor Unit-Air-Source) | 38MURAQ24AB3* |  |  | CAP**3721AL* | 935SB48060M17*** | 24200 | 17.5 | 8.5 | 25200 | 21600 | 85.71% | 1.82 | 0 | 10.5 |  |  |  |  | R-410A | 2.0167 | Residential & Commercial | USHP | Ducted CEE Tier 1
212989622 | Central HP <5.4 tons | BRYANT HEATING AND COOLING SYSTEMS | HRCU-A-CB (Split System: Heat Pump with Remote Outdoor Unit-Air-Source) | 38MURAQ24AB3* |  |  | CNPV*3621AL* | 935SB60080M21*** | 23400 | 17 | 8.5 | 26200 | 24600 | 93.89% | 2.04 | 0 | 10.5 |  |  |  |  | R-410A | 1.95 | Residential & Commercial | USHP | Ducted CEE Tier 1
216676452 | Central HP <5.4 tons | DAY & NIGHT | HRCU-A-CB (Split System: Heat Pump with Remote Outdoor Unit-Air-Source) | D5CURAH24AAK |  |  | EA*5X25M17A* | *80MSU0601716A* | 25000 | 16 | 9 | 23400 | 19200 | 82.05% | 2.06 | 0 | 10 |  |  |  |  | R-454B | 2.0833 | Residential & Commercial | USHP | Ducted CEE Tier 1
216676475 | Central HP <5.4 tons | DAY & NIGHT | HRCU-A-CB (Split System: Heat Pump with Remote Outdoor Unit-Air-Source) | D5CURAH24AAK |  |  | EA*5X37M21A* | *80MSU0802120A* | 24200 | 15.5 | 8.5 | 22800 | 19000 | 83.33% | 1.96 | 0 | 10 |  |  |  |  | R-454B | 2.0167 | Residential & Commercial | USHP | Ducted CEE Tier 1
216676146 | Central HP <5.4 tons | DAY & NIGHT | HRCU-A-CB (Split System: Heat Pump with Remote Outdoor Unit-Air-Source) | D5CURAH24AAK |  |  | EA*5X36M17A* | *80VSL0451412B* | 23600 | 15.5 | 8.5 | 24000 | 19300 | 80.42% | 1.92 | 0 | 9.8 |  |  |  |  | R-454B | 1.9667 | Residential & Commercial | USHP
216676982 | Central HP <5.4 tons | DAY & NIGHT | HRCU-A-CB (Split System: Heat Pump with Remote Outdoor Unit-Air-Source) | D5CURAH24AAK |  |  | EA*5X37M17A* | *92MSN0801716A* | 24600 | 15.5 | 9 | 23600 | 19200 | 81.36% | 2.06 | 0 | 10 |  |  |  |  | R-454B | 2.05 | Residential & Commercial | USHP | Ducted CEE Tier 1
206767526 | Central HP <5.4 tons | AIRQUEST | HRCU-A-CB (Split System: Heat Pump with Remote Outdoor Unit-Air-Source) | HVH825GKA3* |  |  | EA*4X37L17A*+WALLCON | *95CSU0601716A* | 24200 | 16.5 | 8.1 | 21400 | 16800 | 78.5% | 1.98 | 11 | 10.5 |  |  |  |  | R-410A | 2.0167 | Residential & Commercial | USHP | Ducted CEE Tier 1
212984026 | Central HP <5.4 tons | BRYANT HEATING AND COOLING SYSTEMS | HRCU-A-CB (Split System: Heat Pump with Remote Outdoor Unit-Air-Source) | 38MURAQ24AB3* |  |  | CAP**2417AL* | 912SE42060M17*** | 23400 | 17 | 8.5 | 26800 | 26400 | 98.51% | 2.24 | 0 | 10 |  |  |  |  | R-410A | 1.95 | Residential & Commercial | USHP | Ducted CEE Tier 1
212984146 | Central HP <5.4 tons | BRYANT HEATING AND COOLING SYSTEMS | HRCU-A-CB (Split System: Heat Pump with Remote Outdoor Unit-Air-Source) | 38MURAQ24AB3* |  |  | CNPV*3621AL* | 912SE42060M17*** | 23600 | 17 | 8.5 | 26400 | 24200 | 91.67% | 2.02 | 0 | 10.5 |  |  |  |  | R-410A | 1.9667 | Residential & Commercial | USHP | Ducted CEE Tier 1
212985814 | Central HP <5.4 tons | BRYANT HEATING AND COOLING SYSTEMS | HRCU-A-CB (Split System: Heat Pump with Remote Outdoor Unit-Air-Source) | 38MURAQ24AB3* |  |  | CAP**3717AL* | 916SA30026M14*** | 24000 | 16.5 | 8.5 | 25200 | 22200 | 88.1% | 1.84 | 0 | 10 |  |  |  |  | R-410A | 2 | Residential & Commercial | USHP | Ducted CEE Tier 1
212986868 | Central HP <5.4 tons | BRYANT HEATING AND COOLING SYSTEMS | HRCU-A-CB (Split System: Heat Pump with Remote Outdoor Unit-Air-Source) | 38MURAQ24AB3* |  |  | CAP**2417AL* | 916SA36060M14*** | 23400 | 16.5 | 8.5 | 27000 | 26400 | 97.78% | 2.22 | 0 | 10 |  |  |  |  | R-410A | 1.95 | Residential & Commercial | USHP | Ducted CEE Tier 1
206136007 | Central HP <5.4 tons | AIRQUEST | HRCU-A-CB (Split System: Heat Pump with Remote Outdoor Unit-Air-Source) | HVH837GKA** |  |  | EHD4X48AAL+WALLCON | *80CSU0401712A* | 32600 | 16.5 | 8.1 | 33000 | 24800 | 75.15% | 1.96 | 11.5 | 11 |  |  |  |  | R-410A | 2.7167 | Residential & Commercial | USHP | Ducted CEE Tier 1
215472283 | Central HP <5.4 tons | TRANE | HRCU-A-CB (Split System: Heat Pump with Remote Outdoor Unit-Air-Source) | 4TWV0X48A1 | ASPEN |  | D(A,C,E)48C34+TDR | S9V2B060U4PSB+RP | 42000 | 19 | 8.2 | 43000 | 36800 | 85.58% | 2.27 | 0 | 11.1 |  |  |  |  | R-410A | 3.5 | Residential & Commercial | USHP | Ducted CEE Tier 1
216571002 | Central HP <5.4 tons | TRANE | HRCU-A-CB (Split System: Heat Pump with Remote Outdoor Unit-Air-Source) | 5TWV0X36A1 |  |  | 5PX*CD07AS3 | *DHMC100CCV4+LRP | 35000 | 19.4 | 10 | 33800 | 25000 | 73.96% | 2.1 | 0 | 12.5 |  |  |  |  | R-454B | 2.9167 | Residential & Commercial | USHP | Ducted CEE Tier 1
216570852 | Central HP <5.4 tons | TRANE | HRCU-A-CB (Split System: Heat Pump with Remote Outdoor Unit-Air-Source) | 5TWV0X24A1 |  |  | 5PX*B003AS3 | *UHMB080CCV3+LRP | 21600 | 21.2 | 10 | 24000 | 18100 | 75.42% | 2.2 | 0 | 11.7 |  |  |  |  | R-454B | 1.8 | Residential & Commercial | USHP | Ducted CEE Tier 1
215939665 | Central HP <5.4 tons | BRYANT HEATING AND COOLING SYSTEMS | HRCU-A-CB (Split System: Heat Pump with Remote Outdoor Unit-Air-Source) | 293VAN036**AA* |  |  | CAA**4221AM*+UI | 83*CB48060C17*** | 32800 | 20 | 9.5 | 34800 | 26600 | 76.44% | 2 | 0 | 11.5 |  |  |  |  | R-454B | 2.7333 | Residential & Commercial | USHP | Ducted CEE Tier 1
215939805 | Central HP <5.4 tons | BRYANT HEATING AND COOLING SYSTEMS | HRCU-A-CB (Split System: Heat Pump with Remote Outdoor Unit-Air-Source) | 293VAN036**AA* |  |  | CAA**6024AM*+UI | 987TA66100C21*** | 34000 | 20.5 | 9.5 | 34000 | 25800 | 75.88% | 2.06 | 0 | 12 |  |  |  |  | R-454B | 2.8333 | Residential & Commercial | USHP | Ducted CEE Tier 1
214441901 | Central HP <5.4 tons | BRYANT HEATING AND COOLING SYSTEMS | HRCU-A-CB (Split System: Heat Pump with Remote Outdoor Unit-Air-Source) | 284ANV024*0**B* | ADP |  | V,C36H175P149 | 88*TB36045C17*** | 23400 | 20 | 10.5 | 25000 | 19500 | 78% | 2.42 | 0 | 12.5 |  |  |  |  | R-410A | 1.95 | Residential & Commercial | USHP | Ducted CEE Tier 1
212626025 | Central HP <5.4 tons | COLEMAN | HRCU-A-CB (Split System: Heat Pump with Remote Outdoor Unit-Air-Source) | HMH72B341 | ASPEN |  | D(A,C,E)48B26+TDR | TL9E100C20UH11 | 32000 | 17 | 8.1 | 33400 | 28800 | 86.23% | 2.69 | 0 | 10 |  |  |  |  | R-410A | 2.6667 | Residential & Commercial | USHP | Ducted CEE Tier 1
212627454 | Central HP <5.4 tons | COLEMAN | HRCU-A-CB (Split System: Heat Pump with Remote Outdoor Unit-Air-Source) | HMH72B341 | ASPEN |  | D(A,C,E)42C26+TDR | TM9Y080B12MP11 | 30200 | 17.5 | 8.1 | 34000 | 28000 | 82.35% | 2.41 | 0 | 9.1 |  |  |  |  | R-410A | 2.5167 | Residential & Commercial | USHP
212623994 | Central HP <5.4 tons | COLEMAN | HRCU-A-CB (Split System: Heat Pump with Remote Outdoor Unit-Air-Source) | HMH72B341 | ASPEN |  | D(A,C,E)36D34+TDR | TM9Y080B12MP11 | 32800 | 18 | 8.1 | 34000 | 28000 | 82.35% | 2.41 | 0 | 9.5 |  |  |  |  | R-410A | 2.7333 | Residential & Commercial | USHP
212988722 | Central HP <5.4 tons | BRYANT HEATING AND COOLING SYSTEMS | HRCU-A-CB (Split System: Heat Pump with Remote Outdoor Unit-Air-Source) | 38MURAQ24AB3* |  |  | CNPV*2417AL* | 935SB36040M17*** | 23200 | 16 | 8.5 | 27000 | 25200 | 93.33% | 2.1 | 0 | 10 |  |  |  |  | R-410A | 1.9333 | Residential & Commercial | USHP | Ducted CEE Tier 1
212622437 | Central HP <5.4 tons | COLEMAN | HRCU-A-CB (Split System: Heat Pump with Remote Outdoor Unit-Air-Source) | HMH72B341 | ASPEN |  | C(A,C,D,E)48A24+TDR | TM9Y080C16MP11 | 29600 | 17.8 | 8.4 | 33600 | 28000 | 83.33% | 2.62 | 0 | 9 |  |  |  |  | R-410A | 2.4667 | Residential & Commercial | USHP
212622134 | Central HP <5.4 tons | COLEMAN | HRCU-A-CB (Split System: Heat Pump with Remote Outdoor Unit-Air-Source) | HMH72B341 | ASPEN |  | D(A,C,E)48D34+TDR | TM8Y080B12MP11 | 33600 | 18 | 8.5 | 33400 | 27400 | 82.04% | 2.65 | 0 | 10 |  |  |  |  | R-410A | 2.8 | Residential & Commercial | USHP | Ducted CEE Tier 1
212622319 | Central HP <5.4 tons | COLEMAN | HRCU-A-CB (Split System: Heat Pump with Remote Outdoor Unit-Air-Source) | HMH72B341 | ASPEN |  | C(A,C,D,E)42B24+TDR | TM9Y100C16MP11 | 31200 | 18 | 8.2 | 33600 | 28200 | 83.93% | 2.67 | 0 | 9.9 |  |  |  |  | R-410A | 2.6 | Residential & Commercial | USHP
212622320 | Central HP <5.4 tons | COLEMAN | HRCU-A-CB (Split System: Heat Pump with Remote Outdoor Unit-Air-Source) | HMH72B341 | ASPEN |  | D(A,C,E)48B34+TDR | TM9Y100C16MP11 | 32800 | 18 | 8.2 | 33600 | 28200 | 83.93% | 2.67 | 0 | 10 |  |  |  |  | R-410A | 2.7333 | Residential & Commercial | USHP | Ducted CEE Tier 1
212622386 | Central HP <5.4 tons | COLEMAN | HRCU-A-CB (Split System: Heat Pump with Remote Outdoor Unit-Air-Source) | HMH72B341 | ASPEN |  | D(A,C,E)48A34+TDR | TL9E100C20UH11 | 33400 | 17 | 8.1 | 33600 | 29000 | 86.31% | 2.69 | 0 | 10 |  |  |  |  | R-410A | 2.7833 | Residential & Commercial | USHP | Ducted CEE Tier 1
212622401 | Central HP <5.4 tons | COLEMAN | HRCU-A-CB (Split System: Heat Pump with Remote Outdoor Unit-Air-Source) | HMH72B341 | ASPEN |  | D(A,C,E)36A34+TDR | TM8Y120C20MP11 | 33600 | 18 | 8.1 | 33600 | 30000 | 89.29% | 2.72 | 0 | 9.5 |  |  |  |  | R-410A | 2.8 | Residential & Commercial | USHP
212622402 | Central HP <5.4 tons | COLEMAN | HRCU-A-CB (Split System: Heat Pump with Remote Outdoor Unit-Air-Source) | HMH72B341 | ASPEN |  | D(A,C,E)48A34+TDR | TM8Y120C20MP11 | 33600 | 18 | 8.1 | 33600 | 30000 | 89.29% | 2.72 | 0 | 9.5 |  |  |  |  | R-410A | 2.8 | Residential & Commercial | USHP
215939865 | Central HP <5.4 tons | BRYANT HEATING AND COOLING SYSTEMS | HRCU-A-CB (Split System: Heat Pump with Remote Outdoor Unit-Air-Source) | 293VAN036**AA* |  |  | CAA**6121AM*+UI | 987TA42080C17*** | 34200 | 20 | 9 | 34800 | 26600 | 76.44% | 1.92 | 0 | 11.5 |  |  |  |  | R-454B | 2.85 | Residential & Commercial | USHP | Ducted CEE Tier 1
215939965 | Central HP <5.4 tons | BRYANT HEATING AND COOLING SYSTEMS | HRCU-A-CB (Split System: Heat Pump with Remote Outdoor Unit-Air-Source) | 293VAN036**AA* |  |  | CSAH*3612AM*+UI | 987TA42060C17*** | 33000 | 18 | 9 | 35600 | 27400 | 76.97% | 1.9 | 0 | 10.5 |  |  |  |  | R-454B | 2.75 | Residential & Commercial | USHP | Ducted CEE Tier 1
216571086 | Central HP <5.4 tons | TRANE | HRCU-A-CB (Split System: Heat Pump with Remote Outdoor Unit-Air-Source) | 5TWV0X48A1 |  |  | 5PX*C009AS3 | S8V2C080M5PCB | 45000 | 20 | 9.7 | 47000 | 33600 | 71.49% | 2.1 | 0 | 12 |  |  |  |  | R-454B | 3.75 | Residential & Commercial | USHP | Ducted CEE Tier 1
216571088 | Central HP <5.4 tons | TRANE | HRCU-A-CB (Split System: Heat Pump with Remote Outdoor Unit-Air-Source) | 5TWV0X48A1 |  |  | 5PX*C009AS3 | *UHMC100CCV4+LRP | 45000 | 20 | 9.7 | 46500 | 33600 | 72.26% | 2.1 | 0 | 12 |  |  |  |  | R-454B | 3.75 | Residential & Commercial | USHP | Ducted CEE Tier 1
216571120 | Central HP <5.4 tons | TRANE | HRCU-A-CB (Split System: Heat Pump with Remote Outdoor Unit-Air-Source) | 5TWV0X48A1 |  |  | 5TXCC007AS3 | S8V2C080M5PDB | 44500 | 20 | 9.7 | 47500 | 34000 | 71.58% | 2.1 | 0 | 11.7 |  |  |  |  | R-454B | 3.7083 | Residential & Commercial | USHP | Ducted CEE Tier 1
216571138 | Central HP <5.4 tons | TRANE | HRCU-A-CB (Split System: Heat Pump with Remote Outdoor Unit-Air-Source) | 5TWV0X48A1 |  |  | 5TXCD010AS3 | S8V2C080M5PDB | 45000 | 20 | 9.7 | 47000 | 33600 | 71.49% | 2.1 | 0 | 12 |  |  |  |  | R-454B | 3.75 | Residential & Commercial | USHP | Ducted CEE Tier 1
215940015 | Central HP <5.4 tons | BRYANT HEATING AND COOLING SYSTEMS | HRCU-A-CB (Split System: Heat Pump with Remote Outdoor Unit-Air-Source) | 293VAN036**AA* |  |  | CSAH*4212AM*+UI | 986TD60080C21*** | 33600 | 19 | 9 | 34800 | 26600 | 76.44% | 1.92 | 0 | 11.5 |  |  |  |  | R-454B | 2.8 | Residential & Commercial | USHP | Ducted CEE Tier 1
212623996 | Central HP <5.4 tons | COLEMAN | HRCU-A-CB (Split System: Heat Pump with Remote Outdoor Unit-Air-Source) | HMH72B341 | ASPEN |  | D(A,C,E)42B34+TDR | TM9Y080B12MP11 | 32400 | 18 | 8.1 | 34000 | 28000 | 82.35% | 2.41 | 0 | 9.5 |  |  |  |  | R-410A | 2.7 | Residential & Commercial | USHP
212626027 | Central HP <5.4 tons | COLEMAN | HRCU-A-CB (Split System: Heat Pump with Remote Outdoor Unit-Air-Source) | HMH72B341 | ASPEN |  | C(A,C,D,E)36A46+TDR | TM8Y060A12MP11 | 32000 | 18 | 8.1 | 33400 | 27400 | 82.04% | 2.42 | 0 | 9.9 |  |  |  |  | R-410A | 2.6667 | Residential & Commercial | USHP
212626041 | Central HP <5.4 tons | COLEMAN | HRCU-A-CB (Split System: Heat Pump with Remote Outdoor Unit-Air-Source) | HMH72B341 | ASPEN |  | D(A,C,E)42C26+TDR | TM8Y060A12MP11 | 30400 | 17.6 | 8.1 | 33400 | 27400 | 82.04% | 2.42 | 0 | 9.6 |  |  |  |  | R-410A | 2.5333 | Residential & Commercial | USHP
212626057 | Central HP <5.4 tons | COLEMAN | HRCU-A-CB (Split System: Heat Pump with Remote Outdoor Unit-Air-Source) | HMH72B341 | ASPEN |  | D(A,C,E)36A36+TDR | TM8Y080B12MP11 | 31800 | 17.9 | 8.4 | 33400 | 27400 | 82.04% | 2.63 | 0 | 9.8 |  |  |  |  | R-410A | 2.65 | Residential & Commercial | USHP
212626059 | Central HP <5.4 tons | COLEMAN | HRCU-A-CB (Split System: Heat Pump with Remote Outdoor Unit-Air-Source) | HMH72B341 | ASPEN |  | C(A,C,D,E)42A36+TDR | TM9E100C16MP12 | 32000 | 17.9 | 8.3 | 33400 | 27400 | 82.04% | 2.63 | 0 | 9.9 |  |  |  |  | R-410A | 2.6667 | Residential & Commercial | USHP
212626082 | Central HP <5.4 tons | COLEMAN | HRCU-A-CB (Split System: Heat Pump with Remote Outdoor Unit-Air-Source) | HMH72B341 | ASPEN |  | D(A,C,E)48B36+TDR | TM8Y080B12MP11 | 32800 | 18 | 8.5 | 33400 | 27400 | 82.04% | 2.65 | 0 | 10 |  |  |  |  | R-410A | 2.7333 | Residential & Commercial | USHP | Ducted CEE Tier 1
212626202 | Central HP <5.4 tons | COLEMAN | HRCU-A-CB (Split System: Heat Pump with Remote Outdoor Unit-Air-Source) | HMH72B341 | ASPEN |  | C(A,C,D,E)48A36+TDR | TM9V080B12MP12 | 32800 | 17 | 8.1 | 33600 | 29400 | 87.5% | 2.64 | 0 | 9.5 |  |  |  |  | R-410A | 2.7333 | Residential & Commercial | USHP
212626232 | Central HP <5.4 tons | COLEMAN | HRCU-A-CB (Split System: Heat Pump with Remote Outdoor Unit-Air-Source) | HMH72B341 | ASPEN |  | C(A,C,D,E)42A26+TDR | TM9V080B12MP12 | 30600 | 17 | 8.1 | 33600 | 29400 | 87.5% | 2.63 | 0 | 9.3 |  |  |  |  | R-410A | 2.55 | Residential & Commercial | USHP
212622454 | Central HP <5.4 tons | COLEMAN | HRCU-A-CB (Split System: Heat Pump with Remote Outdoor Unit-Air-Source) | HMH72B341 | ASPEN |  | C(A,C,D,E)48C24+TDR | TM9E100C16MP12 | 30800 | 17.7 | 8.5 | 33600 | 27200 | 80.95% | 2.66 | 0 | 9 |  |  |  |  | R-410A | 2.5667 | Residential & Commercial | USHP
212622469 | Central HP <5.4 tons | COLEMAN | HRCU-A-CB (Split System: Heat Pump with Remote Outdoor Unit-Air-Source) | HMH72B341 | ASPEN |  | D(A,C,E)48C24+TDR | TM9E100C16MP12 | 30800 | 17.7 | 8.5 | 33600 | 27200 | 80.95% | 2.66 | 0 | 9 |  |  |  |  | R-410A | 2.5667 | Residential & Commercial | USHP
212622485 | Central HP <5.4 tons | COLEMAN | HRCU-A-CB (Split System: Heat Pump with Remote Outdoor Unit-Air-Source) | HMH72B341 | ASPEN |  | C(A,C,D,E)36A34+TDR | TM9V100C20MP12 | 31200 | 17.4 | 8.3 | 33600 | 28200 | 83.93% | 2.66 | 0 | 9.3 |  |  |  |  | R-410A | 2.6 | Residential & Commercial | USHP
212622488 | Central HP <5.4 tons | COLEMAN | HRCU-A-CB (Split System: Heat Pump with Remote Outdoor Unit-Air-Source) | HMH72B341 | ASPEN |  | C(A,C,D,E)36B24+TDR | TM8Y120C20MP11 | 31200 | 17.9 | 8.4 | 33600 | 30000 | 89.29% | 2.83 | 0 | 9.3 |  |  |  |  | R-410A | 2.6 | Residential & Commercial | USHP
212622619 | Central HP <5.4 tons | COLEMAN | HRCU-A-CB (Split System: Heat Pump with Remote Outdoor Unit-Air-Source) | HMH72B341 | ASPEN |  | C(A,C,D,E)36A44+TDR | TM9V080B12MP12 | 32800 | 17 | 8.2 | 33800 | 29200 | 86.39% | 2.65 | 0 | 9.5 |  |  |  |  | R-410A | 2.7333 | Residential & Commercial | USHP
216056879 | Central HP <5.4 tons | YORK | HRCU-A-CB (Split System: Heat Pump with Remote Outdoor Unit-Air-Source) | HH860E2S11 | ASPEN |  | D(A,C,E)60A3K+TDR | Y91E080C16SMPS1 | 41500 | 17.5 | 8.1 | 46500 | 33800 | 72.69% | 2 | 0 | 11.5 |  |  |  |  | R-454B | 3.4583 | Residential & Commercial | USHP | Ducted CEE Tier 1
215940785 | Central HP <5.4 tons | BRYANT HEATING AND COOLING SYSTEMS | HRCU-A-CB (Split System: Heat Pump with Remote Outdoor Unit-Air-Source) | 293VAN036**AA* |  |  | CVAVA4924XMA*+UI | 987TA66100C21*** | 35400 | 22 | 8.5 | 38000 | 28400 | 74.74% | 2.04 | 0 | 12.5 |  |  |  |  | R-454B | 2.95 | Residential & Commercial | USHP | Ducted CEE Tier 1
215940885 | Central HP <5.4 tons | BRYANT HEATING AND COOLING SYSTEMS | HRCU-A-CB (Split System: Heat Pump with Remote Outdoor Unit-Air-Source) | 293VAN036**AA* |  |  | CVAVA6024XMA*+UI | 987TA60080C21*** | 35400 | 21.5 | 8.5 | 38000 | 28600 | 75.26% | 2.04 | 0 | 12 |  |  |  |  | R-454B | 2.95 | Residential & Commercial | USHP | Ducted CEE Tier 1
215940435 | Central HP <5.4 tons | BRYANT HEATING AND COOLING SYSTEMS | HRCU-A-CB (Split System: Heat Pump with Remote Outdoor Unit-Air-Source) | 293VAN036**AA* |  |  | CVAMA6021XMA*+UI | 987TA42080C17*** | 35400 | 21 | 8.5 | 38500 | 29000 | 75.32% | 2.02 | 0 | 12 |  |  |  |  | R-454B | 2.95 | Residential & Commercial | USHP | Ducted CEE Tier 1
216571068 | Central HP <5.4 tons | TRANE | HRCU-A-CB (Split System: Heat Pump with Remote Outdoor Unit-Air-Source) | 5TWV0X36A1 |  |  | 5TXCC009AS3 | S8V2C080M5PDB | 35600 | 20 | 9.4 | 31600 | 24600 | 77.85% | 2.2 | 0 | 12.7 |  |  |  |  | R-454B | 2.9667 | Residential & Commercial | USHP | Ducted CEE Tier 1
216571070 | Central HP <5.4 tons | TRANE | HRCU-A-CB (Split System: Heat Pump with Remote Outdoor Unit-Air-Source) | 5TWV0X36A1 |  |  | 5TXCC009AS3 | S8V2C080M5PCB | 35600 | 20 | 9.4 | 31600 | 24600 | 77.85% | 2.2 | 0 | 12.7 |  |  |  |  | R-454B | 2.9667 | Residential & Commercial | USHP | Ducted CEE Tier 1
212626275 | Central HP <5.4 tons | COLEMAN | HRCU-A-CB (Split System: Heat Pump with Remote Outdoor Unit-Air-Source) | HMH72B341 | ASPEN |  | C(A,C,D,E)42A26+TDR | TM8E120C16MP11 | 31000 | 17.9 | 8.1 | 33600 | 28600 | 85.12% | 2.67 | 0 | 9.8 |  |  |  |  | R-410A | 2.5833 | Residential & Commercial | USHP
212626325 | Central HP <5.4 tons | COLEMAN | HRCU-A-CB (Split System: Heat Pump with Remote Outdoor Unit-Air-Source) | HMH72B341 | ASPEN |  | D(A,C,E)48A36+TDR | TL9E100C20UH11 | 33400 | 17 | 8.1 | 33600 | 29000 | 86.31% | 2.69 | 0 | 10 |  |  |  |  | R-410A | 2.7833 | Residential & Commercial | USHP | Ducted CEE Tier 1
212626350 | Central HP <5.4 tons | COLEMAN | HRCU-A-CB (Split System: Heat Pump with Remote Outdoor Unit-Air-Source) | HMH72B341 | ASPEN |  | C(A,C,D,E)36A36+TDR | TL8E080C16UH11 | 31200 | 17.4 | 8.3 | 33600 | 27600 | 82.14% | 2.62 | 0 | 9.8 |  |  |  |  | R-410A | 2.6 | Residential & Commercial | USHP
212626361 | Central HP <5.4 tons | COLEMAN | HRCU-A-CB (Split System: Heat Pump with Remote Outdoor Unit-Air-Source) | HMH72B341 | ASPEN |  | C(A,C,D,E)48A26+TDR | TM8V100C16MP12 | 29800 | 16.9 | 8.3 | 33600 | 27200 | 80.95% | 2.64 | 0 | 9.5 |  |  |  |  | R-410A | 2.4833 | Residential & Commercial | USHP
212626384 | Central HP <5.4 tons | COLEMAN | HRCU-A-CB (Split System: Heat Pump with Remote Outdoor Unit-Air-Source) | HMH72B341 | ASPEN |  | C(A,C,D,E)36C36+TDR | TM9E100C16MP12 | 32600 | 18 | 8.5 | 33600 | 27200 | 80.95% | 2.66 | 0 | 10 |  |  |  |  | R-410A | 2.7167 | Residential & Commercial | USHP | Ducted CEE Tier 1
212626393 | Central HP <5.4 tons | COLEMAN | HRCU-A-CB (Split System: Heat Pump with Remote Outdoor Unit-Air-Source) | HMH72B341 | ASPEN |  | D(A,C,E)42B36+TDR | TM9E100C16MP12 | 32600 | 18 | 8.5 | 33600 | 27200 | 80.95% | 2.66 | 0 | 10 |  |  |  |  | R-410A | 2.7167 | Residential & Commercial | USHP | Ducted CEE Tier 1
212626561 | Central HP <5.4 tons | COLEMAN | HRCU-A-CB (Split System: Heat Pump with Remote Outdoor Unit-Air-Source) | HMH72B341 | ASPEN |  | C(A,C,D,E)36B36+TDR | TM9Y100C16MP11 | 32800 | 18 | 8.2 | 33800 | 28200 | 83.43% | 2.66 | 0 | 10 |  |  |  |  | R-410A | 2.7333 | Residential & Commercial | USHP | Ducted CEE Tier 1
212626670 | Central HP <5.4 tons | COLEMAN | HRCU-A-CB (Split System: Heat Pump with Remote Outdoor Unit-Air-Source) | HMH72B341 | ASPEN |  | D(A,C,E)42C26+TDR | TM9E060A10MP12 | 30200 | 17.1 | 8.1 | 33800 | 27400 | 81.07% | 2.4 | 0 | 9.1 |  |  |  |  | R-410A | 2.5167 | Residential & Commercial | USHP
211263086 | Central HP <5.4 tons | DAY & NIGHT | HRCU-A-CB (Split System: Heat Pump with Remote Outdoor Unit-Air-Source) | DLCURAH18ABK |  |  | EN(A,D)4X24L17** | *96VTN0401712A* | 17700 | 15.5 | 8.5 | 18700 | 18800 | 100.5% | 2.26 | 0 | 10.5 |  |  |  |  | R-410A | 1.475 | Residential & Commercial | USHP | Ducted CEE Tier 1
211263421 | Central HP <5.4 tons | DAY & NIGHT | HRCU-A-CB (Split System: Heat Pump with Remote Outdoor Unit-Air-Source) | DLCURAH18ABK |  |  | EN(A,D)4X24L17** | *92ESN0801716A* | 18500 | 16 | 8.5 | 19500 | 18400 | 94.36% | 2.24 | 0 | 11 |  |  |  |  | R-410A | 1.5417 | Residential & Commercial | USHP | Ducted CEE Tier 1
212984637 | Central HP <5.4 tons | CARRIER | HRCU-A-CB (Split System: Heat Pump with Remote Outdoor Unit-Air-Source) | 38MURAQ24AB3* |  |  | CAP**3721AL* | 59SC2E080M17**16 | 24200 | 17.5 | 8.5 | 25000 | 21400 | 85.6% | 1.8 | 0 | 10.5 |  |  |  |  | R-410A | 2.0167 | Residential & Commercial | USHP | Ducted CEE Tier 1
212985039 | Central HP <5.4 tons | CARRIER | HRCU-A-CB (Split System: Heat Pump with Remote Outdoor Unit-Air-Source) | 38MURAQ24AB3* |  |  | CAP**3721AL* | 59SC2E080M21**20 | 24800 | 17.5 | 8.5 | 25600 | 21400 | 83.59% | 1.8 | 0 | 10.5 |  |  |  |  | R-410A | 2.0667 | Residential & Commercial | USHP | Ducted CEE Tier 1
213206162 | Central HP <5.4 tons | CARRIER | HRCU-A-CB (Split System: Heat Pump with Remote Outdoor Unit-Air-Source) | 38MURAQ24AA3* | ASPEN |  | D(A,C,E)36B34+TDR | 59TP6B060V14**12 | 22800 | 15.9 | 8.1 | 24400 | 22000 | 90.16% | 2.98 | 0 | 9.3 |  |  |  |  | R-410A | 1.9 | Residential & Commercial | USHP
215934839 | Central HP <5.4 tons | COMFORTMAKER | HRCU-A-CB (Split System: Heat Pump with Remote Outdoor Unit-Air-Source) | C5H3V36*K*AAA* |  |  | EVM5X44M21A*+WALLCON | *80CTL0901716B* | 35600 | 22 | 8.5 | 38000 | 28600 | 75.26% | 2.02 | 0 | 12 |  |  |  |  | R-454B | 2.9667 | Residential & Commercial | USHP | Ducted CEE Tier 1
214807623 | Central HP <5.4 tons | YORK | HRCU-A-CB (Split System: Heat Pump with Remote Outdoor Unit-Air-Source) | HH860E2S11 |  |  | CTU60C5XGS1+TXV | TPLC080C16MP13 | 43500 | 18 | 9 | 44000 | 33400 | 75.91% | 2 | 0 | 11.7 |  |  |  |  | R-454B | 3.625 | Residential & Commercial | USHP | Ducted CEE Tier 1
214775802 | Central HP <5.4 tons | NAPOLEON | HRCU-A-CB (Split System: Heat Pump with Remote Outdoor Unit-Air-Source) | WSEHV4860RA1-N | ADP |  | H,DE48960 | WPV080T4BA | 46000 | 17 | 8.5 | 48000 | 34600 | 72.08% | 1.8 | 0 | 10 |  |  |  |  | R-410A | 3.8333 | Residential & Commercial | USHP | Ducted CEE Tier 1
216570884 | Central HP <5.4 tons | TRANE | HRCU-A-CB (Split System: Heat Pump with Remote Outdoor Unit-Air-Source) | 5TWV0X24A1 |  |  | 5PX*B006AS3 | L8V1B080U4VSB+LRP | 22000 | 21.2 | 10 | 22600 | 18100 | 80.09% | 2.2 | 0 | 12 |  |  |  |  | R-454B | 1.8333 | Residential & Commercial | USHP | Ducted CEE Tier 1
216571186 | Central HP <5.4 tons | TRANE | HRCU-A-CB (Split System: Heat Pump with Remote Outdoor Unit-Air-Source) | 5TWV8X24A1 |  |  | 5PX*B003AS3 | S8V2B080M4PCB | 21400 | 18.1 | 8.5 | 24400 | 18900 | 77.46% | 2.1 | 0 | 11.2 |  |  |  |  | R-454B | 1.7833 | Residential & Commercial | USHP | Ducted CEE Tier 1
216675942 | Central HP <5.4 tons | DAY & NIGHT | HRCU-A-CB (Split System: Heat Pump with Remote Outdoor Unit-Air-Source) | D5CURAH24AAK |  |  | EA*5X37M21A* | *80MS(N,L)0701716A* | 24400 | 15.5 | 8.5 | 23000 | 19000 | 82.61% | 1.96 | 0 | 10 |  |  |  |  | R-454B | 2.0333 | Residential & Commercial | USHP | Ducted CEE Tier 1
213356093 | Central HP <5.4 tons | CARRIER | HRCU-A-CB (Split System: Heat Pump with Remote Outdoor Unit-Air-Source) | 38MURAQ24AB3* | ADP |  | A36VCA+TXV+CBPE3A* | 0 | 24000 | 18 | 8.85 | 25000 | 22600 | 90.4% | 1.9 | 0 | 10.5 |  |  |  |  | R-410A | 2 | Residential & Commercial | USHP | Ducted CEE Tier 1
214092359 | Central HP <5.4 tons | LUXAIRE | HRCU-A-CB (Split System: Heat Pump with Remote Outdoor Unit-Air-Source) | HMH72B341 | ASPEN |  | D(A,C,E)36A34+TDR | TM9V040A10MP12 | 31000 | 16.9 | 8.1 | 32400 | 44000 | 135.8% | 3.04 | 0 | 9.3 |  |  |  |  | R-410A | 2.5833 | Residential & Commercial | USHP
214092252 | Central HP <5.4 tons | LUXAIRE | HRCU-A-CB (Split System: Heat Pump with Remote Outdoor Unit-Air-Source) | HMH72B341 | ASPEN |  | D(A,C,E)42A44+TDR | LPLC080C16MP13 | 32400 | 17.5 | 8.5 | 32400 | 44000 | 135.8% | 3.14 | 0 | 10 |  |  |  |  | R-410A | 2.7 | Residential & Commercial | USHP | Ducted CEE Tier 1
214092268 | Central HP <5.4 tons | LUXAIRE | HRCU-A-CB (Split System: Heat Pump with Remote Outdoor Unit-Air-Source) | HMH72B341 | ASPEN |  | D(A,C,E)48B34+TDR | TL8E080C16UH11 | 32600 | 17.5 | 8.1 | 32400 | 44500 | 137.3% | 3.15 | 0 | 10 |  |  |  |  | R-410A | 2.7167 | Residential & Commercial | USHP | Ducted CEE Tier 1
214092300 | Central HP <5.4 tons | LUXAIRE | HRCU-A-CB (Split System: Heat Pump with Remote Outdoor Unit-Air-Source) | HMH72B341 | ASPEN |  | D(A,C,E)42A44+TDR | TM8E120C16MP11 | 33200 | 18 | 8.3 | 32400 | 45500 | 140.4% | 3.15 | 0 | 10 |  |  |  |  | R-410A | 2.7667 | Residential & Commercial | USHP | Ducted CEE Tier 1
214092311 | Central HP <5.4 tons | LUXAIRE | HRCU-A-CB (Split System: Heat Pump with Remote Outdoor Unit-Air-Source) | HMH72B341 | ASPEN |  | D(A,C,E)36A34+TDR | TM8V100C16MP12 | 31600 | 17.5 | 8.4 | 32400 | 44000 | 135.8% | 3.14 | 0 | 9.8 |  |  |  |  | R-410A | 2.6333 | Residential & Commercial | USHP
216680634 | Central HP <5.4 tons | CARRIER | HRCU-A-CB (Split System: Heat Pump with Remote Outdoor Unit-Air-Source) | 38MURAQ24AB3* |  |  | CNPV*3617AL* | 59TP7A080V17**16 | 23400 | 16.5 | 9 | 25800 | 23800 | 92.25% | 1.78 | 0 | 10 |  |  |  |  | R-410A | 1.95 | Residential & Commercial | USHP | Ducted CEE Tier 1
213147348 | Central HP <5.4 tons | BRYANT HEATING AND COOLING SYSTEMS | HRCU-A-CB (Split System: Heat Pump with Remote Outdoor Unit-Air-Source) | 38MURAQ24AB3* | ADP |  | V,C36H175P139+AEFE4B* | 0 | 24000 | 18 | 8.85 | 25000 | 22600 | 90.4% | 1.9 | 0 | 10.5 |  |  |  |  | R-410A | 2 | Residential & Commercial | USHP | Ducted CEE Tier 1
206135967 | Central HP <5.4 tons | AIRQUEST | HRCU-A-CB (Split System: Heat Pump with Remote Outdoor Unit-Air-Source) | HVH837GKA** |  |  | EHD4X42AAL+WALLCON | *80CSU0401712A* | 32400 | 16.5 | 8.1 | 33200 | 24800 | 74.7% | 1.94 | 11.5 | 11 |  |  |  |  | R-410A | 2.7 | Residential & Commercial | USHP | Ducted CEE Tier 1
206136287 | Central HP <5.4 tons | AIRQUEST | HRCU-A-CB (Split System: Heat Pump with Remote Outdoor Unit-Air-Source) | HVH837GKA** |  |  | EN(A,D,W)4X48L21**+WALLCON | *95CSU1002122A* | 32400 | 17.5 | 8.1 | 32800 | 24600 | 75% | 1.98 | 12 | 11.7 |  |  |  |  | R-410A | 2.7 | Residential & Commercial | USHP | Ducted CEE Tier 1
212626695 | Central HP <5.4 tons | COLEMAN | HRCU-A-CB (Split System: Heat Pump with Remote Outdoor Unit-Air-Source) | HMH72B341 | ASPEN |  | D(A,C,E)36C36+TDR | TM9Y100C16MP11 | 32800 | 18 | 8.3 | 33800 | 28600 | 84.62% | 2.68 | 0 | 10 |  |  |  |  | R-410A | 2.7333 | Residential & Commercial | USHP | Ducted CEE Tier 1
212626736 | Central HP <5.4 tons | COLEMAN | HRCU-A-CB (Split System: Heat Pump with Remote Outdoor Unit-Air-Source) | HMH72B341 | ASPEN |  | D(A,C,E)42C26+TDR | TM8E100C16MP11 | 31800 | 18 | 8.3 | 33800 | 28600 | 84.62% | 2.7 | 0 | 10 |  |  |  |  | R-410A | 2.65 | Residential & Commercial | USHP | Ducted CEE Tier 1
212626779 | Central HP <5.4 tons | COLEMAN | HRCU-A-CB (Split System: Heat Pump with Remote Outdoor Unit-Air-Source) | HMH72B341 | ASPEN |  | C(A,C,D,E)42B36+TDR | TM9E080B12MP12 | 32400 | 17.5 | 8.4 | 33800 | 27400 | 81.07% | 2.62 | 0 | 9.9 |  |  |  |  | R-410A | 2.7 | Residential & Commercial | USHP
212626843 | Central HP <5.4 tons | COLEMAN | HRCU-A-CB (Split System: Heat Pump with Remote Outdoor Unit-Air-Source) | HMH72B341 | ASPEN |  | D(A,C,E)36D36+TDR | TM9E080B12MP12 | 33000 | 17.5 | 8.5 | 33800 | 27400 | 81.07% | 2.65 | 0 | 10 |  |  |  |  | R-410A | 2.75 | Residential & Commercial | USHP | Ducted CEE Tier 1
212626859 | Central HP <5.4 tons | COLEMAN | HRCU-A-CB (Split System: Heat Pump with Remote Outdoor Unit-Air-Source) | HMH72B341 | ASPEN |  | D(A,C,E)48C26+TDR | TM8E100C16MP11 | 32200 | 18 | 8.4 | 33800 | 28600 | 84.62% | 2.72 | 0 | 10 |  |  |  |  | R-410A | 2.6833 | Residential & Commercial | USHP | Ducted CEE Tier 1
212626870 | Central HP <5.4 tons | COLEMAN | HRCU-A-CB (Split System: Heat Pump with Remote Outdoor Unit-Air-Source) | HMH72B341 | ASPEN |  | D(A,C,E)42B36+TDR | TM8E120C16MP11 | 33200 | 18 | 8.3 | 33800 | 28800 | 85.21% | 2.73 | 0 | 10 |  |  |  |  | R-410A | 2.7667 | Residential & Commercial | USHP | Ducted CEE Tier 1
212626879 | Central HP <5.4 tons | COLEMAN | HRCU-A-CB (Split System: Heat Pump with Remote Outdoor Unit-Air-Source) | HMH72B341 | ASPEN |  | C(A,C,D,E)48A36+TDR | TM9Y100C20MP11 | 32200 | 15.5 | 8.1 | 33800 | 27400 | 81.07% | 2.38 | 0 | 9.4 |  |  |  |  | R-410A | 2.6833 | Residential & Commercial | USHP
212626911 | Central HP <5.4 tons | COLEMAN | HRCU-A-CB (Split System: Heat Pump with Remote Outdoor Unit-Air-Source) | HMH72B341 | ASPEN |  | D(A,C,E)36A46+TDR | TM8E100B12MP11 | 32200 | 18 | 8.5 | 33800 | 27400 | 81.07% | 2.64 | 0 | 9.9 |  |  |  |  | R-410A | 2.6833 | Residential & Commercial | USHP
215942421 | Central HP <5.4 tons | BRYANT HEATING AND COOLING SYSTEMS | HRCU-A-CB (Split System: Heat Pump with Remote Outdoor Unit-Air-Source) | 293VAN036**AA* |  |  | CVAMA6124XMA*+UI | 83*CA60100C21*** | 36000 | 22 | 8.5 | 37400 | 28200 | 75.4% | 2.04 | 0 | 12.5 |  |  |  |  | R-454B | 3 | Residential & Commercial | USHP | Ducted CEE Tier 1
215942471 | Central HP <5.4 tons | BRYANT HEATING AND COOLING SYSTEMS | HRCU-A-CB (Split System: Heat Pump with Remote Outdoor Unit-Air-Source) | 293VAN036**AA* |  |  | CVAVA6121XMA*+UI | 83*CA48060C17*** | 35800 | 22 | 8.5 | 37400 | 28400 | 75.94% | 2.04 | 0 | 12 |  |  |  |  | R-454B | 2.9833 | Residential & Commercial | USHP | Ducted CEE Tier 1
212622637 | Central HP <5.4 tons | COLEMAN | HRCU-A-CB (Split System: Heat Pump with Remote Outdoor Unit-Air-Source) | HMH72B341 | ASPEN |  | C(A,C,D,E)36A34+TDR | TM8E080B12MP11 | 31400 | 17.8 | 8.2 | 33800 | 27800 | 82.25% | 2.56 | 0 | 9.3 |  |  |  |  | R-410A | 2.6167 | Residential & Commercial | USHP
212622770 | Central HP <5.4 tons | COLEMAN | HRCU-A-CB (Split System: Heat Pump with Remote Outdoor Unit-Air-Source) | HMH72B341 | ASPEN |  | D(A,C,E)36D24+TDR | TM9E060A10MP12 | 30200 | 17.1 | 8.1 | 33800 | 27400 | 81.07% | 2.4 | 0 | 9.1 |  |  |  |  | R-410A | 2.5167 | Residential & Commercial | USHP
212627966 | Central HP <5.4 tons | COLEMAN | HRCU-A-CB (Split System: Heat Pump with Remote Outdoor Unit-Air-Source) | HMH72B341 | ASPEN |  | D(A,C,E)42A46+TDR | TM8Y100C16MP11 | 32400 | 18.5 | 8.5 | 34000 | 27400 | 80.59% | 2.67 | 0 | 10 |  |  |  |  | R-410A | 2.7 | Residential & Commercial | USHP | Ducted CEE Tier 1
212627967 | Central HP <5.4 tons | COLEMAN | HRCU-A-CB (Split System: Heat Pump with Remote Outdoor Unit-Air-Source) | HMH72B341 | ASPEN |  | D(A,C,E)42B36+TDR | TM8Y100C16MP11 | 32400 | 18.5 | 8.5 | 34000 | 27400 | 80.59% | 2.67 | 0 | 10 |  |  |  |  | R-410A | 2.7 | Residential & Commercial | USHP | Ducted CEE Tier 1
212628000 | Central HP <5.4 tons | COLEMAN | HRCU-A-CB (Split System: Heat Pump with Remote Outdoor Unit-Air-Source) | HMH72B341 | ASPEN |  | C(A,C,D,E)36A46+TDR | TP9C100C16MP13 | 32000 | 17.5 | 8.1 | 34000 | 27400 | 80.59% | 2.47 | 0 | 9.9 |  |  |  |  | R-410A | 2.6667 | Residential & Commercial | USHP
212628017 | Central HP <5.4 tons | COLEMAN | HRCU-A-CB (Split System: Heat Pump with Remote Outdoor Unit-Air-Source) | HMH72B341 | ASPEN |  | D(A,C,E)42D36+TDR | TP9C100C16MP13 | 33200 | 17.5 | 8.1 | 34000 | 27400 | 80.59% | 2.47 | 0 | 10 |  |  |  |  | R-410A | 2.7667 | Residential & Commercial | USHP | Ducted CEE Tier 1
212628033 | Central HP <5.4 tons | COLEMAN | HRCU-A-CB (Split System: Heat Pump with Remote Outdoor Unit-Air-Source) | HMH72B341 | ASPEN |  | D(A,C,E)36B46+TDR | TM8Y100C20MP11 | 33600 | 18 | 8.5 | 34000 | 30200 | 88.82% | 2.85 | 0 | 9.5 |  |  |  |  | R-410A | 2.8 | Residential & Commercial | USHP
211708417 | Central HP <5.4 tons | COLEMAN | HRCU-A-CB (Split System: Heat Pump with Remote Outdoor Unit-Air-Source) | THF2B48T21 | ASPEN |  | D(A,C,E)48D36+TDR | TL8E080C16UH11 | 45500 | 16 | 8.2 | 44000 | 30800 | 70% | 3.11 | 0 | 11.9 |  |  |  |  | R-410A | 3.7917 | Residential & Commercial | USHP | Ducted CEE Tier 1
215932234 | Central HP <5.4 tons | CARRIER | HRCU-A-CB (Split System: Heat Pump with Remote Outdoor Unit-Air-Source) | 27VNA336A*030* |  |  | CAA**4221AM*+UI | 58TN*B070C21**20 | 32600 | 19.5 | 9.5 | 35000 | 26800 | 76.57% | 2.02 | 0 | 11 |  |  |  |  | R-454B | 2.7167 | Residential & Commercial | USHP | Ducted CEE Tier 1
215932304 | Central HP <5.4 tons | CARRIER | HRCU-A-CB (Split System: Heat Pump with Remote Outdoor Unit-Air-Source) | 27VNA336A*030* |  |  | CAA**4221AM*+UI | 59MN7C080C17**14 | 32400 | 19.5 | 9.5 | 35400 | 27200 | 76.84% | 2 | 0 | 11 |  |  |  |  | R-454B | 2.7 | Residential & Commercial | USHP | Ducted CEE Tier 1
215932354 | Central HP <5.4 tons | CARRIER | HRCU-A-CB (Split System: Heat Pump with Remote Outdoor Unit-Air-Source) | 27VNA336A*030* |  |  | CAA**4221AM*+UI | 59TN6C100C21**22 | 32800 | 20 | 9.5 | 34800 | 26600 | 76.44% | 2 | 0 | 11.5 |  |  |  |  | R-454B | 2.7333 | Residential & Commercial | USHP | Ducted CEE Tier 1
215932604 | Central HP <5.4 tons | CARRIER | HRCU-A-CB (Split System: Heat Pump with Remote Outdoor Unit-Air-Source) | 27VNA336A*030* |  |  | CAA**6024AM*+UI | 59MN7C080C21**20 | 34000 | 20 | 9.5 | 34200 | 26000 | 76.02% | 2.06 | 0 | 11.7 |  |  |  |  | R-454B | 2.8333 | Residential & Commercial | USHP | Ducted CEE Tier 1
215932704 | Central HP <5.4 tons | CARRIER | HRCU-A-CB (Split System: Heat Pump with Remote Outdoor Unit-Air-Source) | 27VNA336A*030* |  |  | CAA**6121AM*+UI | 58TN*B070C21**20 | 34400 | 20.5 | 9 | 34400 | 26200 | 76.16% | 1.96 | 0 | 11.7 |  |  |  |  | R-454B | 2.8667 | Residential & Commercial | USHP | Ducted CEE Tier 1
215932954 | Central HP <5.4 tons | CARRIER | HRCU-A-CB (Split System: Heat Pump with Remote Outdoor Unit-Air-Source) | 27VNA336A*030* |  |  | CAA**6124AM*+UI | 59TN6C120C24**22 | 34400 | 20.5 | 9.5 | 34200 | 26000 | 76.02% | 2.08 | 0 | 12 |  |  |  |  | R-454B | 2.8667 | Residential & Commercial | USHP | Ducted CEE Tier 1
211378010 | Central HP <5.4 tons | YORK | HRCU-A-CB (Split System: Heat Pump with Remote Outdoor Unit-Air-Source) | HMH72B341 |  |  | XAFC30CXXN1+TXV | TM8Y100C20MP11 | 33600 | 18 | 8.5 | 33600 | 23600 | 70.24% | 2.06 | 0 | 9.5 |  |  |  |  | R-410A | 2.8 | Residential & Commercial | USHP
211378127 | Central HP <5.4 tons | YORK | HRCU-A-CB (Split System: Heat Pump with Remote Outdoor Unit-Air-Source) | HMH72B341 |  |  | XAHC36DXXN1+TXV | YPLC080C16MP13 | 34000 | 17 | 8.1 | 34000 | 24600 | 72.35% | 2.08 | 0 | 9.5 |  |  |  |  | R-410A | 2.8333 | Residential & Commercial | USHP
211378176 | Central HP <5.4 tons | YORK | HRCU-A-CB (Split System: Heat Pump with Remote Outdoor Unit-Air-Source) | HMH72B341 |  |  | XAFC36DXXN1+TXV | TMLV100C16MP12 | 34000 | 17.5 | 8.5 | 33800 | 23800 | 70.41% | 2.08 | 0 | 10 |  |  |  |  | R-410A | 2.8333 | Residential & Commercial | USHP | Ducted CEE Tier 1
211377524 | Central HP <5.4 tons | YORK | HRCU-A-CB (Split System: Heat Pump with Remote Outdoor Unit-Air-Source) | HMH72B341 |  |  | XAFC36DBCN1 | YP9C100C16MP13 | 34000 | 17.5 | 8.5 | 34000 | 24000 | 70.59% | 2.1 | 0 | 10 |  |  |  |  | R-410A | 2.8333 | Residential & Commercial | USHP | Ducted CEE Tier 1
211377774 | Central HP <5.4 tons | YORK | HRCU-A-CB (Split System: Heat Pump with Remote Outdoor Unit-Air-Source) | HMH72B341 |  |  | XAFB36DXXN1+TXV | YP9C060B12MP13 | 33800 | 17 | 8.5 | 33400 | 23800 | 71.26% | 2.04 | 0 | 9.5 |  |  |  |  | R-410A | 2.8167 | Residential & Commercial | USHP
211377777 | Central HP <5.4 tons | YORK | HRCU-A-CB (Split System: Heat Pump with Remote Outdoor Unit-Air-Source) | HMH72B341 |  |  | XAFB36DBCN1 | TM9V060B12MP12 | 33800 | 17 | 8.5 | 33400 | 23800 | 71.26% | 2.04 | 0 | 9.5 |  |  |  |  | R-410A | 2.8167 | Residential & Commercial | USHP
214075443 | Central HP <5.4 tons | FRIEDRICH | HRCU-A-CB (Split System: Heat Pump with Remote Outdoor Unit-Air-Source) | RD17AZ24AJ3N |  |  | TCFZ2417MTANM | FR802V0504A17UHS | 22600 | 17 | 9.5 | 22600 | 16900 | 74.78% | 2 | 0 | 11.2 |  |  |  |  | R-410A | 1.8833 | Residential & Commercial | USHP | Ducted CEE Tier 1
214075439 | Central HP <5.4 tons | FRIEDRICH | HRCU-A-CB (Split System: Heat Pump with Remote Outdoor Unit-Air-Source) | RD17AZ24AJ3N |  |  | TCFZ2417MTANM | FR97MV0703A17DH | 22600 | 17 | 9.5 | 22600 | 16900 | 74.78% | 2 | 0 | 11.2 |  |  |  |  | R-410A | 1.8833 | Residential & Commercial | USHP | Ducted CEE Tier 1
214075498 | Central HP <5.4 tons | FRIEDRICH | HRCU-A-CB (Split System: Heat Pump with Remote Outdoor Unit-Air-Source) | RD17AZ24AJ3N |  |  | TCFZ2417MTANM | FR802V0504A17UHN | 22600 | 17 | 9.5 | 22600 | 16900 | 74.78% | 2 | 0 | 11.2 |  |  |  |  | R-410A | 1.8833 | Residential & Commercial | USHP | Ducted CEE Tier 1
211708527 | Central HP <5.4 tons | COLEMAN | HRCU-A-CB (Split System: Heat Pump with Remote Outdoor Unit-Air-Source) | THF2B48T21 | ASPEN |  | D(A,C,E)48D36+TDR | TP9C120D20MP13 | 46000 | 16 | 8.2 | 44500 | 31200 | 70.11% | 3.11 | 0 | 11.9 |  |  |  |  | R-410A | 3.8333 | Residential & Commercial | USHP | Ducted CEE Tier 1
214775799 | Central HP <5.4 tons | NAPOLEON | HRCU-A-CB (Split System: Heat Pump with Remote Outdoor Unit-Air-Source) | WSEHV4860RA1-N | ADP |  | H,DE48948 | WPV070T4BA | 46000 | 17 | 8.5 | 48000 | 34600 | 72.08% | 1.8 | 0 | 10 |  |  |  |  | R-410A | 3.8333 | Residential & Commercial | USHP | Ducted CEE Tier 1
214331349 | Central HP <5.4 tons | NAPOLEON | HRCU-A-CB (Split System: Heat Pump with Remote Outdoor Unit-Air-Source) | WSEHV4860RA1-N | ADP |  | H,A,DG52960 | WUV080T4BA | 46000 | 17 | 8.5 | 48000 | 34600 | 72.08% | 1.8 | 0 | 10 |  |  |  |  | R-410A | 3.8333 | Residential & Commercial | USHP | Ducted CEE Tier 1
214660174 | Central HP <5.4 tons | ECOER | HRCU-A-CB (Split System: Heat Pump with Remote Outdoor Unit-Air-Source) | EODA18H-2436BAA | ASPEN |  | D(A,C,E)24C34+TDR | MGH96M060B3A | 22800 | 18 | 8.8 | 24000 | 19200 | 80% | 2.1 | 0 | 12.5 |  |  |  |  | R-410A | 1.9 | Residential & Commercial | USHP | Ducted CEE Tier 1
216736537 | Central HP <5.4 tons | BRYANT HEATING AND COOLING SYSTEMS | HRCU-A-CB (Split System: Heat Pump with Remote Outdoor Unit-Air-Source) | 37MUHAQ24AA3 |  |  | CSAH*2412AM* | 912SE60080M21*** | 22400 | 15.2 | 8.1 | 21200 | 19000 | 89.62% | 1.9 | 0 | 10.5 |  |  |  |  | R-454B | 1.8667 | Residential & Commercial | USHP | Ducted CEE Tier 1
216735299 | Central HP <5.4 tons | BRYANT HEATING AND COOLING SYSTEMS | HRCU-A-CB (Split System: Heat Pump with Remote Outdoor Unit-Air-Source) | 37MUHAQ24AA3 |  |  | CAA**3717AM* | 986TD42080C17*** | 22800 | 16.5 | 8.5 | 20800 | 18400 | 88.46% | 1.98 | 0 | 11 |  |  |  |  | R-454B | 1.9 | Residential & Commercial | USHP | Ducted CEE Tier 1
211263392 | Central HP <5.4 tons | AIRQUEST | HRCU-A-CB (Split System: Heat Pump with Remote Outdoor Unit-Air-Source) | DLCURAH18ABK |  |  | EN(A,D)4X24L17** | *92ESN0601714A* | 17700 | 16 | 8.5 | 18500 | 18800 | 101.6% | 2.26 | 0 | 11 |  |  |  |  | R-410A | 1.475 | Residential & Commercial | USHP | Ducted CEE Tier 1
211263415 | Central HP <5.4 tons | AIRQUEST | HRCU-A-CB (Split System: Heat Pump with Remote Outdoor Unit-Air-Source) | DLCURAH18ABK |  |  | EN(A,D)4X24L17** | *92ESN0801716A* | 18500 | 16 | 8.5 | 19500 | 18400 | 94.36% | 2.24 | 0 | 11 |  |  |  |  | R-410A | 1.5417 | Residential & Commercial | USHP | Ducted CEE Tier 1
214802747 | Central HP <5.4 tons | RHEEM | HRCU-A-CB (Split System: Heat Pump with Remote Outdoor Unit-Air-Source) | RP15AZ30AJ2N | ASPEN |  | D(A,C,E)30B34+TDR | R801V0503A14UH | 27400 | 15.4 | 8.1 | 28400 | 20000 | 70.42% | 2.63 | 0 | 11.7 |  |  |  |  | R-410A | 2.2833 | Residential & Commercial | USHP | Ducted CEE Tier 1
214802767 | Central HP <5.4 tons | RHEEM | HRCU-A-CB (Split System: Heat Pump with Remote Outdoor Unit-Air-Source) | RP15AZ30AJ2N | ASPEN |  | D(A,C,E)30B34+TDR | R801V1004A17UHS | 27400 | 15.4 | 8.1 | 28400 | 20000 | 70.42% | 2.62 | 0 | 11.7 |  |  |  |  | R-410A | 2.2833 | Residential & Commercial | USHP | Ducted CEE Tier 1
213774674 | Central HP <5.4 tons | TEMPSTAR | HRCU-A-CB (Split System: Heat Pump with Remote Outdoor Unit-Air-Source) | TVH825GKA3* |  |  | EHD4X48AAL+WALLCON | *97CMN1202422B* | 24200 | 16 | 8.1 | 21200 | 16600 | 78.3% | 2 | 0 | 10.5 |  |  |  |  | R-410A | 2.0167 | Residential & Commercial | USHP | Ducted CEE Tier 1
211263255 | Central HP <5.4 tons | DAY & NIGHT | HRCU-A-CB (Split System: Heat Pump with Remote Outdoor Unit-Air-Source) | DLCURAH18ABK |  |  | EN(A,D)4X24L17** | *95ESN0261410A* | 18000 | 15.5 | 8.5 | 19000 | 18700 | 98.42% | 2.24 | 0 | 10.5 |  |  |  |  | R-410A | 1.5 | Residential & Commercial | USHP | Ducted CEE Tier 1
213147362 | Central HP <5.4 tons | BRYANT HEATING AND COOLING SYSTEMS | HRCU-A-CB (Split System: Heat Pump with Remote Outdoor Unit-Air-Source) | 38MURAQ36AB3* | ADP |  | V,C36H***P429+AEFE3A* | 0 | 35600 | 15.2 | 8.1 | 36800 | 34400 | 93.48% | 2 | 0 | 9.5 |  |  |  |  | R-410A | 2.9667 | Residential & Commercial | USHP
213147364 | Central HP <5.4 tons | BRYANT HEATING AND COOLING SYSTEMS | HRCU-A-CB (Split System: Heat Pump with Remote Outdoor Unit-Air-Source) | 38MURAQ36AB3* | ADP |  | C36A***L139+AEFE4B* | 0 | 36000 | 16 | 8.1 | 36800 | 34400 | 93.48% | 2 | 0 | 9.5 |  |  |  |  | R-410A | 3 | Residential & Commercial | USHP
215931986 | Central HP <5.4 tons | HEIL | HRCU-A-CB (Split System: Heat Pump with Remote Outdoor Unit-Air-Source) | H5H3V36*K*AAA* |  |  | EA*5X25M17A*+WALLCON | *96CTN0601714B* | 33600 | 19.5 | 9.5 | 34400 | 26200 | 76.16% | 2.05 | 0 | 11 |  |  |  |  | R-454B | 2.8 | Residential & Commercial | USHP | Ducted CEE Tier 1
214092336 | Central HP <5.4 tons | LUXAIRE | HRCU-A-CB (Split System: Heat Pump with Remote Outdoor Unit-Air-Source) | HMH72B341 | ASPEN |  | D(A,C,E)42A44+TDR | TM8Y120C20MP11 | 33600 | 18 | 8.3 | 32400 | 47000 | 145.1% | 3.23 | 0 | 9.5 |  |  |  |  | R-410A | 2.8 | Residential & Commercial | USHP
214092395 | Central HP <5.4 tons | LUXAIRE | HRCU-A-CB (Split System: Heat Pump with Remote Outdoor Unit-Air-Source) | HMH72B341 | ASPEN |  | D(A,C,E)36A34+TDR | TM9Y120D20MP11 | 31200 | 16.3 | 8.5 | 32400 | 44000 | 135.8% | 3.16 | 0 | 9.3 |  |  |  |  | R-410A | 2.6 | Residential & Commercial | USHP
214092434 | Central HP <5.4 tons | LUXAIRE | HRCU-A-CB (Split System: Heat Pump with Remote Outdoor Unit-Air-Source) | HMH72B341 | ASPEN |  | D(A,C,E)36A34+TDR | TP9C080C16MP13 | 31600 | 17.5 | 8.1 | 32400 | 44000 | 135.8% | 3.09 | 0 | 9.8 |  |  |  |  | R-410A | 2.6333 | Residential & Commercial | USHP
204456567 | Central HP <5.4 tons | DAY & NIGHT | HRCU-A-CB (Split System: Heat Pump with Remote Outdoor Unit-Air-Source) | CVH825GKA2* |  |  | EA*4X30L17A*+WALLCON | *97CMN0801714A* | 23400 | 16 | 8.1 | 21600 | 16800 | 77.78% | 1.9 | 11 | 10.5 |  |  |  |  | R-410A | 1.95 | Residential & Commercial | USHP | Ducted CEE Tier 1
204456766 | Central HP <5.4 tons | DAY & NIGHT | HRCU-A-CB (Split System: Heat Pump with Remote Outdoor Unit-Air-Source) | CVH825GKA2* |  |  | EA*4X36L21A*+WALLCON | *97CMN1002122A* | 23600 | 16.5 | 8.1 | 21400 | 16600 | 77.57% | 1.94 | 11 | 11 |  |  |  |  | R-410A | 1.9667 | Residential & Commercial | USHP | Ducted CEE Tier 1
212628034 | Central HP <5.4 tons | COLEMAN | HRCU-A-CB (Split System: Heat Pump with Remote Outdoor Unit-Air-Source) | HMH72B341 | ASPEN |  | D(A,C,E)42D36+TDR | TM8Y100C20MP11 | 33600 | 18 | 8.5 | 34000 | 30200 | 88.82% | 2.85 | 0 | 9.5 |  |  |  |  | R-410A | 2.8 | Residential & Commercial | USHP
212628035 | Central HP <5.4 tons | COLEMAN | HRCU-A-CB (Split System: Heat Pump with Remote Outdoor Unit-Air-Source) | HMH72B341 | ASPEN |  | D(A,C,E)48C36+TDR | TM8Y100C20MP11 | 33600 | 18 | 8.5 | 34000 | 30200 | 88.82% | 2.85 | 0 | 9.5 |  |  |  |  | R-410A | 2.8 | Residential & Commercial | USHP
212628050 | Central HP <5.4 tons | COLEMAN | HRCU-A-CB (Split System: Heat Pump with Remote Outdoor Unit-Air-Source) | HMH72B341 | ASPEN |  | D(A,C,E)36A46+TDR | TL8E100C20UH11 | 32000 | 17.5 | 8.5 | 34000 | 27400 | 80.59% | 2.69 | 0 | 9.9 |  |  |  |  | R-410A | 2.6667 | Residential & Commercial | USHP
212628051 | Central HP <5.4 tons | COLEMAN | HRCU-A-CB (Split System: Heat Pump with Remote Outdoor Unit-Air-Source) | HMH72B341 | ASPEN |  | D(A,C,E)36B36+TDR | TL8E100C20UH11 | 32000 | 17.5 | 8.5 | 34000 | 27400 | 80.59% | 2.69 | 0 | 9.9 |  |  |  |  | R-410A | 2.6667 | Residential & Commercial | USHP
212628053 | Central HP <5.4 tons | COLEMAN | HRCU-A-CB (Split System: Heat Pump with Remote Outdoor Unit-Air-Source) | HMH72B341 | ASPEN |  | D(A,C,E)36C36+TDR | TL8E100C20UH11 | 32400 | 17.5 | 8.5 | 34000 | 27400 | 80.59% | 2.69 | 0 | 10 |  |  |  |  | R-410A | 2.7 | Residential & Commercial | USHP | Ducted CEE Tier 1
212628070 | Central HP <5.4 tons | COLEMAN | HRCU-A-CB (Split System: Heat Pump with Remote Outdoor Unit-Air-Source) | HMH72B341 | ASPEN |  | C(A,C,D,E)36B26+TDR | TM9V100C20MP12 | 29200 | 16.7 | 8.5 | 34000 | 28000 | 82.35% | 2.69 | 0 | 8.9 |  |  |  |  | R-410A | 2.4333 | Residential & Commercial | USHP
212628103 | Central HP <5.4 tons | COLEMAN | HRCU-A-CB (Split System: Heat Pump with Remote Outdoor Unit-Air-Source) | HMH72B341 | ASPEN |  | D(A,C,E)36B46+TDR | TM9V100C20MP12 | 33000 | 17.5 | 8.5 | 34000 | 28400 | 83.53% | 2.7 | 0 | 9 |  |  |  |  | R-410A | 2.75 | Residential & Commercial | USHP
212623990 | Central HP <5.4 tons | COLEMAN | HRCU-A-CB (Split System: Heat Pump with Remote Outdoor Unit-Air-Source) | HMH72B341 | ASPEN |  | D(A,C,E)36B34+TDR | TM9Y080B12MP11 | 32000 | 18 | 8.1 | 34000 | 28000 | 82.35% | 2.41 | 0 | 9.4 |  |  |  |  | R-410A | 2.6667 | Residential & Commercial | USHP
207683186 | Central HP <5.4 tons | LENNOX | HRCU-A-CB (Split System: Heat Pump with Remote Outdoor Unit-Air-Source) | SL25XPV-024-230A** | ADP |  | LP36/37R9 | SLP99UH070XV36B* | 22800 | 22 | 10.1 | 19600 | 19600 | 100% | 1.96 | 14 | 14.5 |  |  |  |  | R-410A | 1.9 | Residential & Commercial | USHP | Ducted CEE Tier 1
215667043 | Central HP <5.4 tons | COMFORTMAKER | HRCU-A-CB (Split System: Heat Pump with Remote Outdoor Unit-Air-Source) | C5H0V24*K*AAA* |  |  | EA*5X24M17A*+WALLCON | *80CTL0701716B* | 22800 | 16.5 | 9 | 24000 | 16900 | 70.42% | 1.96 | 0 | 10 |  |  |  |  | R-454B | 1.9 | Residential & Commercial | USHP | Ducted CEE Tier 1
215667186 | Central HP <5.4 tons | COMFORTMAKER | HRCU-A-CB (Split System: Heat Pump with Remote Outdoor Unit-Air-Source) | C5H0V24*K*AAA* |  |  | EA*5X25M17A*+WALLCON | *80CTL0701412B* | 24000 | 17.5 | 9 | 23200 | 16400 | 70.69% | 2 | 0 | 10.5 |  |  |  |  | R-454B | 2 | Residential & Commercial | USHP | Ducted CEE Tier 1
215667711 | Central HP <5.4 tons | COMFORTMAKER | HRCU-A-CB (Split System: Heat Pump with Remote Outdoor Unit-Air-Source) | C5H0V24*K*AAA* |  |  | EA*5X36M17A*+WALLCON | *96CTN0601714B* | 23000 | 17 | 9 | 23800 | 16700 | 70.17% | 1.96 | 0 | 10 |  |  |  |  | R-454B | 1.9167 | Residential & Commercial | USHP | Ducted CEE Tier 1
215667759 | Central HP <5.4 tons | COMFORTMAKER | HRCU-A-CB (Split System: Heat Pump with Remote Outdoor Unit-Air-Source) | C5H0V24*K*AAA* |  |  | EA*5X37M17A*+WALLCON | *80CTL0701716B* | 23800 | 17 | 9 | 23400 | 16500 | 70.51% | 2 | 0 | 10.5 |  |  |  |  | R-454B | 1.9833 | Residential & Commercial | USHP | Ducted CEE Tier 1
206773430 | Central HP <5.4 tons | AIRQUEST | HRCU-A-CB (Split System: Heat Pump with Remote Outdoor Unit-Air-Source) | HVH837GKA2* |  |  | EA*4X37L21A*+WALLCON | *95CSU1002122A* | 33000 | 17.5 | 8.5 | 32800 | 25000 | 76.22% | 2 | 12 | 11.5 |  |  |  |  | R-410A | 2.75 | Residential & Commercial | USHP | Ducted CEE Tier 1
206773466 | Central HP <5.4 tons | AIRQUEST | HRCU-A-CB (Split System: Heat Pump with Remote Outdoor Unit-Air-Source) | HVH837GKA2* |  |  | EA*4X42L24A*+WALLCON | *95CSU1002122A* | 31800 | 17.5 | 8.1 | 33000 | 24400 | 73.94% | 1.9 | 11.5 | 11 |  |  |  |  | R-410A | 2.65 | Residential & Commercial | USHP | Ducted CEE Tier 1
212977034 | Central HP <5.4 tons | HEIL | HRCU-A-CB (Split System: Heat Pump with Remote Outdoor Unit-Air-Source) | DLCURAH30ABK |  |  | EA*4X42L21A* | *96VTN1002122B* | 30000 | 15.2 | 8.1 | 34200 | 27600 | 80.7% | 1.8 | 0 | 9 |  |  |  |  | R-410A | 2.5 | Residential & Commercial | USHP
214075327 | Central HP <5.4 tons | FRIEDRICH | HRCU-A-CB (Split System: Heat Pump with Remote Outdoor Unit-Air-Source) | RD17AZ60AJ3N |  |  | TCFZ6024STANM | FR951V0705A21M4 | 55000 | 18 | 8.1 | 54000 | 49500 | 91.67% | 1.75 | 0 | 10 |  |  |  |  | R-410A | 4.5833 | Residential & Commercial | USHP | Ducted CEE Tier 1
215933354 | Central HP <5.4 tons | CARRIER | HRCU-A-CB (Split System: Heat Pump with Remote Outdoor Unit-Air-Source) | 27VNA336A*030* |  |  | CSAH*4212AM*+UI | 58TN*B135C24**22 | 33600 | 19.5 | 9 | 34600 | 26400 | 76.3% | 1.92 | 0 | 11.7 |  |  |  |  | R-454B | 2.8 | Residential & Commercial | USHP | Ducted CEE Tier 1
215933404 | Central HP <5.4 tons | CARRIER | HRCU-A-CB (Split System: Heat Pump with Remote Outdoor Unit-Air-Source) | 27VNA336A*030* |  |  | CSAH*4212AM*+UI | 59MN7C060C21**20 | 33400 | 18.5 | 9 | 35200 | 27000 | 76.7% | 1.92 | 0 | 11 |  |  |  |  | R-454B | 2.7833 | Residential & Commercial | USHP | Ducted CEE Tier 1
215933554 | Central HP <5.4 tons | CARRIER | HRCU-A-CB (Split System: Heat Pump with Remote Outdoor Unit-Air-Source) | 27VNA336A*030* |  |  | CSAH*4812AM*+UI | 58TN*B070C17**16 | 33600 | 19 | 9 | 35000 | 26800 | 76.57% | 1.92 | 0 | 11 |  |  |  |  | R-454B | 2.8 | Residential & Commercial | USHP | Ducted CEE Tier 1
215933874 | Central HP <5.4 tons | CARRIER | HRCU-A-CB (Split System: Heat Pump with Remote Outdoor Unit-Air-Source) | 27VNA336A*030* |  |  | CSAH*6012AM*+UI | 59MN7C080C17**14 | 34000 | 19 | 9 | 34800 | 26400 | 75.86% | 1.94 | 0 | 11 |  |  |  |  | R-454B | 2.8333 | Residential & Commercial | USHP | Ducted CEE Tier 1
206772642 | Central HP <5.4 tons | AIRQUEST | HRCU-A-CB (Split System: Heat Pump with Remote Outdoor Unit-Air-Source) | HVH837GKA2* |  |  | EHD4X36AAL+WALLCON | *96CTN1002122A* | 32200 | 16.5 | 8.1 | 33200 | 24800 | 74.7% | 1.94 | 11.5 | 11 |  |  |  |  | R-410A | 2.6833 | Residential & Commercial | USHP | Ducted CEE Tier 1
206773092 | Central HP <5.4 tons | AIRQUEST | HRCU-A-CB (Split System: Heat Pump with Remote Outdoor Unit-Air-Source) | HVH837GKA2* |  |  | EA*4X42L24A*+WALLCON | *80CSU1002120A* | 31800 | 17 | 8.1 | 33200 | 24400 | 73.49% | 1.88 | 11.5 | 11 |  |  |  |  | R-410A | 2.65 | Residential & Commercial | USHP | Ducted CEE Tier 1
206773137 | Central HP <5.4 tons | AIRQUEST | HRCU-A-CB (Split System: Heat Pump with Remote Outdoor Unit-Air-Source) | HVH837GKA2* |  |  | EA*4X48L21A*+WALLCON | *80CSU0401712A* | 32400 | 17.5 | 8.1 | 32600 | 25000 | 76.69% | 1.96 | 12 | 11 |  |  |  |  | R-410A | 2.7 | Residential & Commercial | USHP | Ducted CEE Tier 1
206773680 | Central HP <5.4 tons | AIRQUEST | HRCU-A-CB (Split System: Heat Pump with Remote Outdoor Unit-Air-Source) | HVH837GKA2* |  |  | EHD4X48AAL+WALLCON | *95CSU1002122A* | 32600 | 17 | 8.1 | 32800 | 24800 | 75.61% | 1.98 | 11.5 | 11 |  |  |  |  | R-410A | 2.7167 | Residential & Commercial | USHP | Ducted CEE Tier 1
215931926 | Central HP <5.4 tons | HEIL | HRCU-A-CB (Split System: Heat Pump with Remote Outdoor Unit-Air-Source) | H5H3V36*K*AAA* |  |  | EA*5X24M14A*+WALLCON | *96CTN0401410B* | 30400 | 17 | 9 | 35000 | 26800 | 76.57% | 1.9 | 0 | 10 |  |  |  |  | R-454B | 2.5333 | Residential & Commercial | USHP | Ducted CEE Tier 1
213785053 | Central HP <5.4 tons | CARRIER | HRCU-A-CB (Split System: Heat Pump with Remote Outdoor Unit-Air-Source) | 25VNA424A*031* |  |  | CAP**3017AL*+UI | 58TN*B070C17**16 | 23200 | 19.5 | 10 | 26800 | 20000 | 74.63% | 2.36 | 0 | 12.5 |  |  |  |  | R-410A | 1.9333 | Residential & Commercial | USHP | Ducted CEE Tier 1
214331348 | Central HP <5.4 tons | NAPOLEON | HRCU-A-CB (Split System: Heat Pump with Remote Outdoor Unit-Air-Source) | WSEHV4860RA1-N | ADP |  | H,A,DG50960 | WUV080T4BA | 46000 | 17 | 8.5 | 48000 | 34600 | 72.08% | 1.8 | 0 | 10 |  |  |  |  | R-410A | 3.8333 | Residential & Commercial | USHP | Ducted CEE Tier 1
207436261 | Central HP <5.4 tons | LENNOX | HRCU-A-CB (Split System: Heat Pump with Remote Outdoor Unit-Air-Source) | SL25XPV-036-230A** |  |  | C35-48B+TDR+TXV | EL296UH045XV36B* | 33800 | 21.4 | 8.8 | 35800 | 27800 | 77.65% | 1.8 | 13.5 | 12.5 |  |  |  |  | R-410A | 2.8167 | Residential & Commercial | USHP | Ducted CEE Tier 1
207436277 | Central HP <5.4 tons | LENNOX | HRCU-A-CB (Split System: Heat Pump with Remote Outdoor Unit-Air-Source) | SL25XPV-036-230A** |  |  | C35-48C+TDR+TXV | SL280UH090XV60C* | 34000 | 21.4 | 8.8 | 35400 | 27400 | 77.4% | 1.84 | 14 | 13.5 |  |  |  |  | R-410A | 2.8333 | Residential & Commercial | USHP | Ducted CEE Tier 1
212624075 | Central HP <5.4 tons | COLEMAN | HRCU-A-CB (Split System: Heat Pump with Remote Outdoor Unit-Air-Source) | HMH72B341 | ASPEN |  | D(A,C,E)36D34+TDR | TM8E080C16MP11 | 33000 | 18 | 8.4 | 34000 | 28400 | 83.53% | 2.75 | 0 | 10 |  |  |  |  | R-410A | 2.75 | Residential & Commercial | USHP | Ducted CEE Tier 1
212624140 | Central HP <5.4 tons | COLEMAN | HRCU-A-CB (Split System: Heat Pump with Remote Outdoor Unit-Air-Source) | HMH72B341 | ASPEN |  | D(A,C,E)48D34+TDR | CP9C080B12MP13 | 32800 | 17 | 8.1 | 33600 | 29600 | 88.1% | 2.45 | 0 | 9.5 |  |  |  |  | R-410A | 2.7333 | Residential & Commercial | USHP
212624192 | Central HP <5.4 tons | COLEMAN | HRCU-A-CB (Split System: Heat Pump with Remote Outdoor Unit-Air-Source) | HMH72B341 | ASPEN |  | D(A,C,E)36B44+TDR | TM8E080C16MP11 | 33000 | 18 | 8.4 | 34000 | 28400 | 83.53% | 2.74 | 0 | 10 |  |  |  |  | R-410A | 2.75 | Residential & Commercial | USHP | Ducted CEE Tier 1
212624256 | Central HP <5.4 tons | COLEMAN | HRCU-A-CB (Split System: Heat Pump with Remote Outdoor Unit-Air-Source) | HMH72B341 | ASPEN |  | D(A,C,E)48D24+TDR | TM8E100C16MP11 | 32600 | 18 | 8.4 | 34000 | 28400 | 83.53% | 2.77 | 0 | 10 |  |  |  |  | R-410A | 2.7167 | Residential & Commercial | USHP | Ducted CEE Tier 1
212624307 | Central HP <5.4 tons | COLEMAN | HRCU-A-CB (Split System: Heat Pump with Remote Outdoor Unit-Air-Source) | HMH72B341 | ASPEN |  | C(A,C,D,E)48C24+TDR | TM8E100C16MP11 | 32200 | 18 | 8.5 | 34000 | 28400 | 83.53% | 2.76 | 0 | 10 |  |  |  |  | R-410A | 2.6833 | Residential & Commercial | USHP | Ducted CEE Tier 1
212624308 | Central HP <5.4 tons | COLEMAN | HRCU-A-CB (Split System: Heat Pump with Remote Outdoor Unit-Air-Source) | HMH72B341 | ASPEN |  | C(A,C,D,E)48D24+TDR | TM8E100C16MP11 | 32600 | 18 | 8.5 | 34000 | 28400 | 83.53% | 2.76 | 0 | 10 |  |  |  |  | R-410A | 2.7167 | Residential & Commercial | USHP | Ducted CEE Tier 1
212624323 | Central HP <5.4 tons | COLEMAN | HRCU-A-CB (Split System: Heat Pump with Remote Outdoor Unit-Air-Source) | HMH72B341 | ASPEN |  | D(A,C,E)48D34+TDR | TMLE100C16MP11 | 33000 | 18 | 8.1 | 33000 | 29000 | 87.88% | 2.49 | 0 | 10 |  |  |  |  | R-410A | 2.75 | Residential & Commercial | USHP | Ducted CEE Tier 1
212624343 | Central HP <5.4 tons | COLEMAN | HRCU-A-CB (Split System: Heat Pump with Remote Outdoor Unit-Air-Source) | HMH72B341 | ASPEN |  | D(A,C,E)48A34+TDR | TM8V080C16MP12 | 32200 | 17.5 | 8.4 | 34000 | 27400 | 80.59% | 2.65 | 0 | 9.9 |  |  |  |  | R-410A | 2.6833 | Residential & Commercial | USHP
212981207 | Central HP <5.4 tons | BRYANT HEATING AND COOLING SYSTEMS | HRCU-A-CB (Split System: Heat Pump with Remote Outdoor Unit-Air-Source) | 38MURAQ36AB3* |  |  | CAP**4824AL* | 8(0,1)*SB60135M24*** | 35800 | 16.5 | 8.5 | 37800 | 34600 | 91.53% | 2.02 | 0 | 10 |  |  |  |  | R-410A | 2.9833 | Residential & Commercial | USHP | Ducted CEE Tier 1
214802933 | Central HP <5.4 tons | RHEEM | HRCU-A-CB (Split System: Heat Pump with Remote Outdoor Unit-Air-Source) | RP15AZ48AJ2N | ASPEN |  | D(A,C,E)60D34+TDR | R801V1005A21UHS | 46000 | 15.5 | 8.4 | 46000 | 33800 | 73.48% | 3.09 | 0 | 10.2 |  |  |  |  | R-410A | 3.8333 | Residential & Commercial | USHP | Ducted CEE Tier 1
207436293 | Central HP <5.4 tons | LENNOX | HRCU-A-CB (Split System: Heat Pump with Remote Outdoor Unit-Air-Source) | SL25XPV-036-230A** |  |  | C35-50/60C+TDR+TXV | SL280UH090V60C* | 33800 | 21.6 | 8.7 | 34200 | 26600 | 77.78% | 1.82 | 14 | 13.5 |  |  |  |  | R-410A | 2.8167 | Residential & Commercial | USHP | Ducted CEE Tier 1
207436329 | Central HP <5.4 tons | LENNOX | HRCU-A-CB (Split System: Heat Pump with Remote Outdoor Unit-Air-Source) | SL25XPV-036-230A** |  |  | CH35-42B+TDR+TXV | EL296UH045XV36B* | 34400 | 21.2 | 8.8 | 34600 | 26400 | 76.3% | 1.8 | 13.5 | 12.5 |  |  |  |  | R-410A | 2.8667 | Residential & Commercial | USHP | Ducted CEE Tier 1
207436363 | Central HP <5.4 tons | LENNOX | HRCU-A-CB (Split System: Heat Pump with Remote Outdoor Unit-Air-Source) | SL25XPV-036-230A** |  |  | CH35-48B+TDR+TXV | SLP99UH070XV36B* | 33800 | 21.8 | 8.8 | 34600 | 26200 | 75.72% | 1.82 | 13.5 | 13.3 |  |  |  |  | R-410A | 2.8167 | Residential & Commercial | USHP | Ducted CEE Tier 1
212989261 | Central HP <5.4 tons | CARRIER | HRCU-A-CB (Split System: Heat Pump with Remote Outdoor Unit-Air-Source) | 38MURAQ18AB3* |  |  | CAP**1917AL* | 59SU5B060M17**16 | 17800 | 16.5 | 8.1 | 17800 | 17900 | 100.6% | 2.16 | 0 | 10.5 |  |  |  |  | R-410A | 1.4833 | Residential & Commercial | USHP | Ducted CEE Tier 1
216706054 | Central HP <5.4 tons | FRIEDRICH | HRCU-A-CB (Split System: Heat Pump with Remote Outdoor Unit-Air-Source) | FRP19AY24AJVC |  |  | TCFY2421HEAAM | FR802V1005A21UH | 22800 | 20 | 8.5 | 22800 | 18400 | 80.7% | 1.8 | 0 | 13 |  |  |  |  | R-454B | 1.9 | Residential & Commercial | USHP | Ducted CEE Tier 1
204300605 | Central HP <5.4 tons | DAY & NIGHT | HRCU-A-CB (Split System: Heat Pump with Remote Outdoor Unit-Air-Source) | CVH837GKA** |  |  | EHD4X48AAL+WALLCON | *97CMN0602120A* | 32400 | 16.5 | 8.1 | 33200 | 25200 | 75.9% | 1.94 | 11.5 | 11 |  |  |  |  | R-410A | 2.7 | Residential & Commercial | USHP | Ducted CEE Tier 1
215935144 | Central HP <5.4 tons | CARRIER | HRCU-A-CB (Split System: Heat Pump with Remote Outdoor Unit-Air-Source) | 27VNA336A*030* |  |  | CVAMA6021XMA*+UI | 58CU*A040C17**12 | 35600 | 22 | 8.5 | 38000 | 28800 | 75.79% | 2.02 | 0 | 12 |  |  |  |  | R-454B | 2.9667 | Residential & Commercial | USHP | Ducted CEE Tier 1
215934724 | Central HP <5.4 tons | CARRIER | HRCU-A-CB (Split System: Heat Pump with Remote Outdoor Unit-Air-Source) | 27VNA336A*030* |  |  | CVAMA3617XMA*+UI | 59TN6C060C17**14 | 34000 | 20 | 8.1 | 38000 | 27200 | 71.58% | 2 | 0 | 11 |  |  |  |  | R-454B | 2.8333 | Residential & Commercial | USHP | Ducted CEE Tier 1
215934824 | Central HP <5.4 tons | CARRIER | HRCU-A-CB (Split System: Heat Pump with Remote Outdoor Unit-Air-Source) | 27VNA336A*030* |  |  | CVAMA4421XMA*+UI | 58TN*B070C21**20 | 35600 | 21.5 | 8.5 | 38000 | 28600 | 75.26% | 2.02 | 0 | 12 |  |  |  |  | R-454B | 2.9667 | Residential & Commercial | USHP | Ducted CEE Tier 1
215934944 | Central HP <5.4 tons | CARRIER | HRCU-A-CB (Split System: Heat Pump with Remote Outdoor Unit-Air-Source) | 27VNA336A*030* |  |  | CVAMA4421XMA*+UI | 59TN6C100C21**22 | 35600 | 22 | 8.5 | 38000 | 28600 | 75.26% | 2.02 | 0 | 12.5 |  |  |  |  | R-454B | 2.9667 | Residential & Commercial | USHP | Ducted CEE Tier 1
215935244 | Central HP <5.4 tons | CARRIER | HRCU-A-CB (Split System: Heat Pump with Remote Outdoor Unit-Air-Source) | 27VNA336A*030* |  |  | CVAMA6021XMA*+UI | 59CU5B080C21**20 | 35600 | 21.5 | 8.5 | 38000 | 28600 | 75.26% | 2.04 | 0 | 12 |  |  |  |  | R-454B | 2.9667 | Residential & Commercial | USHP | Ducted CEE Tier 1
212983954 | Central HP <5.4 tons | BRYANT HEATING AND COOLING SYSTEMS | HRCU-A-CB (Split System: Heat Pump with Remote Outdoor Unit-Air-Source) | 38MURAQ30AB3* |  |  | CAP**4321AL* | 912SE42060M17*** | 30400 | 15.2 | 8.1 | 33400 | 26400 | 79.04% | 1.84 | 0 | 9 |  |  |  |  | R-410A | 2.5333 | Residential & Commercial | USHP
212624457 | Central HP <5.4 tons | COLEMAN | HRCU-A-CB (Split System: Heat Pump with Remote Outdoor Unit-Air-Source) | HMH72B341 | ASPEN |  | C(A,C,D,E)42B34+TDR | TM8Y080C16MP11 | 32200 | 18.5 | 8.4 | 34000 | 27400 | 80.59% | 2.65 | 0 | 9.9 |  |  |  |  | R-410A | 2.6833 | Residential & Commercial | USHP
212624459 | Central HP <5.4 tons | COLEMAN | HRCU-A-CB (Split System: Heat Pump with Remote Outdoor Unit-Air-Source) | HMH72B341 | ASPEN |  | D(A,C,E)48A34+TDR | TM8Y080C16MP11 | 32200 | 18.5 | 8.4 | 34000 | 27400 | 80.59% | 2.65 | 0 | 9.9 |  |  |  |  | R-410A | 2.6833 | Residential & Commercial | USHP
212624490 | Central HP <5.4 tons | COLEMAN | HRCU-A-CB (Split System: Heat Pump with Remote Outdoor Unit-Air-Source) | HMH72B341 | ASPEN |  | D(A,C,E)42B34+TDR | CPLC080C16MP13 | 32400 | 17.5 | 8.1 | 33800 | 27400 | 81.07% | 2.47 | 0 | 10 |  |  |  |  | R-410A | 2.7 | Residential & Commercial | USHP | Ducted CEE Tier 1
212624590 | Central HP <5.4 tons | COLEMAN | HRCU-A-CB (Split System: Heat Pump with Remote Outdoor Unit-Air-Source) | HMH72B341 | ASPEN |  | D(A,C,E)48B34+TDR | TM8V080C16MP12 | 32600 | 17.5 | 8.5 | 34000 | 27400 | 80.59% | 2.67 | 0 | 10 |  |  |  |  | R-410A | 2.7167 | Residential & Commercial | USHP | Ducted CEE Tier 1
212624610 | Central HP <5.4 tons | COLEMAN | HRCU-A-CB (Split System: Heat Pump with Remote Outdoor Unit-Air-Source) | HMH72B341 | ASPEN |  | C(A,C,D,E)42D24+TDR | TM8V100C16MP12 | 30600 | 17.2 | 8.5 | 34000 | 27400 | 80.59% | 2.67 | 0 | 9.6 |  |  |  |  | R-410A | 2.55 | Residential & Commercial | USHP
212624658 | Central HP <5.4 tons | COLEMAN | HRCU-A-CB (Split System: Heat Pump with Remote Outdoor Unit-Air-Source) | HMH72B341 | ASPEN |  | C(A,C,D,E)48D24+TDR | TMLV100C16MP12 | 31000 | 17.3 | 8.1 | 33800 | 27400 | 81.07% | 2.47 | 0 | 9.7 |  |  |  |  | R-410A | 2.5833 | Residential & Commercial | USHP
212624659 | Central HP <5.4 tons | COLEMAN | HRCU-A-CB (Split System: Heat Pump with Remote Outdoor Unit-Air-Source) | HMH72B341 | ASPEN |  | D(A,C,E)36A44+TDR | TMLV100C16MP12 | 32000 | 17.5 | 8.1 | 33800 | 27400 | 81.07% | 2.47 | 0 | 9.9 |  |  |  |  | R-410A | 2.6667 | Residential & Commercial | USHP
212624677 | Central HP <5.4 tons | COLEMAN | HRCU-A-CB (Split System: Heat Pump with Remote Outdoor Unit-Air-Source) | HMH72B341 | ASPEN |  | D(A,C,E)48D34+TDR | TMLV100C16MP12 | 33400 | 17.5 | 8.1 | 33800 | 27400 | 81.07% | 2.47 | 0 | 10 |  |  |  |  | R-410A | 2.7833 | Residential & Commercial | USHP | Ducted CEE Tier 1
212624692 | Central HP <5.4 tons | COLEMAN | HRCU-A-CB (Split System: Heat Pump with Remote Outdoor Unit-Air-Source) | HMH72B341 | ASPEN |  | D(A,C,E)36B44+TDR | TPLC080C16MP13 | 33000 | 17.5 | 8.1 | 33800 | 27400 | 81.07% | 2.47 | 0 | 10 |  |  |  |  | R-410A | 2.75 | Residential & Commercial | USHP | Ducted CEE Tier 1
212624707 | Central HP <5.4 tons | COLEMAN | HRCU-A-CB (Split System: Heat Pump with Remote Outdoor Unit-Air-Source) | HMH72B341 | ASPEN |  | D(A,C,E)48D24+TDR | TPLC080C16MP13 | 31000 | 17.3 | 8.1 | 33800 | 27400 | 81.07% | 2.47 | 0 | 9.7 |  |  |  |  | R-410A | 2.5833 | Residential & Commercial | USHP
212624791 | Central HP <5.4 tons | COLEMAN | HRCU-A-CB (Split System: Heat Pump with Remote Outdoor Unit-Air-Source) | HMH72B341 | ASPEN |  | D(A,C,E)42A44+TDR | TL8E080C16UH11 | 32400 | 17.5 | 8.5 | 34000 | 27800 | 81.76% | 2.68 | 0 | 10 |  |  |  |  | R-410A | 2.7 | Residential & Commercial | USHP | Ducted CEE Tier 1
212624858 | Central HP <5.4 tons | COLEMAN | HRCU-A-CB (Split System: Heat Pump with Remote Outdoor Unit-Air-Source) | HMH72B341 | ASPEN |  | C(A,C,D,E)42B24+TDR | CP9C100C16MP13 | 29800 | 16.9 | 8.1 | 34000 | 27000 | 79.41% | 2.48 | 0 | 9.5 |  |  |  |  | R-410A | 2.4833 | Residential & Commercial | USHP
212624877 | Central HP <5.4 tons | COLEMAN | HRCU-A-CB (Split System: Heat Pump with Remote Outdoor Unit-Air-Source) | HMH72B341 | ASPEN |  | C(A,C,D,E)42D24+TDR | CP9C100C16MP13 | 30600 | 17.2 | 8.1 | 34000 | 27400 | 80.59% | 2.47 | 0 | 9.6 |  |  |  |  | R-410A | 2.55 | Residential & Commercial | USHP
212624908 | Central HP <5.4 tons | COLEMAN | HRCU-A-CB (Split System: Heat Pump with Remote Outdoor Unit-Air-Source) | HMH72B341 | ASPEN |  | C(A,C,D,E)36C34+TDR | TM8Y080C16MP11 | 32400 | 18.5 | 8.5 | 34000 | 27400 | 80.59% | 2.67 | 0 | 10 |  |  |  |  | R-410A | 2.7 | Residential & Commercial | USHP | Ducted CEE Tier 1
212625111 | Central HP <5.4 tons | COLEMAN | HRCU-A-CB (Split System: Heat Pump with Remote Outdoor Unit-Air-Source) | HMH72B341 | ASPEN |  | C(A,C,D,E)48D24+TDR | TP9C100C16MP13 | 31000 | 17.3 | 8.1 | 34000 | 27400 | 80.59% | 2.47 | 0 | 9.7 |  |  |  |  | R-410A | 2.5833 | Residential & Commercial | USHP
212625125 | Central HP <5.4 tons | COLEMAN | HRCU-A-CB (Split System: Heat Pump with Remote Outdoor Unit-Air-Source) | HMH72B341 | ASPEN |  | D(A,C,E)36D34+TDR | TP9C100C16MP13 | 32800 | 17.5 | 8.1 | 34000 | 27400 | 80.59% | 2.47 | 0 | 10 |  |  |  |  | R-410A | 2.7333 | Residential & Commercial | USHP | Ducted CEE Tier 1
212625127 | Central HP <5.4 tons | COLEMAN | HRCU-A-CB (Split System: Heat Pump with Remote Outdoor Unit-Air-Source) | HMH72B341 | ASPEN |  | D(A,C,E)42A44+TDR | TP9C100C16MP13 | 32400 | 17.5 | 8.1 | 34000 | 27400 | 80.59% | 2.47 | 0 | 10 |  |  |  |  | R-410A | 2.7 | Residential & Commercial | USHP | Ducted CEE Tier 1
212625142 | Central HP <5.4 tons | COLEMAN | HRCU-A-CB (Split System: Heat Pump with Remote Outdoor Unit-Air-Source) | HMH72B341 | ASPEN |  | D(A,C,E)48B34+TDR | TP9C100C16MP13 | 32600 | 17.5 | 8.1 | 34000 | 27400 | 80.59% | 2.47 | 0 | 10 |  |  |  |  | R-410A | 2.7167 | Residential & Commercial | USHP | Ducted CEE Tier 1
212625278 | Central HP <5.4 tons | COLEMAN | HRCU-A-CB (Split System: Heat Pump with Remote Outdoor Unit-Air-Source) | HMH72B341 | ASPEN |  | D(A,C,E)42D24+TDR | TL8E100C20UH11 | 30600 | 17.1 | 8.5 | 34000 | 27400 | 80.59% | 2.69 | 0 | 9.6 |  |  |  |  | R-410A | 2.55 | Residential & Commercial | USHP
212625309 | Central HP <5.4 tons | COLEMAN | HRCU-A-CB (Split System: Heat Pump with Remote Outdoor Unit-Air-Source) | HMH72B341 | ASPEN |  | D(A,C,E)42C24+TDR | TM9V100C20MP12 | 30000 | 17 | 8.5 | 34000 | 28000 | 82.35% | 2.69 | 0 | 9 |  |  |  |  | R-410A | 2.5 | Residential & Commercial | USHP
212625326 | Central HP <5.4 tons | COLEMAN | HRCU-A-CB (Split System: Heat Pump with Remote Outdoor Unit-Air-Source) | HMH72B341 | ASPEN |  | C(A,C,D,E)36B34+TDR | CP9C100C20MP13 | 32000 | 17.5 | 8.1 | 34000 | 28400 | 83.53% | 2.46 | 0 | 9.4 |  |  |  |  | R-410A | 2.6667 | Residential & Commercial | USHP
212625342 | Central HP <5.4 tons | COLEMAN | HRCU-A-CB (Split System: Heat Pump with Remote Outdoor Unit-Air-Source) | HMH72B341 | ASPEN |  | D(A,C,E)36B44+TDR | CP9C100C20MP13 | 33000 | 17.5 | 8.1 | 34000 | 28400 | 83.53% | 2.46 | 0 | 9 |  |  |  |  | R-410A | 2.75 | Residential & Commercial | USHP
212625345 | Central HP <5.4 tons | COLEMAN | HRCU-A-CB (Split System: Heat Pump with Remote Outdoor Unit-Air-Source) | HMH72B341 | ASPEN |  | D(A,C,E)36D34+TDR | CP9C100C20MP13 | 32800 | 17.5 | 8.1 | 34000 | 28400 | 83.53% | 2.46 | 0 | 9.5 |  |  |  |  | R-410A | 2.7333 | Residential & Commercial | USHP
212625379 | Central HP <5.4 tons | COLEMAN | HRCU-A-CB (Split System: Heat Pump with Remote Outdoor Unit-Air-Source) | HMH72B341 | ASPEN |  | C(A,C,D,E)36D24+TDR | TM9V100C20MP12 | 30000 | 17 | 8.5 | 34000 | 28400 | 83.53% | 2.7 | 0 | 9 |  |  |  |  | R-410A | 2.5 | Residential & Commercial | USHP
212625462 | Central HP <5.4 tons | COLEMAN | HRCU-A-CB (Split System: Heat Pump with Remote Outdoor Unit-Air-Source) | HMH72B341 | ASPEN |  | D(A,C,E)42D24+TDR | TP9C100C20MP13 | 30400 | 17.1 | 8.1 | 34000 | 28400 | 83.53% | 2.46 | 0 | 9 |  |  |  |  | R-410A | 2.5333 | Residential & Commercial | USHP
212625494 | Central HP <5.4 tons | COLEMAN | HRCU-A-CB (Split System: Heat Pump with Remote Outdoor Unit-Air-Source) | HMH72B341 | ASPEN |  | C(A,C,D,E)48A26+TDR | TM9Y120D20MP11 | 29400 | 15.8 | 8.4 | 32000 | 28000 | 87.5% | 2.75 | 0 | 9 |  |  |  |  | R-410A | 2.45 | Residential & Commercial | USHP
212625576 | Central HP <5.4 tons | COLEMAN | HRCU-A-CB (Split System: Heat Pump with Remote Outdoor Unit-Air-Source) | HMH72B341 | ASPEN |  | D(A,C,E)48A36+TDR | TM8V100C20MP12 | 31600 | 16.5 | 8.1 | 32200 | 27600 | 85.71% | 2.44 | 0 | 8.9 |  |  |  |  | R-410A | 2.6333 | Residential & Commercial | USHP
213785083 | Central HP <5.4 tons | CARRIER | HRCU-A-CB (Split System: Heat Pump with Remote Outdoor Unit-Air-Source) | 25VNA424A*031* |  |  | CAP**3617AL*+UI | 59TN6C080C17**14 | 23200 | 20 | 10 | 26600 | 19900 | 74.81% | 2.4 | 0 | 12.5 |  |  |  |  | R-410A | 1.9333 | Residential & Commercial | USHP | Ducted CEE Tier 1
216679710 | Central HP <5.4 tons | CARRIER | HRCU-A-CB (Split System: Heat Pump with Remote Outdoor Unit-Air-Source) | 38MURAQ18AB3* |  |  | CAP**2417AL* | 59TP7A060V17**16 | 17400 | 16 | 8.5 | 18300 | 19100 | 104.4% | 2.18 | 0 | 10.5 |  |  |  |  | R-410A | 1.45 | Residential & Commercial | USHP | Ducted CEE Tier 1
213785101 | Central HP <5.4 tons | CARRIER | HRCU-A-CB (Split System: Heat Pump with Remote Outdoor Unit-Air-Source) | 25VNA424A*031* |  |  | CAP**3621AL*+UI | 59TN6C060C17**14 | 23200 | 20 | 10 | 26600 | 20000 | 75.19% | 2.38 | 0 | 12.5 |  |  |  |  | R-410A | 1.9333 | Residential & Commercial | USHP | Ducted CEE Tier 1
213785103 | Central HP <5.4 tons | CARRIER | HRCU-A-CB (Split System: Heat Pump with Remote Outdoor Unit-Air-Source) | 25VNA424A*031* |  |  | CAP**3621AL*+UI | 59TN6C080C17**14 | 23200 | 20 | 10 | 26600 | 19900 | 74.81% | 2.4 | 0 | 12.5 |  |  |  |  | R-410A | 1.9333 | Residential & Commercial | USHP | Ducted CEE Tier 1
212625594 | Central HP <5.4 tons | COLEMAN | HRCU-A-CB (Split System: Heat Pump with Remote Outdoor Unit-Air-Source) | HMH72B341 | ASPEN |  | D(A,C,E)48B26+TDR | TMLV120C20MP12 | 29600 | 15.9 | 8.1 | 32200 | 27600 | 85.71% | 2.44 | 0 | 8 |  |  |  |  | R-410A | 2.4667 | Residential & Commercial | USHP
212625627 | Central HP <5.4 tons | COLEMAN | HRCU-A-CB (Split System: Heat Pump with Remote Outdoor Unit-Air-Source) | HMH72B341 | ASPEN |  | C(A,C,D,E)48A36+TDR | CP9C120D20MP13 | 31800 | 17 | 8.1 | 32200 | 28200 | 87.58% | 2.5 | 0 | 9.4 |  |  |  |  | R-410A | 2.65 | Residential & Commercial | USHP
212625628 | Central HP <5.4 tons | COLEMAN | HRCU-A-CB (Split System: Heat Pump with Remote Outdoor Unit-Air-Source) | HMH72B341 | ASPEN |  | D(A,C,E)48A36+TDR | CP9C120D20MP13 | 31800 | 17 | 8.1 | 32200 | 28200 | 87.58% | 2.5 | 0 | 9.4 |  |  |  |  | R-410A | 2.65 | Residential & Commercial | USHP
212625630 | Central HP <5.4 tons | COLEMAN | HRCU-A-CB (Split System: Heat Pump with Remote Outdoor Unit-Air-Source) | HMH72B341 | ASPEN |  | C(A,C,D,E)48A36+TDR | TM9V120D20MP12 | 31800 | 17 | 8.5 | 32200 | 28200 | 87.58% | 2.8 | 0 | 9.4 |  |  |  |  | R-410A | 2.65 | Residential & Commercial | USHP
212625645 | Central HP <5.4 tons | COLEMAN | HRCU-A-CB (Split System: Heat Pump with Remote Outdoor Unit-Air-Source) | HMH72B341 | ASPEN |  | D(A,C,E)36D26+TDR | TM8V100C20MP12 | 29600 | 15.9 | 8.1 | 32400 | 27400 | 84.57% | 2.45 | 0 | 8 |  |  |  |  | R-410A | 2.4667 | Residential & Commercial | USHP
212625695 | Central HP <5.4 tons | COLEMAN | HRCU-A-CB (Split System: Heat Pump with Remote Outdoor Unit-Air-Source) | HMH72B341 | ASPEN |  | D(A,C,E)42D36+TDR | CPLC120C20MP13 | 32600 | 16.5 | 8.1 | 32400 | 27800 | 85.8% | 2.44 | 0 | 9 |  |  |  |  | R-410A | 2.7167 | Residential & Commercial | USHP
212625712 | Central HP <5.4 tons | COLEMAN | HRCU-A-CB (Split System: Heat Pump with Remote Outdoor Unit-Air-Source) | HMH72B341 | ASPEN |  | D(A,C,E)42C36+TDR | TM8V100C20MP12 | 32200 | 16.5 | 8.1 | 32400 | 27800 | 85.8% | 2.44 | 0 | 9 |  |  |  |  | R-410A | 2.6833 | Residential & Commercial | USHP
214075209 | Central HP <5.4 tons | FRIEDRICH | HRCU-A-CB (Split System: Heat Pump with Remote Outdoor Unit-Air-Source) | RD17AZ60AJ3N |  |  | TCFZ6024STANM | FR801V1005A21UHS | 55500 | 18 | 8.1 | 53500 | 49000 | 91.59% | 1.75 | 0 | 10 |  |  |  |  | R-410A | 4.625 | Residential & Commercial | USHP | Ducted CEE Tier 1
214075227 | Central HP <5.4 tons | FRIEDRICH | HRCU-A-CB (Split System: Heat Pump with Remote Outdoor Unit-Air-Source) | RD17AZ60AJ3N |  |  | TCFZ6024STANM | FR801V0755A21DZ | 55500 | 18 | 8.1 | 54000 | 49000 | 90.74% | 1.75 | 0 | 10 |  |  |  |  | R-410A | 4.625 | Residential & Commercial | USHP | Ducted CEE Tier 1
214075294 | Central HP <5.4 tons | FRIEDRICH | HRCU-A-CB (Split System: Heat Pump with Remote Outdoor Unit-Air-Source) | RD17AZ60AJ3N |  |  | TCFZ6024STANM | FR801V1005A21DZ | 55500 | 18 | 8.1 | 53500 | 49000 | 91.59% | 1.75 | 0 | 10 |  |  |  |  | R-410A | 4.625 | Residential & Commercial | USHP | Ducted CEE Tier 1
214075310 | Central HP <5.4 tons | FRIEDRICH | HRCU-A-CB (Split System: Heat Pump with Remote Outdoor Unit-Air-Source) | RD17AZ60AJ3N |  |  | TCFZ6024STANM | FR951V1005A21M4 | 55000 | 18 | 8.1 | 54000 | 49500 | 91.67% | 1.75 | 0 | 10 |  |  |  |  | R-410A | 4.5833 | Residential & Commercial | USHP | Ducted CEE Tier 1
212625745 | Central HP <5.4 tons | COLEMAN | HRCU-A-CB (Split System: Heat Pump with Remote Outdoor Unit-Air-Source) | HMH72B341 | ASPEN |  | D(A,C,E)36B46+TDR | TMLV120C20MP12 | 32400 | 16.5 | 8.1 | 32400 | 27800 | 85.8% | 2.44 | 0 | 9 |  |  |  |  | R-410A | 2.7 | Residential & Commercial | USHP
212625747 | Central HP <5.4 tons | COLEMAN | HRCU-A-CB (Split System: Heat Pump with Remote Outdoor Unit-Air-Source) | HMH72B341 | ASPEN |  | D(A,C,E)36D36+TDR | TMLV120C20MP12 | 32200 | 16.5 | 8.1 | 32400 | 27800 | 85.8% | 2.44 | 0 | 9 |  |  |  |  | R-410A | 2.6833 | Residential & Commercial | USHP
212625761 | Central HP <5.4 tons | COLEMAN | HRCU-A-CB (Split System: Heat Pump with Remote Outdoor Unit-Air-Source) | HMH72B341 | ASPEN |  | C(A,C,D,E)48C26+TDR | TPLC100C20MP13 | 30000 | 16 | 8.1 | 32400 | 27800 | 85.8% | 2.44 | 0 | 8.6 |  |  |  |  | R-410A | 2.5 | Residential & Commercial | USHP
212625814 | Central HP <5.4 tons | COLEMAN | HRCU-A-CB (Split System: Heat Pump with Remote Outdoor Unit-Air-Source) | HMH72B341 | ASPEN |  | D(A,C,E)42C36+TDR | TM9Y120D20MP11 | 32400 | 16.5 | 8.5 | 32400 | 28200 | 87.04% | 2.77 | 0 | 9.5 |  |  |  |  | R-410A | 2.7 | Residential & Commercial | USHP
212625846 | Central HP <5.4 tons | COLEMAN | HRCU-A-CB (Split System: Heat Pump with Remote Outdoor Unit-Air-Source) | HMH72B341 | ASPEN |  | D(A,C,E)42D36+TDR | CP9C120D20MP13 | 32800 | 17 | 8.1 | 32400 | 28200 | 87.04% | 2.51 | 0 | 9.5 |  |  |  |  | R-410A | 2.7333 | Residential & Commercial | USHP
212625847 | Central HP <5.4 tons | COLEMAN | HRCU-A-CB (Split System: Heat Pump with Remote Outdoor Unit-Air-Source) | HMH72B341 | ASPEN |  | D(A,C,E)48B36+TDR | CP9C120D20MP13 | 32200 | 17 | 8.1 | 32400 | 28200 | 87.04% | 2.51 | 0 | 9.4 |  |  |  |  | R-410A | 2.6833 | Residential & Commercial | USHP
214075210 | Central HP <5.4 tons | FRIEDRICH | HRCU-A-CB (Split System: Heat Pump with Remote Outdoor Unit-Air-Source) | RD17AZ60AJ3N |  |  | TCFZ6024STANM | FR802V0755A21DZ | 55500 | 18 | 8.1 | 54000 | 49000 | 90.74% | 1.75 | 0 | 10 |  |  |  |  | R-410A | 4.625 | Residential & Commercial | USHP | Ducted CEE Tier 1
214775801 | Central HP <5.4 tons | NAPOLEON | HRCU-A-CB (Split System: Heat Pump with Remote Outdoor Unit-Air-Source) | WSEHV4860RA1-N | ADP |  | H,DE48948 | WPV080T4BA | 46000 | 17 | 8.5 | 48000 | 34600 | 72.08% | 1.8 | 0 | 10 |  |  |  |  | R-410A | 3.8333 | Residential & Commercial | USHP | Ducted CEE Tier 1
216571194 | Central HP <5.4 tons | TRANE | HRCU-A-CB (Split System: Heat Pump with Remote Outdoor Unit-Air-Source) | 5TWV8X24A1 |  |  | 5PX*B006AS3 | L8V1A060U3VSB+LRP | 22000 | 18.1 | 8.5 | 23000 | 18700 | 81.3% | 2.2 | 0 | 11.5 |  |  |  |  | R-454B | 1.8333 | Residential & Commercial | USHP | Ducted CEE Tier 1
214092293 | Central HP <5.4 tons | LUXAIRE | HRCU-A-CB (Split System: Heat Pump with Remote Outdoor Unit-Air-Source) | HMH72B341 | ASPEN |  | D(A,C,E)36A34+TDR | TM8E100B12MP11 | 31600 | 17.9 | 8.1 | 32400 | 44000 | 135.8% | 3.06 | 0 | 9.8 |  |  |  |  | R-410A | 2.6333 | Residential & Commercial | USHP
215666950 | Central HP <5.4 tons | COMFORTMAKER | HRCU-A-CB (Split System: Heat Pump with Remote Outdoor Unit-Air-Source) | C5H0V24*K*AAA* |  |  | EA*5X24M14A*+WALLCON | *96CTN0401410B* | 22400 | 15.5 | 8.5 | 24600 | 17300 | 70.33% | 1.82 | 0 | 9 |  |  |  |  | R-454B | 1.8667 | Residential & Commercial | USHP
215666968 | Central HP <5.4 tons | COMFORTMAKER | HRCU-A-CB (Split System: Heat Pump with Remote Outdoor Unit-Air-Source) | C5H0V24*K*AAA* |  |  | EA*5X24M17A*+WALLCON | *80CSU0401712A* | 22800 | 16.5 | 9 | 24000 | 16800 | 70% | 1.96 | 0 | 10 |  |  |  |  | R-454B | 1.9 | Residential & Commercial | USHP | Ducted CEE Tier 1
215667024 | Central HP <5.4 tons | COMFORTMAKER | HRCU-A-CB (Split System: Heat Pump with Remote Outdoor Unit-Air-Source) | C5H0V24*K*AAA* |  |  | EA*5X24M17A*+WALLCON | *80CTL0701412B* | 22800 | 17 | 9 | 24000 | 16800 | 70% | 1.96 | 0 | 10 |  |  |  |  | R-454B | 1.9 | Residential & Commercial | USHP | Ducted CEE Tier 1
212625862 | Central HP <5.4 tons | COLEMAN | HRCU-A-CB (Split System: Heat Pump with Remote Outdoor Unit-Air-Source) | HMH72B341 | ASPEN |  | D(A,C,E)42A46+TDR | TM9V120D20MP12 | 32000 | 17 | 8.5 | 32400 | 28200 | 87.04% | 2.79 | 0 | 9.4 |  |  |  |  | R-410A | 2.6667 | Residential & Commercial | USHP
212625863 | Central HP <5.4 tons | COLEMAN | HRCU-A-CB (Split System: Heat Pump with Remote Outdoor Unit-Air-Source) | HMH72B341 | ASPEN |  | D(A,C,E)42B36+TDR | TM9V120D20MP12 | 32000 | 17 | 8.5 | 32400 | 28200 | 87.04% | 2.79 | 0 | 9.4 |  |  |  |  | R-410A | 2.6667 | Residential & Commercial | USHP
212625879 | Central HP <5.4 tons | COLEMAN | HRCU-A-CB (Split System: Heat Pump with Remote Outdoor Unit-Air-Source) | HMH72B341 | ASPEN |  | D(A,C,E)36B46+TDR | TP9C120D20MP13 | 32600 | 17 | 8.1 | 32400 | 28200 | 87.04% | 2.51 | 0 | 9.5 |  |  |  |  | R-410A | 2.7167 | Residential & Commercial | USHP
212625880 | Central HP <5.4 tons | COLEMAN | HRCU-A-CB (Split System: Heat Pump with Remote Outdoor Unit-Air-Source) | HMH72B341 | ASPEN |  | D(A,C,E)36C36+TDR | TP9C120D20MP13 | 32000 | 17 | 8.1 | 32400 | 28200 | 87.04% | 2.51 | 0 | 9.4 |  |  |  |  | R-410A | 2.6667 | Residential & Commercial | USHP
212625927 | Central HP <5.4 tons | COLEMAN | HRCU-A-CB (Split System: Heat Pump with Remote Outdoor Unit-Air-Source) | HMH72B341 | ASPEN |  | D(A,C,E)42D26+TDR | TM9V040A10MP12 | 30400 | 16.7 | 8.1 | 33200 | 27400 | 82.53% | 2.41 | 0 | 9 |  |  |  |  | R-410A | 2.5333 | Residential & Commercial | USHP
216679746 | Central HP <5.4 tons | CARRIER | HRCU-A-CB (Split System: Heat Pump with Remote Outdoor Unit-Air-Source) | 38MURAQ18AB3* |  |  | CSPH*3012AL* | 59TP7A060V17**16 | 17600 | 15.5 | 8.5 | 18100 | 18000 | 99.45% | 1.96 | 0 | 10.5 |  |  |  |  | R-410A | 1.4667 | Residential & Commercial | USHP | Ducted CEE Tier 1
212625931 | Central HP <5.4 tons | COLEMAN | HRCU-A-CB (Split System: Heat Pump with Remote Outdoor Unit-Air-Source) | HMH72B341 | ASPEN |  | D(A,C,E)48C36+TDR | TM9V040A10MP12 | 32600 | 17 | 8.1 | 33200 | 27400 | 82.53% | 2.41 | 0 | 9 |  |  |  |  | R-410A | 2.7167 | Residential & Commercial | USHP
212625961 | Central HP <5.4 tons | COLEMAN | HRCU-A-CB (Split System: Heat Pump with Remote Outdoor Unit-Air-Source) | HMH72B341 | ASPEN |  | D(A,C,E)48B36+TDR | TM9E100C20MP12 | 32600 | 15.5 | 8.1 | 33200 | 27000 | 81.33% | 2.43 | 0 | 10 |  |  |  |  | R-410A | 2.7167 | Residential & Commercial | USHP | Ducted CEE Tier 1
212626028 | Central HP <5.4 tons | COLEMAN | HRCU-A-CB (Split System: Heat Pump with Remote Outdoor Unit-Air-Source) | HMH72B341 | ASPEN |  | C(A,C,D,E)36B26+TDR | TM8Y060A12MP11 | 29400 | 17.3 | 8.1 | 33400 | 27400 | 82.04% | 2.42 | 0 | 9.4 |  |  |  |  | R-410A | 2.45 | Residential & Commercial | USHP
212626030 | Central HP <5.4 tons | COLEMAN | HRCU-A-CB (Split System: Heat Pump with Remote Outdoor Unit-Air-Source) | HMH72B341 | ASPEN |  | C(A,C,D,E)36C26+TDR | TM8Y060A12MP11 | 30000 | 17.4 | 8.1 | 33400 | 27400 | 82.04% | 2.42 | 0 | 9.5 |  |  |  |  | R-410A | 2.5 | Residential & Commercial | USHP
212626047 | Central HP <5.4 tons | COLEMAN | HRCU-A-CB (Split System: Heat Pump with Remote Outdoor Unit-Air-Source) | HMH72B341 | ASPEN |  | D(A,C,E)48C36+TDR | TM8Y060A12MP11 | 33200 | 18 | 8.1 | 33400 | 27400 | 82.04% | 2.42 | 0 | 10 |  |  |  |  | R-410A | 2.7667 | Residential & Commercial | USHP | Ducted CEE Tier 1
212626064 | Central HP <5.4 tons | COLEMAN | HRCU-A-CB (Split System: Heat Pump with Remote Outdoor Unit-Air-Source) | HMH72B341 | ASPEN |  | C(A,C,D,E)36A46+TDR | TM8Y080B12MP11 | 32200 | 18 | 8.5 | 33400 | 27400 | 82.04% | 2.65 | 0 | 9.9 |  |  |  |  | R-410A | 2.6833 | Residential & Commercial | USHP
212626081 | Central HP <5.4 tons | COLEMAN | HRCU-A-CB (Split System: Heat Pump with Remote Outdoor Unit-Air-Source) | HMH72B341 | ASPEN |  | D(A,C,E)42D36+TDR | TM8Y080B12MP11 | 33400 | 18 | 8.5 | 33400 | 27400 | 82.04% | 2.65 | 0 | 10 |  |  |  |  | R-410A | 2.7833 | Residential & Commercial | USHP | Ducted CEE Tier 1
212626178 | Central HP <5.4 tons | COLEMAN | HRCU-A-CB (Split System: Heat Pump with Remote Outdoor Unit-Air-Source) | HMH72B341 | ASPEN |  | C(A,C,D,E)42A26+TDR | TM9Y100C16MP11 | 30600 | 17.9 | 8.1 | 33600 | 28200 | 83.93% | 2.63 | 0 | 9.8 |  |  |  |  | R-410A | 2.55 | Residential & Commercial | USHP
212626279 | Central HP <5.4 tons | COLEMAN | HRCU-A-CB (Split System: Heat Pump with Remote Outdoor Unit-Air-Source) | HMH72B341 | ASPEN |  | C(A,C,D,E)36A36+TDR | TM8E100B12MP11 | 31400 | 17.8 | 8.2 | 33600 | 27200 | 80.95% | 2.56 | 0 | 9.8 |  |  |  |  | R-410A | 2.6167 | Residential & Commercial | USHP
214328311 | Central HP <5.4 tons | NAPOLEON | HRCU-A-CB (Split System: Heat Pump with Remote Outdoor Unit-Air-Source) | WSEHV2436RA1-N | ADP |  | H,A,DG33936 | WPV050T3AA | 22000 | 17 | 8.5 | 23400 | 17100 | 73.08% | 1.8 | 0 | 10 |  |  |  |  | R-410A | 1.8333 | Residential & Commercial | USHP | Ducted CEE Tier 1
212626296 | Central HP <5.4 tons | COLEMAN | HRCU-A-CB (Split System: Heat Pump with Remote Outdoor Unit-Air-Source) | HMH72B341 | ASPEN |  | C(A,C,D,E)48A26+TDR | TM8E100B12MP11 | 30000 | 17.4 | 8.3 | 33600 | 27600 | 82.14% | 2.59 | 0 | 9.5 |  |  |  |  | R-410A | 2.5 | Residential & Commercial | USHP
212626315 | Central HP <5.4 tons | COLEMAN | HRCU-A-CB (Split System: Heat Pump with Remote Outdoor Unit-Air-Source) | HMH72B341 | ASPEN |  | D(A,C,E)42A36+TDR | TM8E100B12MP11 | 32000 | 17.9 | 8.3 | 33600 | 27600 | 82.14% | 2.61 | 0 | 9.9 |  |  |  |  | R-410A | 2.6667 | Residential & Commercial | USHP
212626363 | Central HP <5.4 tons | COLEMAN | HRCU-A-CB (Split System: Heat Pump with Remote Outdoor Unit-Air-Source) | HMH72B341 | ASPEN |  | C(A,C,D,E)48A36+TDR | TM9E100C16MP12 | 32400 | 18 | 8.4 | 33600 | 27200 | 80.95% | 2.64 | 0 | 9.9 |  |  |  |  | R-410A | 2.7 | Residential & Commercial | USHP
212626382 | Central HP <5.4 tons | COLEMAN | HRCU-A-CB (Split System: Heat Pump with Remote Outdoor Unit-Air-Source) | HMH72B341 | ASPEN |  | C(A,C,D,E)36B36+TDR | TM9E100C16MP12 | 32200 | 18 | 8.5 | 33600 | 27200 | 80.95% | 2.66 | 0 | 9.9 |  |  |  |  | R-410A | 2.6833 | Residential & Commercial | USHP
212626395 | Central HP <5.4 tons | COLEMAN | HRCU-A-CB (Split System: Heat Pump with Remote Outdoor Unit-Air-Source) | HMH72B341 | ASPEN |  | D(A,C,E)42C36+TDR | TM9E100C16MP12 | 33000 | 18 | 8.5 | 33600 | 27200 | 80.95% | 2.66 | 0 | 10 |  |  |  |  | R-410A | 2.75 | Residential & Commercial | USHP | Ducted CEE Tier 1
212626413 | Central HP <5.4 tons | COLEMAN | HRCU-A-CB (Split System: Heat Pump with Remote Outdoor Unit-Air-Source) | HMH72B341 | ASPEN |  | C(A,C,D,E)36A36+TDR | TM9V100C20MP12 | 31200 | 17.4 | 8.3 | 33600 | 28200 | 83.93% | 2.66 | 0 | 9.3 |  |  |  |  | R-410A | 2.6 | Residential & Commercial | USHP
212626562 | Central HP <5.4 tons | COLEMAN | HRCU-A-CB (Split System: Heat Pump with Remote Outdoor Unit-Air-Source) | HMH72B341 | ASPEN |  | D(A,C,E)36A46+TDR | TM9Y100C16MP11 | 32800 | 18 | 8.2 | 33800 | 28200 | 83.43% | 2.66 | 0 | 10 |  |  |  |  | R-410A | 2.7333 | Residential & Commercial | USHP | Ducted CEE Tier 1
215674179 | Central HP <5.4 tons | COMFORTMAKER | HRCU-A-CB (Split System: Heat Pump with Remote Outdoor Unit-Air-Source) | C5H0V48*K*AAA* |  |  | EA*5X60M24A*+WALLCON | *80CTL0702120B* | 45000 | 18 | 9 | 47500 | 33600 | 70.74% | 2.08 | 0 | 10 |  |  |  |  | R-454B | 3.75 | Residential & Commercial | USHP | Ducted CEE Tier 1
214775808 | Central HP <5.4 tons | NAPOLEON | HRCU-A-CB (Split System: Heat Pump with Remote Outdoor Unit-Air-Source) | WSEHV2436RA1-N | ADP |  | H,DE35936 | WPV080T3AA | 37400 | 16 | 8.35 | 35000 | 32400 | 92.57% | 1.78 | 0 | 9.5 |  |  |  |  | R-410A | 3.1167 | Residential & Commercial | USHP
212626663 | Central HP <5.4 tons | COLEMAN | HRCU-A-CB (Split System: Heat Pump with Remote Outdoor Unit-Air-Source) | HMH72B341 | ASPEN |  | D(A,C,E)36B36+TDR | TM9E060A10MP12 | 31800 | 17.5 | 8.1 | 33800 | 27400 | 81.07% | 2.4 | 0 | 9.4 |  |  |  |  | R-410A | 2.65 | Residential & Commercial | USHP
212626664 | Central HP <5.4 tons | COLEMAN | HRCU-A-CB (Split System: Heat Pump with Remote Outdoor Unit-Air-Source) | HMH72B341 | ASPEN |  | D(A,C,E)36B46+TDR | TM9E060A10MP12 | 32600 | 17.5 | 8.1 | 33800 | 27400 | 81.07% | 2.4 | 0 | 9.5 |  |  |  |  | R-410A | 2.7167 | Residential & Commercial | USHP
212626666 | Central HP <5.4 tons | COLEMAN | HRCU-A-CB (Split System: Heat Pump with Remote Outdoor Unit-Air-Source) | HMH72B341 | ASPEN |  | D(A,C,E)36D26+TDR | TM9E060A10MP12 | 30200 | 17.1 | 8.1 | 33800 | 27400 | 81.07% | 2.4 | 0 | 9.1 |  |  |  |  | R-410A | 2.5167 | Residential & Commercial | USHP
212626699 | Central HP <5.4 tons | COLEMAN | HRCU-A-CB (Split System: Heat Pump with Remote Outdoor Unit-Air-Source) | HMH72B341 | ASPEN |  | D(A,C,E)36D26+TDR | TM8E080C16MP11 | 31800 | 18 | 8.3 | 33800 | 28600 | 84.62% | 2.71 | 0 | 10 |  |  |  |  | R-410A | 2.65 | Residential & Commercial | USHP | Ducted CEE Tier 1
212626848 | Central HP <5.4 tons | COLEMAN | HRCU-A-CB (Split System: Heat Pump with Remote Outdoor Unit-Air-Source) | HMH72B341 | ASPEN |  | D(A,C,E)42D26+TDR | TM9E080B12MP12 | 30800 | 17.2 | 8.5 | 33800 | 27400 | 81.07% | 2.65 | 0 | 9 |  |  |  |  | R-410A | 2.5667 | Residential & Commercial | USHP
212626880 | Central HP <5.4 tons | COLEMAN | HRCU-A-CB (Split System: Heat Pump with Remote Outdoor Unit-Air-Source) | HMH72B341 | ASPEN |  | D(A,C,E)36A36+TDR | TM9Y100C20MP11 | 31600 | 15.4 | 8.1 | 33800 | 27400 | 81.07% | 2.38 | 0 | 9.3 |  |  |  |  | R-410A | 2.6333 | Residential & Commercial | USHP
212626883 | Central HP <5.4 tons | COLEMAN | HRCU-A-CB (Split System: Heat Pump with Remote Outdoor Unit-Air-Source) | HMH72B341 | ASPEN |  | C(A,C,D,E)36B26+TDR | TM8E060A12MP11 | 29400 | 17.2 | 8.1 | 33800 | 27400 | 81.07% | 2.44 | 0 | 9.4 |  |  |  |  | R-410A | 2.45 | Residential & Commercial | USHP
212626932 | Central HP <5.4 tons | COLEMAN | HRCU-A-CB (Split System: Heat Pump with Remote Outdoor Unit-Air-Source) | HMH72B341 | ASPEN |  | C(A,C,D,E)36C36+TDR | TMLE060A12MP11 | 32600 | 18 | 8.1 | 33800 | 27400 | 81.07% | 2.44 | 0 | 10 |  |  |  |  | R-410A | 2.7167 | Residential & Commercial | USHP | Ducted CEE Tier 1
212626933 | Central HP <5.4 tons | COLEMAN | HRCU-A-CB (Split System: Heat Pump with Remote Outdoor Unit-Air-Source) | HMH72B341 | ASPEN |  | C(A,C,D,E)48C26+TDR | TMLE060A12MP11 | 30800 | 17.7 | 8.1 | 33800 | 27400 | 81.07% | 2.44 | 0 | 9 |  |  |  |  | R-410A | 2.5667 | Residential & Commercial | USHP
212626948 | Central HP <5.4 tons | COLEMAN | HRCU-A-CB (Split System: Heat Pump with Remote Outdoor Unit-Air-Source) | HMH72B341 | ASPEN |  | D(A,C,E)48C36+TDR | TMLE060A12MP11 | 33200 | 18 | 8.1 | 33800 | 27400 | 81.07% | 2.44 | 0 | 10 |  |  |  |  | R-410A | 2.7667 | Residential & Commercial | USHP | Ducted CEE Tier 1
212626950 | Central HP <5.4 tons | COLEMAN | HRCU-A-CB (Split System: Heat Pump with Remote Outdoor Unit-Air-Source) | HMH72B341 | ASPEN |  | D(A,C,E)48D36+TDR | TMLE060A12MP11 | 33600 | 18 | 8.1 | 33800 | 27400 | 81.07% | 2.44 | 0 | 10 |  |  |  |  | R-410A | 2.8 | Residential & Commercial | USHP | Ducted CEE Tier 1
212626965 | Central HP <5.4 tons | COLEMAN | HRCU-A-CB (Split System: Heat Pump with Remote Outdoor Unit-Air-Source) | HMH72B341 | ASPEN |  | D(A,C,E)42C26+TDR | TMLE100B12MP11 | 30400 | 17.5 | 8.1 | 33800 | 27400 | 81.07% | 2.44 | 0 | 9 |  |  |  |  | R-410A | 2.5333 | Residential & Commercial | USHP
212626982 | Central HP <5.4 tons | COLEMAN | HRCU-A-CB (Split System: Heat Pump with Remote Outdoor Unit-Air-Source) | HMH72B341 | ASPEN |  | C(A,C,D,E)36A46+TDR | TM8Y120C20MP11 | 33600 | 18 | 8.3 | 33800 | 30000 | 88.76% | 2.76 | 0 | 9.5 |  |  |  |  | R-410A | 2.8 | Residential & Commercial | USHP
212626983 | Central HP <5.4 tons | COLEMAN | HRCU-A-CB (Split System: Heat Pump with Remote Outdoor Unit-Air-Source) | HMH72B341 | ASPEN |  | C(A,C,D,E)36B36+TDR | TM8Y120C20MP11 | 33600 | 18 | 8.2 | 33800 | 30000 | 88.76% | 2.76 | 0 | 9.5 |  |  |  |  | R-410A | 2.8 | Residential & Commercial | USHP
212626997 | Central HP <5.4 tons | COLEMAN | HRCU-A-CB (Split System: Heat Pump with Remote Outdoor Unit-Air-Source) | HMH72B341 | ASPEN |  | D(A,C,E)42A36+TDR | TM8V080C16MP12 | 31800 | 17.5 | 8.3 | 33800 | 27400 | 81.07% | 2.64 | 0 | 9.9 |  |  |  |  | R-410A | 2.65 | Residential & Commercial | USHP
212627017 | Central HP <5.4 tons | COLEMAN | HRCU-A-CB (Split System: Heat Pump with Remote Outdoor Unit-Air-Source) | HMH72B341 | ASPEN |  | D(A,C,E)36C36+TDR | TL9E100C20UH11 | 33400 | 17 | 8.3 | 33800 | 29200 | 86.39% | 2.78 | 0 | 10 |  |  |  |  | R-410A | 2.7833 | Residential & Commercial | USHP | Ducted CEE Tier 1
212627030 | Central HP <5.4 tons | COLEMAN | HRCU-A-CB (Split System: Heat Pump with Remote Outdoor Unit-Air-Source) | HMH72B341 | ASPEN |  | C(A,C,D,E)36A46+TDR | CP9C080C16MP13 | 32000 | 17.5 | 8.1 | 33800 | 27400 | 81.07% | 2.45 | 0 | 9.9 |  |  |  |  | R-410A | 2.6667 | Residential & Commercial | USHP
212627031 | Central HP <5.4 tons | COLEMAN | HRCU-A-CB (Split System: Heat Pump with Remote Outdoor Unit-Air-Source) | HMH72B341 | ASPEN |  | C(A,C,D,E)36B26+TDR | CP9C080C16MP13 | 29400 | 16.7 | 8.1 | 33800 | 27400 | 81.07% | 2.45 | 0 | 9.4 |  |  |  |  | R-410A | 2.45 | Residential & Commercial | USHP
212627050 | Central HP <5.4 tons | COLEMAN | HRCU-A-CB (Split System: Heat Pump with Remote Outdoor Unit-Air-Source) | HMH72B341 | ASPEN |  | D(A,C,E)48C36+TDR | CP9C080C16MP13 | 33200 | 17.5 | 8.1 | 33800 | 27400 | 81.07% | 2.45 | 0 | 10 |  |  |  |  | R-410A | 2.7667 | Residential & Commercial | USHP | Ducted CEE Tier 1
212627066 | Central HP <5.4 tons | COLEMAN | HRCU-A-CB (Split System: Heat Pump with Remote Outdoor Unit-Air-Source) | HMH72B341 | ASPEN |  | D(A,C,E)42B36+TDR | TM9V080C16MP12 | 32600 | 17.5 | 8.5 | 33800 | 27400 | 81.07% | 2.66 | 0 | 10 |  |  |  |  | R-410A | 2.7167 | Residential & Commercial | USHP | Ducted CEE Tier 1
212627134 | Central HP <5.4 tons | COLEMAN | HRCU-A-CB (Split System: Heat Pump with Remote Outdoor Unit-Air-Source) | HMH72B341 | ASPEN |  | C(A,C,D,E)42A26+TDR | CPLC080C16MP13 | 29200 | 16.7 | 8.1 | 33800 | 27200 | 80.47% | 2.48 | 0 | 9.4 |  |  |  |  | R-410A | 2.4333 | Residential & Commercial | USHP
212627150 | Central HP <5.4 tons | COLEMAN | HRCU-A-CB (Split System: Heat Pump with Remote Outdoor Unit-Air-Source) | HMH72B341 | ASPEN |  | D(A,C,E)48C26+TDR | TM8Y120C20MP11 | 32600 | 18 | 8.4 | 33800 | 30000 | 88.76% | 2.83 | 0 | 9 |  |  |  |  | R-410A | 2.7167 | Residential & Commercial | USHP
212627164 | Central HP <5.4 tons | COLEMAN | HRCU-A-CB (Split System: Heat Pump with Remote Outdoor Unit-Air-Source) | HMH72B341 | ASPEN |  | C(A,C,D,E)42A36+TDR | TM9V100C20MP12 | 31800 | 17.5 | 8.4 | 33800 | 28200 | 83.43% | 2.67 | 0 | 9.4 |  |  |  |  | R-410A | 2.65 | Residential & Commercial | USHP
212627165 | Central HP <5.4 tons | COLEMAN | HRCU-A-CB (Split System: Heat Pump with Remote Outdoor Unit-Air-Source) | HMH72B341 | ASPEN |  | D(A,C,E)42A36+TDR | TM9V100C20MP12 | 31800 | 17.5 | 8.4 | 33800 | 28200 | 83.43% | 2.67 | 0 | 9.4 |  |  |  |  | R-410A | 2.65 | Residential & Commercial | USHP
211377960 | Central HP <5.4 tons | YORK | HRCU-A-CB (Split System: Heat Pump with Remote Outdoor Unit-Air-Source) | HMH72B341 |  |  | XAFB36DBCN1 | TM9E060A10MP12 | 33600 | 17.5 | 8.1 | 33800 | 23800 | 70.41% | 2.02 | 0 | 9.5 |  |  |  |  | R-410A | 2.8 | Residential & Commercial | USHP
211378227 | Central HP <5.4 tons | YORK | HRCU-A-CB (Split System: Heat Pump with Remote Outdoor Unit-Air-Source) | HMH72B341 |  |  | XAFC30CXXN1+TXV | YPLC080C16MP13 | 33000 | 17.5 | 8.5 | 33000 | 23200 | 70.3% | 2.04 | 0 | 9.5 |  |  |  |  | R-410A | 2.75 | Residential & Commercial | USHP
211378308 | Central HP <5.4 tons | YORK | HRCU-A-CB (Split System: Heat Pump with Remote Outdoor Unit-Air-Source) | HMH72B341 |  |  | XAFC30CXXN1+TXV | TPLC080B12MP13 | 32400 | 17 | 8.1 | 34000 | 23800 | 70% | 2 | 0 | 9.5 |  |  |  |  | R-410A | 2.7 | Residential & Commercial | USHP
212627314 | Central HP <5.4 tons | COLEMAN | HRCU-A-CB (Split System: Heat Pump with Remote Outdoor Unit-Air-Source) | HMH72B341 | ASPEN |  | C(A,C,D,E)36B36+TDR | CP9C060B12MP13 | 32200 | 17.5 | 8.1 | 34000 | 27800 | 81.76% | 2.42 | 0 | 9.4 |  |  |  |  | R-410A | 2.6833 | Residential & Commercial | USHP
212627316 | Central HP <5.4 tons | COLEMAN | HRCU-A-CB (Split System: Heat Pump with Remote Outdoor Unit-Air-Source) | HMH72B341 | ASPEN |  | C(A,C,D,E)36C36+TDR | CP9C060B12MP13 | 32600 | 17.5 | 8.1 | 34000 | 27800 | 81.76% | 2.42 | 0 | 9.5 |  |  |  |  | R-410A | 2.7167 | Residential & Commercial | USHP
212627318 | Central HP <5.4 tons | COLEMAN | HRCU-A-CB (Split System: Heat Pump with Remote Outdoor Unit-Air-Source) | HMH72B341 | ASPEN |  | D(A,C,E)36A46+TDR | CP9C060B12MP13 | 32000 | 17.5 | 8.1 | 34000 | 27800 | 81.76% | 2.42 | 0 | 9.4 |  |  |  |  | R-410A | 2.6667 | Residential & Commercial | USHP
212627334 | Central HP <5.4 tons | COLEMAN | HRCU-A-CB (Split System: Heat Pump with Remote Outdoor Unit-Air-Source) | HMH72B341 | ASPEN |  | D(A,C,E)48D36+TDR | CP9C060B12MP13 | 33600 | 17.5 | 8.1 | 34000 | 27800 | 81.76% | 2.42 | 0 | 9.5 |  |  |  |  | R-410A | 2.8 | Residential & Commercial | USHP
212627365 | Central HP <5.4 tons | COLEMAN | HRCU-A-CB (Split System: Heat Pump with Remote Outdoor Unit-Air-Source) | HMH72B341 | ASPEN |  | D(A,C,E)36B36+TDR | TP9C060B12MP13 | 32200 | 17.5 | 8.1 | 34000 | 27800 | 81.76% | 2.42 | 0 | 9.4 |  |  |  |  | R-410A | 2.6833 | Residential & Commercial | USHP
212627366 | Central HP <5.4 tons | COLEMAN | HRCU-A-CB (Split System: Heat Pump with Remote Outdoor Unit-Air-Source) | HMH72B341 | ASPEN |  | D(A,C,E)36B46+TDR | TP9C060B12MP13 | 33000 | 17.5 | 8.1 | 34000 | 27800 | 81.76% | 2.42 | 0 | 9.5 |  |  |  |  | R-410A | 2.75 | Residential & Commercial | USHP
212627382 | Central HP <5.4 tons | COLEMAN | HRCU-A-CB (Split System: Heat Pump with Remote Outdoor Unit-Air-Source) | HMH72B341 | ASPEN |  | C(A,C,D,E)48A36+TDR | TM8E080B12MP11 | 32200 | 18 | 8.4 | 34000 | 28000 | 82.35% | 2.6 | 0 | 9.4 |  |  |  |  | R-410A | 2.6833 | Residential & Commercial | USHP
212627434 | Central HP <5.4 tons | COLEMAN | HRCU-A-CB (Split System: Heat Pump with Remote Outdoor Unit-Air-Source) | HMH72B341 | ASPEN |  | D(A,C,E)42D36+TDR | TM8E080B12MP11 | 33200 | 18 | 8.5 | 34000 | 28000 | 82.35% | 2.63 | 0 | 9 |  |  |  |  | R-410A | 2.7667 | Residential & Commercial | USHP
212627435 | Central HP <5.4 tons | COLEMAN | HRCU-A-CB (Split System: Heat Pump with Remote Outdoor Unit-Air-Source) | HMH72B341 | ASPEN |  | D(A,C,E)48B36+TDR | TM8E080B12MP11 | 32600 | 18 | 8.5 | 34000 | 28000 | 82.35% | 2.63 | 0 | 9.5 |  |  |  |  | R-410A | 2.7167 | Residential & Commercial | USHP
212627450 | Central HP <5.4 tons | COLEMAN | HRCU-A-CB (Split System: Heat Pump with Remote Outdoor Unit-Air-Source) | HMH72B341 | ASPEN |  | D(A,C,E)36D26+TDR | TM9Y080B12MP11 | 30200 | 17.5 | 8.1 | 34000 | 28000 | 82.35% | 2.41 | 0 | 9.1 |  |  |  |  | R-410A | 2.5167 | Residential & Commercial | USHP
212627467 | Central HP <5.4 tons | COLEMAN | HRCU-A-CB (Split System: Heat Pump with Remote Outdoor Unit-Air-Source) | HMH72B341 | ASPEN |  | C(A,C,D,E)36C36+TDR | TMLE080B12MP11 | 32400 | 18 | 8.1 | 34000 | 28000 | 82.35% | 2.41 | 0 | 9.5 |  |  |  |  | R-410A | 2.7 | Residential & Commercial | USHP
212627484 | Central HP <5.4 tons | COLEMAN | HRCU-A-CB (Split System: Heat Pump with Remote Outdoor Unit-Air-Source) | HMH72B341 | ASPEN |  | D(A,C,E)48D26+TDR | TMLE080B12MP11 | 31000 | 17.8 | 8.1 | 34000 | 28000 | 82.35% | 2.41 | 0 | 9.2 |  |  |  |  | R-410A | 2.5833 | Residential & Commercial | USHP
212627485 | Central HP <5.4 tons | COLEMAN | HRCU-A-CB (Split System: Heat Pump with Remote Outdoor Unit-Air-Source) | HMH72B341 | ASPEN |  | D(A,C,E)48D36+TDR | TMLE080B12MP11 | 33400 | 18 | 8.1 | 34000 | 28000 | 82.35% | 2.41 | 0 | 9.5 |  |  |  |  | R-410A | 2.7833 | Residential & Commercial | USHP
214775806 | Central HP <5.4 tons | NAPOLEON | HRCU-A-CB (Split System: Heat Pump with Remote Outdoor Unit-Air-Source) | WSEHV2436RA1-N | ADP |  | H,DE35936 | WPV060T3AA | 22000 | 17 | 8.5 | 23400 | 17100 | 73.08% | 1.8 | 0 | 10 |  |  |  |  | R-410A | 1.8333 | Residential & Commercial | USHP | Ducted CEE Tier 1
212627552 | Central HP <5.4 tons | COLEMAN | HRCU-A-CB (Split System: Heat Pump with Remote Outdoor Unit-Air-Source) | HMH72B341 | ASPEN |  | D(A,C,E)48C36+TDR | TM9Y100C20MP11 | 33000 | 15.5 | 8.1 | 34000 | 27800 | 81.76% | 2.38 | 0 | 9 |  |  |  |  | R-410A | 2.75 | Residential & Commercial | USHP
212627601 | Central HP <5.4 tons | COLEMAN | HRCU-A-CB (Split System: Heat Pump with Remote Outdoor Unit-Air-Source) | HMH72B341 | ASPEN |  | C(A,C,D,E)48C26+TDR | TM8E100C16MP11 | 32200 | 18 | 8.5 | 34000 | 28400 | 83.53% | 2.76 | 0 | 10 |  |  |  |  | R-410A | 2.6833 | Residential & Commercial | USHP | Ducted CEE Tier 1
214065116 | Central HP <5.4 tons | CONCORD | HRCU-A-CB (Split System: Heat Pump with Remote Outdoor Unit-Air-Source) | 4HP18V36P | ADP |  | H,A,DG9J930 | 97G2DF045BE12 | 24000 | 18 | 8.5 | 22400 | 16300 | 72.77% | 2.16 | 0 | 12 |  |  |  |  | R-410A | 2 | Residential & Commercial | USHP | Ducted CEE Tier 1
212627669 | Central HP <5.4 tons | COLEMAN | HRCU-A-CB (Split System: Heat Pump with Remote Outdoor Unit-Air-Source) | HMH72B341 | ASPEN |  | D(A,C,E)48C36+TDR | TM8E120C16MP11 | 33200 | 18 | 8.5 | 34000 | 28800 | 84.71% | 2.79 | 0 | 10 |  |  |  |  | R-410A | 2.7667 | Residential & Commercial | USHP | Ducted CEE Tier 1
212627699 | Central HP <5.4 tons | COLEMAN | HRCU-A-CB (Split System: Heat Pump with Remote Outdoor Unit-Air-Source) | HMH72B341 | ASPEN |  | D(A,C,E)36A46+TDR | CPLC080C16MP13 | 32000 | 17.5 | 8.1 | 33800 | 27400 | 81.07% | 2.47 | 0 | 9.9 |  |  |  |  | R-410A | 2.6667 | Residential & Commercial | USHP
212627701 | Central HP <5.4 tons | COLEMAN | HRCU-A-CB (Split System: Heat Pump with Remote Outdoor Unit-Air-Source) | HMH72B341 | ASPEN |  | D(A,C,E)36B46+TDR | CPLC080C16MP13 | 33000 | 17.5 | 8.1 | 33800 | 27400 | 81.07% | 2.47 | 0 | 10 |  |  |  |  | R-410A | 2.75 | Residential & Commercial | USHP | Ducted CEE Tier 1
212627719 | Central HP <5.4 tons | COLEMAN | HRCU-A-CB (Split System: Heat Pump with Remote Outdoor Unit-Air-Source) | HMH72B341 | ASPEN |  | C(A,C,D,E)36C26+TDR | CPLC100C16MP13 | 29800 | 16.9 | 8.1 | 33800 | 27400 | 81.07% | 2.47 | 0 | 9.5 |  |  |  |  | R-410A | 2.4833 | Residential & Commercial | USHP
212627732 | Central HP <5.4 tons | COLEMAN | HRCU-A-CB (Split System: Heat Pump with Remote Outdoor Unit-Air-Source) | HMH72B341 | ASPEN |  | D(A,C,E)42D26+TDR | CPLC100C16MP13 | 30600 | 17.2 | 8.1 | 33800 | 27400 | 81.07% | 2.47 | 0 | 9.6 |  |  |  |  | R-410A | 2.55 | Residential & Commercial | USHP
212627734 | Central HP <5.4 tons | COLEMAN | HRCU-A-CB (Split System: Heat Pump with Remote Outdoor Unit-Air-Source) | HMH72B341 | ASPEN |  | D(A,C,E)48B36+TDR | CPLC100C16MP13 | 32600 | 17.5 | 8.1 | 33800 | 27400 | 81.07% | 2.47 | 0 | 10 |  |  |  |  | R-410A | 2.7167 | Residential & Commercial | USHP | Ducted CEE Tier 1
212627735 | Central HP <5.4 tons | COLEMAN | HRCU-A-CB (Split System: Heat Pump with Remote Outdoor Unit-Air-Source) | HMH72B341 | ASPEN |  | D(A,C,E)48C26+TDR | CPLC100C16MP13 | 30600 | 17.2 | 8.1 | 33800 | 27400 | 81.07% | 2.47 | 0 | 9.6 |  |  |  |  | R-410A | 2.55 | Residential & Commercial | USHP
212627766 | Central HP <5.4 tons | COLEMAN | HRCU-A-CB (Split System: Heat Pump with Remote Outdoor Unit-Air-Source) | HMH72B341 | ASPEN |  | C(A,C,D,E)36C26+TDR | TM8V100C16MP12 | 29800 | 16.9 | 8.5 | 34000 | 27400 | 80.59% | 2.67 | 0 | 9.5 |  |  |  |  | R-410A | 2.4833 | Residential & Commercial | USHP
211207049 | Central HP <5.4 tons | YORK | HRCU-A-CB (Split System: Heat Pump with Remote Outdoor Unit-Air-Source) | YZV48B21 |  |  | XAMC48HE3N1+CC | YPLC080C16MP13 | 43500 | 19 | 9 | 44500 | 36200 | 81.35% | 2.14 | 0 | 12 |  |  |  |  | R-410A | 3.625 | Residential & Commercial | USHP | Ducted CEE Tier 1
211207050 | Central HP <5.4 tons | YORK | HRCU-A-CB (Split System: Heat Pump with Remote Outdoor Unit-Air-Source) | YZV48B21 |  |  | XAMC48HE3N1+CC | YPLC100C16MP13 | 43500 | 19 | 9 | 44500 | 36200 | 81.35% | 2.14 | 0 | 12 |  |  |  |  | R-410A | 3.625 | Residential & Commercial | USHP | Ducted CEE Tier 1
211207031 | Central HP <5.4 tons | YORK | HRCU-A-CB (Split System: Heat Pump with Remote Outdoor Unit-Air-Source) | YZV48B21 |  |  | XAMC48HE3N1+CC | TM9V100C16MP12 | 43500 | 19 | 9 | 44000 | 36200 | 82.27% | 2.14 | 0 | 12 |  |  |  |  | R-410A | 3.625 | Residential & Commercial | USHP | Ducted CEE Tier 1
211207032 | Central HP <5.4 tons | YORK | HRCU-A-CB (Split System: Heat Pump with Remote Outdoor Unit-Air-Source) | YZV48B21 |  |  | XAMC48HE3N1+CC | TP9C100C16MP13 | 43500 | 19 | 9 | 44000 | 36200 | 82.27% | 2.14 | 0 | 12 |  |  |  |  | R-410A | 3.625 | Residential & Commercial | USHP | Ducted CEE Tier 1
212983953 | Central HP <5.4 tons | CARRIER | HRCU-A-CB (Split System: Heat Pump with Remote Outdoor Unit-Air-Source) | 38MURAQ30AB3* |  |  | CAP**4321AL* | 59SC2E060M17**14 | 30400 | 15.2 | 8.1 | 33400 | 26400 | 79.04% | 1.84 | 0 | 9 |  |  |  |  | R-410A | 2.5333 | Residential & Commercial | USHP
212984469 | Central HP <5.4 tons | CARRIER | HRCU-A-CB (Split System: Heat Pump with Remote Outdoor Unit-Air-Source) | 38MURAQ30AB3* |  |  | CAP**3721AL* | 59SC2E080M17**16 | 31000 | 15.2 | 8.5 | 33400 | 26200 | 78.44% | 1.86 | 0 | 9 |  |  |  |  | R-410A | 2.5833 | Residential & Commercial | USHP
212627785 | Central HP <5.4 tons | COLEMAN | HRCU-A-CB (Split System: Heat Pump with Remote Outdoor Unit-Air-Source) | HMH72B341 | ASPEN |  | D(A,C,E)48D36+TDR | TM8V100C16MP12 | 33400 | 17.5 | 8.5 | 34000 | 27400 | 80.59% | 2.67 | 0 | 10 |  |  |  |  | R-410A | 2.7833 | Residential & Commercial | USHP | Ducted CEE Tier 1
212627799 | Central HP <5.4 tons | COLEMAN | HRCU-A-CB (Split System: Heat Pump with Remote Outdoor Unit-Air-Source) | HMH72B341 | ASPEN |  | D(A,C,E)36D26+TDR | TMLV100C16MP12 | 30200 | 17 | 8.1 | 33800 | 27400 | 81.07% | 2.47 | 0 | 9 |  |  |  |  | R-410A | 2.5167 | Residential & Commercial | USHP
212627833 | Central HP <5.4 tons | COLEMAN | HRCU-A-CB (Split System: Heat Pump with Remote Outdoor Unit-Air-Source) | HMH72B341 | ASPEN |  | D(A,C,E)48C36+TDR | TPLC080C16MP13 | 33200 | 17.5 | 8.1 | 33800 | 27400 | 81.07% | 2.47 | 0 | 10 |  |  |  |  | R-410A | 2.7667 | Residential & Commercial | USHP | Ducted CEE Tier 1
212627852 | Central HP <5.4 tons | COLEMAN | HRCU-A-CB (Split System: Heat Pump with Remote Outdoor Unit-Air-Source) | HMH72B341 | ASPEN |  | D(A,C,E)42D26+TDR | TPLC100C16MP13 | 30600 | 17.2 | 8.1 | 33800 | 27400 | 81.07% | 2.47 | 0 | 9.6 |  |  |  |  | R-410A | 2.55 | Residential & Commercial | USHP
212627866 | Central HP <5.4 tons | COLEMAN | HRCU-A-CB (Split System: Heat Pump with Remote Outdoor Unit-Air-Source) | HMH72B341 | ASPEN |  | C(A,C,D,E)48C26+TDR | TL8E080C16UH11 | 30600 | 17.1 | 8.5 | 34000 | 27800 | 81.76% | 2.68 | 0 | 9.6 |  |  |  |  | R-410A | 2.55 | Residential & Commercial | USHP
212627883 | Central HP <5.4 tons | COLEMAN | HRCU-A-CB (Split System: Heat Pump with Remote Outdoor Unit-Air-Source) | HMH72B341 | ASPEN |  | D(A,C,E)48D36+TDR | TL8E080C16UH11 | 33400 | 17.5 | 8.5 | 34000 | 27800 | 81.76% | 2.68 | 0 | 10 |  |  |  |  | R-410A | 2.7833 | Residential & Commercial | USHP | Ducted CEE Tier 1
212627886 | Central HP <5.4 tons | COLEMAN | HRCU-A-CB (Split System: Heat Pump with Remote Outdoor Unit-Air-Source) | HMH72B341 | ASPEN |  | C(A,C,D,E)36C26+TDR | TL9E080C16UH11 | 29600 | 16.9 | 8.5 | 34000 | 28000 | 82.35% | 2.66 | 0 | 9 |  |  |  |  | R-410A | 2.4667 | Residential & Commercial | USHP
212627903 | Central HP <5.4 tons | COLEMAN | HRCU-A-CB (Split System: Heat Pump with Remote Outdoor Unit-Air-Source) | HMH72B341 | ASPEN |  | D(A,C,E)48D36+TDR | TL9E080C16UH11 | 33400 | 17.5 | 8.5 | 34000 | 28000 | 82.35% | 2.66 | 0 | 9.5 |  |  |  |  | R-410A | 2.7833 | Residential & Commercial | USHP
213785117 | Central HP <5.4 tons | CARRIER | HRCU-A-CB (Split System: Heat Pump with Remote Outdoor Unit-Air-Source) | 25VNA424A*031* |  |  | CAP**3721AL*+UI | 59MN7C060C17**14 | 24000 | 19.5 | 10.5 | 26600 | 19900 | 74.81% | 2.5 | 0 | 13 |  |  |  |  | R-410A | 2 | Residential & Commercial | USHP | Ducted CEE Tier 1
213785153 | Central HP <5.4 tons | CARRIER | HRCU-A-CB (Split System: Heat Pump with Remote Outdoor Unit-Air-Source) | 25VNA424A*031* |  |  | CAP**4224AL*+UI | 58TN*B110C21**20 | 23200 | 20 | 10 | 26600 | 19700 | 74.06% | 2.46 | 0 | 13 |  |  |  |  | R-410A | 1.9333 | Residential & Commercial | USHP | Ducted CEE Tier 1
213785183 | Central HP <5.4 tons | CARRIER | HRCU-A-CB (Split System: Heat Pump with Remote Outdoor Unit-Air-Source) | 25VNA424A*031* |  |  | CAP**4321AL*+UI | 59TN6C100C21**22 | 24200 | 20 | 10.5 | 26400 | 19700 | 74.62% | 2.54 | 0 | 13 |  |  |  |  | R-410A | 2.0167 | Residential & Commercial | USHP | Ducted CEE Tier 1
213785203 | Central HP <5.4 tons | CARRIER | HRCU-A-CB (Split System: Heat Pump with Remote Outdoor Unit-Air-Source) | 25VNA424A*031* |  |  | CSPH*3012AL*+UI | 59MN7C100C21**22 | 23400 | 19 | 10 | 26800 | 19900 | 74.25% | 2.44 | 0 | 12.5 |  |  |  |  | R-410A | 1.95 | Residential & Commercial | USHP | Ducted CEE Tier 1
216761991 | Central HP <5.4 tons | BRYANT HEATING AND COOLING SYSTEMS | HRCU-A-CB (Split System: Heat Pump with Remote Outdoor Unit-Air-Source) | 38MURAQ36AB3* | ADP |  | H,PG1K936 | 927TA60080V21*** | 38500 | 18 | 11.5 | 42500 | 41500 | 97.65% | 2.34 | 0 | 11.5 |  |  |  |  | R-410A | 3.2083 | Residential & Commercial | USHP | Ducted CEE Tier 1
212626920 | Central HP <5.4 tons | COLEMAN | HRCU-A-CB (Split System: Heat Pump with Remote Outdoor Unit-Air-Source) | HMH72B341 | ASPEN |  | D(A,C,E)42C36+TDR | TM8E100B12MP11 | 33000 | 18 | 8.5 | 33800 | 27400 | 81.07% | 2.64 | 0 | 10 |  |  |  |  | R-410A | 2.75 | Residential & Commercial | USHP | Ducted CEE Tier 1
212626927 | Central HP <5.4 tons | COLEMAN | HRCU-A-CB (Split System: Heat Pump with Remote Outdoor Unit-Air-Source) | HMH72B341 | ASPEN |  | D(A,C,E)48D36+TDR | TM8E100B12MP11 | 33600 | 18 | 8.5 | 33800 | 27400 | 81.07% | 2.64 | 0 | 10 |  |  |  |  | R-410A | 2.8 | Residential & Commercial | USHP | Ducted CEE Tier 1
212626954 | Central HP <5.4 tons | COLEMAN | HRCU-A-CB (Split System: Heat Pump with Remote Outdoor Unit-Air-Source) | HMH72B341 | ASPEN |  | C(A,C,D,E)36C26+TDR | TMLE100B12MP11 | 30000 | 17.4 | 8.1 | 33800 | 27400 | 81.07% | 2.44 | 0 | 9.5 |  |  |  |  | R-410A | 2.5 | Residential & Commercial | USHP
212627038 | Central HP <5.4 tons | COLEMAN | HRCU-A-CB (Split System: Heat Pump with Remote Outdoor Unit-Air-Source) | HMH72B341 | ASPEN |  | D(A,C,E)36B46+TDR | CP9C080C16MP13 | 33000 | 17.5 | 8.1 | 33800 | 27400 | 81.07% | 2.45 | 0 | 10 |  |  |  |  | R-410A | 2.75 | Residential & Commercial | USHP | Ducted CEE Tier 1
212627061 | Central HP <5.4 tons | COLEMAN | HRCU-A-CB (Split System: Heat Pump with Remote Outdoor Unit-Air-Source) | HMH72B341 | ASPEN |  | D(A,C,E)36B46+TDR | TM9V080C16MP12 | 33000 | 17.5 | 8.5 | 33800 | 27400 | 81.07% | 2.66 | 0 | 10 |  |  |  |  | R-410A | 2.75 | Residential & Commercial | USHP | Ducted CEE Tier 1
212627104 | Central HP <5.4 tons | COLEMAN | HRCU-A-CB (Split System: Heat Pump with Remote Outdoor Unit-Air-Source) | HMH72B341 | ASPEN |  | D(A,C,E)42B36+TDR | TM8Y100C20MP11 | 33600 | 18 | 8.3 | 33800 | 30200 | 89.35% | 2.82 | 0 | 9.5 |  |  |  |  | R-410A | 2.8 | Residential & Commercial | USHP
212627111 | Central HP <5.4 tons | COLEMAN | HRCU-A-CB (Split System: Heat Pump with Remote Outdoor Unit-Air-Source) | HMH72B341 | ASPEN |  | D(A,C,E)48B26+TDR | TM8V080C16MP12 | 30200 | 17 | 8.4 | 33800 | 27200 | 80.47% | 2.65 | 0 | 9 |  |  |  |  | R-410A | 2.5167 | Residential & Commercial | USHP
212627118 | Central HP <5.4 tons | COLEMAN | HRCU-A-CB (Split System: Heat Pump with Remote Outdoor Unit-Air-Source) | HMH72B341 | ASPEN |  | D(A,C,E)42A36+TDR | TL9E080C16UH11 | 31800 | 17.5 | 8.4 | 33800 | 27800 | 82.25% | 2.63 | 0 | 9.4 |  |  |  |  | R-410A | 2.65 | Residential & Commercial | USHP
212627136 | Central HP <5.4 tons | COLEMAN | HRCU-A-CB (Split System: Heat Pump with Remote Outdoor Unit-Air-Source) | HMH72B341 | ASPEN |  | C(A,C,D,E)42A26+TDR | TM8V080C16MP12 | 29200 | 16.7 | 8.5 | 33800 | 27200 | 80.47% | 2.67 | 0 | 9.4 |  |  |  |  | R-410A | 2.4333 | Residential & Commercial | USHP
212627145 | Central HP <5.4 tons | COLEMAN | HRCU-A-CB (Split System: Heat Pump with Remote Outdoor Unit-Air-Source) | HMH72B341 | ASPEN |  | D(A,C,E)48A36+TDR | TL9E080C16UH11 | 32200 | 17.5 | 8.5 | 33800 | 27800 | 82.25% | 2.66 | 0 | 9.4 |  |  |  |  | R-410A | 2.6833 | Residential & Commercial | USHP
212627152 | Central HP <5.4 tons | COLEMAN | HRCU-A-CB (Split System: Heat Pump with Remote Outdoor Unit-Air-Source) | HMH72B341 | ASPEN |  | C(A,C,D,E)42A26+TDR | TM8Y080C16MP11 | 29200 | 17.7 | 8.5 | 33800 | 27200 | 80.47% | 2.67 | 0 | 9.4 |  |  |  |  | R-410A | 2.4333 | Residential & Commercial | USHP
212627186 | Central HP <5.4 tons | COLEMAN | HRCU-A-CB (Split System: Heat Pump with Remote Outdoor Unit-Air-Source) | HMH72B341 | ASPEN |  | D(A,C,E)48D36+TDR | TM9E040A10MP12 | 32200 | 17 | 8.1 | 33400 | 28400 | 85.03% | 2.42 | 0 | 9.5 |  |  |  |  | R-410A | 2.6833 | Residential & Commercial | USHP
212627227 | Central HP <5.4 tons | COLEMAN | HRCU-A-CB (Split System: Heat Pump with Remote Outdoor Unit-Air-Source) | HMH72B341 | ASPEN |  | D(A,C,E)42D36+TDR | TM8V080B12MP12 | 32400 | 17 | 8.1 | 33600 | 29400 | 87.5% | 2.42 | 0 | 9.5 |  |  |  |  | R-410A | 2.7 | Residential & Commercial | USHP
212627229 | Central HP <5.4 tons | COLEMAN | HRCU-A-CB (Split System: Heat Pump with Remote Outdoor Unit-Air-Source) | HMH72B341 | ASPEN |  | D(A,C,E)48D36+TDR | TM8V080B12MP12 | 32400 | 17 | 8.1 | 33600 | 29400 | 87.5% | 2.42 | 0 | 9.5 |  |  |  |  | R-410A | 2.7 | Residential & Commercial | USHP
212627238 | Central HP <5.4 tons | COLEMAN | HRCU-A-CB (Split System: Heat Pump with Remote Outdoor Unit-Air-Source) | HMH72B341 | ASPEN |  | C(A,C,D,E)36A46+TDR | TL9E060B12UH11 | 32000 | 18 | 8.1 | 34000 | 27800 | 81.76% | 2.4 | 0 | 9.4 |  |  |  |  | R-410A | 2.6667 | Residential & Commercial | USHP
212627272 | Central HP <5.4 tons | COLEMAN | HRCU-A-CB (Split System: Heat Pump with Remote Outdoor Unit-Air-Source) | HMH72B341 | ASPEN |  | C(A,C,D,E)36C26+TDR | TM9E060B12MP12 | 29800 | 16.9 | 8.1 | 34000 | 28000 | 82.35% | 2.39 | 0 | 9 |  |  |  |  | R-410A | 2.4833 | Residential & Commercial | USHP
212627336 | Central HP <5.4 tons | COLEMAN | HRCU-A-CB (Split System: Heat Pump with Remote Outdoor Unit-Air-Source) | HMH72B341 | ASPEN |  | C(A,C,D,E)36B26+TDR | TM9V060B12MP12 | 29400 | 16.7 | 8.1 | 34000 | 27800 | 81.76% | 2.42 | 0 | 9 |  |  |  |  | R-410A | 2.45 | Residential & Commercial | USHP
212627338 | Central HP <5.4 tons | COLEMAN | HRCU-A-CB (Split System: Heat Pump with Remote Outdoor Unit-Air-Source) | HMH72B341 | ASPEN |  | C(A,C,D,E)36C26+TDR | TM9V060B12MP12 | 29800 | 16.9 | 8.1 | 34000 | 27800 | 81.76% | 2.42 | 0 | 9 |  |  |  |  | R-410A | 2.4833 | Residential & Commercial | USHP
212627347 | Central HP <5.4 tons | COLEMAN | HRCU-A-CB (Split System: Heat Pump with Remote Outdoor Unit-Air-Source) | HMH72B341 | ASPEN |  | D(A,C,E)42A46+TDR | TM9V060B12MP12 | 32600 | 17.5 | 8.1 | 34000 | 27800 | 81.76% | 2.42 | 0 | 9.5 |  |  |  |  | R-410A | 2.7167 | Residential & Commercial | USHP
212627354 | Central HP <5.4 tons | COLEMAN | HRCU-A-CB (Split System: Heat Pump with Remote Outdoor Unit-Air-Source) | HMH72B341 | ASPEN |  | D(A,C,E)48C26+TDR | TM9V060B12MP12 | 30800 | 17.2 | 8.1 | 34000 | 27800 | 81.76% | 2.42 | 0 | 9 |  |  |  |  | R-410A | 2.5667 | Residential & Commercial | USHP
212627397 | Central HP <5.4 tons | COLEMAN | HRCU-A-CB (Split System: Heat Pump with Remote Outdoor Unit-Air-Source) | HMH72B341 | ASPEN |  | D(A,C,E)42C36+TDR | TM9Y100C16MP11 | 32800 | 18 | 8.4 | 34000 | 28400 | 83.53% | 2.72 | 0 | 10 |  |  |  |  | R-410A | 2.7333 | Residential & Commercial | USHP | Ducted CEE Tier 1
212627422 | Central HP <5.4 tons | COLEMAN | HRCU-A-CB (Split System: Heat Pump with Remote Outdoor Unit-Air-Source) | HMH72B341 | ASPEN |  | C(A,C,D,E)48C26+TDR | TM8E080B12MP11 | 30600 | 17.7 | 8.5 | 34000 | 28000 | 82.35% | 2.63 | 0 | 9 |  |  |  |  | R-410A | 2.55 | Residential & Commercial | USHP
212627438 | Central HP <5.4 tons | COLEMAN | HRCU-A-CB (Split System: Heat Pump with Remote Outdoor Unit-Air-Source) | HMH72B341 | ASPEN |  | D(A,C,E)48D26+TDR | TM8E080B12MP11 | 31000 | 17.8 | 8.5 | 34000 | 28000 | 82.35% | 2.63 | 0 | 9.2 |  |  |  |  | R-410A | 2.5833 | Residential & Commercial | USHP
212627447 | Central HP <5.4 tons | COLEMAN | HRCU-A-CB (Split System: Heat Pump with Remote Outdoor Unit-Air-Source) | HMH72B341 | ASPEN |  | D(A,C,E)36B36+TDR | TM9Y080B12MP11 | 32000 | 18 | 8.1 | 34000 | 28000 | 82.35% | 2.41 | 0 | 9.4 |  |  |  |  | R-410A | 2.6667 | Residential & Commercial | USHP
214328323 | Central HP <5.4 tons | NAPOLEON | HRCU-A-CB (Split System: Heat Pump with Remote Outdoor Unit-Air-Source) | WSEHV4860RA1-N | ADP |  | H,A,DG49960 | WPV070T4BA | 46000 | 17 | 8.5 | 48000 | 34600 | 72.08% | 1.8 | 0 | 10 |  |  |  |  | R-410A | 3.8333 | Residential & Commercial | USHP | Ducted CEE Tier 1
214331342 | Central HP <5.4 tons | NAPOLEON | HRCU-A-CB (Split System: Heat Pump with Remote Outdoor Unit-Air-Source) | WSEHV4860RA1-N | ADP |  | H,A,DG50960 | WPV070T4BA | 46000 | 17 | 8.5 | 48000 | 34600 | 72.08% | 1.8 | 0 | 10 |  |  |  |  | R-410A | 3.8333 | Residential & Commercial | USHP | Ducted CEE Tier 1
215935334 | Central HP <5.4 tons | CARRIER | HRCU-A-CB (Split System: Heat Pump with Remote Outdoor Unit-Air-Source) | 27VNA336A*030* |  |  | CVAMA6024XMA*+UI | 58TN*B070C21**20 | 35400 | 21.5 | 8.5 | 38000 | 28600 | 75.26% | 2.04 | 0 | 12 |  |  |  |  | R-454B | 2.95 | Residential & Commercial | USHP | Ducted CEE Tier 1
216440011 | Central HP <5.4 tons | AMERICAN STANDARD | HRCU-A-CB (Split System: Heat Pump with Remote Outdoor Unit-Air-Source) | 5A6V0X36A1 |  |  | 5PX*B004AS3 | L8V1A060U3VSB+LRP | 34000 | 18.6 | 9.7 | 31800 | 25000 | 78.62% | 2.1 | 0 | 11.7 |  |  |  |  | R-454B | 2.8333 | Residential & Commercial | USHP | Ducted CEE Tier 1
216756689 | Central HP <5.4 tons | TEMPSTAR | HRCU-A-CB (Split System: Heat Pump with Remote Outdoor Unit-Air-Source) | D5CUHAH30AAK |  |  | EA*5X37M21A* | *80VTL1102122B* | 31000 | 15.2 | 9 | 34200 | 30200 | 88.3% | 1.8 | 0 | 9.5 |  |  |  |  | R-454B | 2.5833 | Residential & Commercial | USHP
215662846 | Central HP <5.4 tons | COMFORTMAKER | HRCU-A-CB (Split System: Heat Pump with Remote Outdoor Unit-Air-Source) | C5H0V36*K*AAA* |  |  | FCMA5B48L0C*+WALLCON | 0 | 34800 | 19 | 9 | 34600 | 24600 | 71.1% | 1.96 | 0 | 11 |  |  |  |  | R-454B | 2.9 | Residential & Commercial | USHP | Ducted CEE Tier 1
215667060 | Central HP <5.4 tons | COMFORTMAKER | HRCU-A-CB (Split System: Heat Pump with Remote Outdoor Unit-Air-Source) | C5H0V24*K*AAA* |  |  | EA*5X24M17A*+WALLCON | *80CTL0901716B* | 22800 | 17 | 9 | 24000 | 16800 | 70% | 1.96 | 0 | 10 |  |  |  |  | R-454B | 1.9 | Residential & Commercial | USHP | Ducted CEE Tier 1
212627452 | Central HP <5.4 tons | COLEMAN | HRCU-A-CB (Split System: Heat Pump with Remote Outdoor Unit-Air-Source) | HMH72B341 | ASPEN |  | D(A,C,E)42A46+TDR | TM9Y080B12MP11 | 32400 | 18 | 8.1 | 34000 | 28000 | 82.35% | 2.41 | 0 | 9.5 |  |  |  |  | R-410A | 2.7 | Residential & Commercial | USHP
212621497 | Central HP <5.4 tons | COLEMAN | HRCU-A-CB (Split System: Heat Pump with Remote Outdoor Unit-Air-Source) | HMH72B341 | ASPEN |  | C(A,C,D,E)48A24+TDR | TM9Y120D20MP11 | 29400 | 15.8 | 8.4 | 32000 | 28000 | 87.5% | 2.75 | 0 | 9 |  |  |  |  | R-410A | 2.45 | Residential & Commercial | USHP
212621520 | Central HP <5.4 tons | COLEMAN | HRCU-A-CB (Split System: Heat Pump with Remote Outdoor Unit-Air-Source) | HMH72B341 | ASPEN |  | C(A,C,D,E)42B34+TDR | CPLC100C20MP13 | 31600 | 16.5 | 8.1 | 32200 | 27600 | 85.71% | 2.44 | 0 | 8.9 |  |  |  |  | R-410A | 2.6333 | Residential & Commercial | USHP
212621536 | Central HP <5.4 tons | COLEMAN | HRCU-A-CB (Split System: Heat Pump with Remote Outdoor Unit-Air-Source) | HMH72B341 | ASPEN |  | C(A,C,D,E)42B34+TDR | TM8V100C20MP12 | 31600 | 16.5 | 8.1 | 32200 | 27600 | 85.71% | 2.44 | 0 | 8.9 |  |  |  |  | R-410A | 2.6333 | Residential & Commercial | USHP
212621538 | Central HP <5.4 tons | COLEMAN | HRCU-A-CB (Split System: Heat Pump with Remote Outdoor Unit-Air-Source) | HMH72B341 | ASPEN |  | D(A,C,E)36A34+TDR | TM8V100C20MP12 | 31000 | 16.3 | 8.1 | 32200 | 27600 | 85.71% | 2.44 | 0 | 8.8 |  |  |  |  | R-410A | 2.5833 | Residential & Commercial | USHP
212621606 | Central HP <5.4 tons | COLEMAN | HRCU-A-CB (Split System: Heat Pump with Remote Outdoor Unit-Air-Source) | HMH72B341 | ASPEN |  | C(A,C,D,E)48B24+TDR | CPLC100C20MP13 | 29600 | 15.9 | 8.1 | 32400 | 27400 | 84.57% | 2.45 | 0 | 8 |  |  |  |  | R-410A | 2.4667 | Residential & Commercial | USHP
212621611 | Central HP <5.4 tons | COLEMAN | HRCU-A-CB (Split System: Heat Pump with Remote Outdoor Unit-Air-Source) | HMH72B341 | ASPEN |  | C(A,C,D,E)48B24+TDR | CPLC120C20MP13 | 29600 | 15.9 | 8.1 | 32400 | 27400 | 84.57% | 2.45 | 0 | 8 |  |  |  |  | R-410A | 2.4667 | Residential & Commercial | USHP
212621613 | Central HP <5.4 tons | COLEMAN | HRCU-A-CB (Split System: Heat Pump with Remote Outdoor Unit-Air-Source) | HMH72B341 | ASPEN |  | D(A,C,E)42C24+TDR | CPLC120C20MP13 | 29600 | 15.9 | 8.1 | 32400 | 27400 | 84.57% | 2.45 | 0 | 8 |  |  |  |  | R-410A | 2.4667 | Residential & Commercial | USHP
212627919 | Central HP <5.4 tons | COLEMAN | HRCU-A-CB (Split System: Heat Pump with Remote Outdoor Unit-Air-Source) | HMH72B341 | ASPEN |  | D(A,C,E)36D36+TDR | CP9C100C16MP13 | 32800 | 17.5 | 8.1 | 34000 | 27400 | 80.59% | 2.47 | 0 | 10 |  |  |  |  | R-410A | 2.7333 | Residential & Commercial | USHP | Ducted CEE Tier 1
212627933 | Central HP <5.4 tons | COLEMAN | HRCU-A-CB (Split System: Heat Pump with Remote Outdoor Unit-Air-Source) | HMH72B341 | ASPEN |  | C(A,C,D,E)36B36+TDR | TM8Y080C16MP11 | 32000 | 18.5 | 8.5 | 34000 | 27400 | 80.59% | 2.67 | 0 | 9.9 |  |  |  |  | R-410A | 2.6667 | Residential & Commercial | USHP
212627935 | Central HP <5.4 tons | COLEMAN | HRCU-A-CB (Split System: Heat Pump with Remote Outdoor Unit-Air-Source) | HMH72B341 | ASPEN |  | C(A,C,D,E)36C36+TDR | TM8Y080C16MP11 | 32400 | 18.5 | 8.5 | 34000 | 27400 | 80.59% | 2.67 | 0 | 10 |  |  |  |  | R-410A | 2.7 | Residential & Commercial | USHP | Ducted CEE Tier 1
212627950 | Central HP <5.4 tons | COLEMAN | HRCU-A-CB (Split System: Heat Pump with Remote Outdoor Unit-Air-Source) | HMH72B341 | ASPEN |  | D(A,C,E)48C26+TDR | TM8Y080C16MP11 | 30600 | 18.1 | 8.5 | 34000 | 27400 | 80.59% | 2.67 | 0 | 9.6 |  |  |  |  | R-410A | 2.55 | Residential & Commercial | USHP
212627951 | Central HP <5.4 tons | COLEMAN | HRCU-A-CB (Split System: Heat Pump with Remote Outdoor Unit-Air-Source) | HMH72B341 | ASPEN |  | D(A,C,E)48C36+TDR | TM8Y080C16MP11 | 33200 | 18.5 | 8.5 | 34000 | 27400 | 80.59% | 2.67 | 0 | 10 |  |  |  |  | R-410A | 2.7667 | Residential & Commercial | USHP | Ducted CEE Tier 1
212984410 | Central HP <5.4 tons | BRYANT HEATING AND COOLING SYSTEMS | HRCU-A-CB (Split System: Heat Pump with Remote Outdoor Unit-Air-Source) | 38MURAQ36AB3* |  |  | CAP**4821AL* | 912SE48080M17*** | 35800 | 16.5 | 8.5 | 37800 | 34600 | 91.53% | 2.02 | 0 | 10 |  |  |  |  | R-410A | 2.9833 | Residential & Commercial | USHP | Ducted CEE Tier 1
211708423 | Central HP <5.4 tons | COLEMAN | HRCU-A-CB (Split System: Heat Pump with Remote Outdoor Unit-Air-Source) | THF2B48T21 | ASPEN |  | D(A,C,E)48D36+TDR | TL9E080C16UH11 | 45000 | 16 | 8.2 | 44000 | 31200 | 70.91% | 3.1 | 0 | 11.9 |  |  |  |  | R-410A | 3.75 | Residential & Commercial | USHP | Ducted CEE Tier 1
216796467 | Central HP <5.4 tons | TRANE | HRCU-A-CB (Split System: Heat Pump with Remote Outdoor Unit-Air-Source) | 5TWR5036A1 | ASPEN |  | D(A,C,E)48C3J+TDR | S8V2C080M5PCB | 31600 | 15.5 | 8.5 | 31400 | 22000 | 70.06% | 3 | 0 | 12 |  |  |  |  | R-454B | 2.6333 | Residential & Commercial | USHP | Ducted CEE Tier 1
216735969 | Central HP <5.4 tons | BRYANT HEATING AND COOLING SYSTEMS | HRCU-A-CB (Split System: Heat Pump with Remote Outdoor Unit-Air-Source) | 37MUHAQ24AA3 |  |  | CAA**3721AM* | 986TD60080C21*** | 23400 | 16 | 8.5 | 20800 | 18500 | 88.94% | 1.98 | 0 | 11 |  |  |  |  | R-454B | 1.95 | Residential & Commercial | USHP | Ducted CEE Tier 1
216736953 | Central HP <5.4 tons | BRYANT HEATING AND COOLING SYSTEMS | HRCU-A-CB (Split System: Heat Pump with Remote Outdoor Unit-Air-Source) | 37MUHAQ24AA3 |  |  | CSAH*2412AM* | 927TA66120V24*** | 22400 | 15.2 | 8.1 | 21200 | 19100 | 90.09% | 1.85 | 0 | 10.5 |  |  |  |  | R-454B | 1.8667 | Residential & Commercial | USHP | Ducted CEE Tier 1
214327250 | Central HP <5.4 tons | FRIEDRICH | HRCU-A-CB (Split System: Heat Pump with Remote Outdoor Unit-Air-Source) | FRP18AZ36AJVC |  |  | RCFZ3621MEAAM | FR801V0704A17UHU | 34200 | 19 | 8.5 | 34200 | 43500 | 127.2% | 2.2 | 0 | 12.5 |  |  |  |  | R-410A | 2.85 | Residential & Commercial | USHP | Ducted CEE Tier 1
212621620 | Central HP <5.4 tons | COLEMAN | HRCU-A-CB (Split System: Heat Pump with Remote Outdoor Unit-Air-Source) | HMH72B341 | ASPEN |  | C(A,C,D,E)36C24+TDR | TM8V120C20MP12 | 29000 | 15.8 | 8.5 | 32400 | 27400 | 84.57% | 2.7 | 0 | 8.5 |  |  |  |  | R-410A | 2.4167 | Residential & Commercial | USHP
212621636 | Central HP <5.4 tons | COLEMAN | HRCU-A-CB (Split System: Heat Pump with Remote Outdoor Unit-Air-Source) | HMH72B341 | ASPEN |  | C(A,C,D,E)48B24+TDR | TPLC120C20MP13 | 29600 | 15.9 | 8.1 | 32400 | 27400 | 84.57% | 2.45 | 0 | 8 |  |  |  |  | R-410A | 2.4667 | Residential & Commercial | USHP
212621672 | Central HP <5.4 tons | COLEMAN | HRCU-A-CB (Split System: Heat Pump with Remote Outdoor Unit-Air-Source) | HMH72B341 | ASPEN |  | D(A,C,E)36B44+TDR | CPLC120C20MP13 | 32400 | 16.5 | 8.1 | 32400 | 27800 | 85.8% | 2.44 | 0 | 9 |  |  |  |  | R-410A | 2.7 | Residential & Commercial | USHP
212621681 | Central HP <5.4 tons | COLEMAN | HRCU-A-CB (Split System: Heat Pump with Remote Outdoor Unit-Air-Source) | HMH72B341 | ASPEN |  | D(A,C,E)48C24+TDR | CPLC120C20MP13 | 30000 | 16 | 8.1 | 32400 | 27800 | 85.8% | 2.44 | 0 | 8.6 |  |  |  |  | R-410A | 2.5 | Residential & Commercial | USHP
212621690 | Central HP <5.4 tons | COLEMAN | HRCU-A-CB (Split System: Heat Pump with Remote Outdoor Unit-Air-Source) | HMH72B341 | ASPEN |  | C(A,C,D,E)42D24+TDR | TM8V100C20MP12 | 30000 | 16 | 8.1 | 32400 | 27800 | 85.8% | 2.44 | 0 | 8.6 |  |  |  |  | R-410A | 2.5 | Residential & Commercial | USHP
212621695 | Central HP <5.4 tons | COLEMAN | HRCU-A-CB (Split System: Heat Pump with Remote Outdoor Unit-Air-Source) | HMH72B341 | ASPEN |  | D(A,C,E)36B44+TDR | TM8V100C20MP12 | 32400 | 16.5 | 8.1 | 32400 | 27800 | 85.8% | 2.44 | 0 | 9 |  |  |  |  | R-410A | 2.7 | Residential & Commercial | USHP
212621720 | Central HP <5.4 tons | COLEMAN | HRCU-A-CB (Split System: Heat Pump with Remote Outdoor Unit-Air-Source) | HMH72B341 | ASPEN |  | D(A,C,E)36D34+TDR | TM8V120C20MP12 | 32200 | 16.5 | 8.5 | 32400 | 27800 | 85.8% | 2.7 | 0 | 9 |  |  |  |  | R-410A | 2.6833 | Residential & Commercial | USHP
212621772 | Central HP <5.4 tons | COLEMAN | HRCU-A-CB (Split System: Heat Pump with Remote Outdoor Unit-Air-Source) | HMH72B341 | ASPEN |  | D(A,C,E)48B34+TDR | TPLC100C20MP13 | 32000 | 16.5 | 8.1 | 32400 | 27800 | 85.8% | 2.44 | 0 | 8.9 |  |  |  |  | R-410A | 2.6667 | Residential & Commercial | USHP
212984960 | Central HP <5.4 tons | BRYANT HEATING AND COOLING SYSTEMS | HRCU-A-CB (Split System: Heat Pump with Remote Outdoor Unit-Air-Source) | 38MURAQ30AB3* |  |  | CAP**3621AL* | 912SE60080M21*** | 30000 | 15.2 | 8.1 | 34400 | 28000 | 81.4% | 1.78 | 0 | 9 |  |  |  |  | R-410A | 2.5 | Residential & Commercial | USHP
212985276 | Central HP <5.4 tons | BRYANT HEATING AND COOLING SYSTEMS | HRCU-A-CB (Split System: Heat Pump with Remote Outdoor Unit-Air-Source) | 38MURAQ30AB3* |  |  | CAP**4221AL* | 912SE60100M21*** | 30200 | 15.2 | 8.1 | 34200 | 27400 | 80.12% | 1.8 | 0 | 9 |  |  |  |  | R-410A | 2.5167 | Residential & Commercial | USHP
212987748 | Central HP <5.4 tons | BRYANT HEATING AND COOLING SYSTEMS | HRCU-A-CB (Split System: Heat Pump with Remote Outdoor Unit-Air-Source) | 38MURAQ30AB3* |  |  | CAP**4224AL* | 916SA60080M21*** | 29800 | 15.2 | 8.1 | 34200 | 27600 | 80.7% | 1.8 | 0 | 9 |  |  |  |  | R-410A | 2.4833 | Residential & Commercial | USHP
216734684 | Central HP <5.4 tons | BRYANT HEATING AND COOLING SYSTEMS | HRCU-A-CB (Split System: Heat Pump with Remote Outdoor Unit-Air-Source) | 37MUHAQ24AA3 |  |  | CAA**3617AM* | 926SB30040V14*** | 22200 | 15.5 | 8.1 | 21000 | 18800 | 89.52% | 1.85 | 0 | 10.5 |  |  |  |  | R-454B | 1.85 | Residential & Commercial | USHP | Ducted CEE Tier 1
216734809 | Central HP <5.4 tons | BRYANT HEATING AND COOLING SYSTEMS | HRCU-A-CB (Split System: Heat Pump with Remote Outdoor Unit-Air-Source) | 37MUHAQ24AA3 |  |  | CAA**3617AM* | 926TC48060V17*** | 22400 | 16 | 8.5 | 20800 | 18700 | 89.9% | 1.96 | 0 | 10.5 |  |  |  |  | R-454B | 1.8667 | Residential & Commercial | USHP | Ducted CEE Tier 1
216734820 | Central HP <5.4 tons | BRYANT HEATING AND COOLING SYSTEMS | HRCU-A-CB (Split System: Heat Pump with Remote Outdoor Unit-Air-Source) | 37MUHAQ24AA3 |  |  | CAA**3617AM* | 926TC48080V17*** | 22200 | 16 | 8.1 | 20800 | 18700 | 89.9% | 1.85 | 0 | 10.5 |  |  |  |  | R-454B | 1.85 | Residential & Commercial | USHP | Ducted CEE Tier 1
216735270 | Central HP <5.4 tons | BRYANT HEATING AND COOLING SYSTEMS | HRCU-A-CB (Split System: Heat Pump with Remote Outdoor Unit-Air-Source) | 37MUHAQ24AA3 |  |  | CAA**3717AM* | 935SB48060M17*** | 22800 | 16.5 | 8.5 | 20600 | 18400 | 89.32% | 1.96 | 0 | 11 |  |  |  |  | R-454B | 1.9 | Residential & Commercial | USHP | Ducted CEE Tier 1
212621797 | Central HP <5.4 tons | COLEMAN | HRCU-A-CB (Split System: Heat Pump with Remote Outdoor Unit-Air-Source) | HMH72B341 | ASPEN |  | D(A,C,E)48C34+TDR | TPLC120C20MP13 | 32600 | 16.5 | 8.1 | 32400 | 27800 | 85.8% | 2.44 | 0 | 9 |  |  |  |  | R-410A | 2.7167 | Residential & Commercial | USHP
212621804 | Central HP <5.4 tons | COLEMAN | HRCU-A-CB (Split System: Heat Pump with Remote Outdoor Unit-Air-Source) | HMH72B341 | ASPEN |  | C(A,C,D,E)36C34+TDR | TM9Y120D20MP11 | 32000 | 16.5 | 8.5 | 32400 | 28200 | 87.04% | 2.77 | 0 | 9.4 |  |  |  |  | R-410A | 2.6667 | Residential & Commercial | USHP
212621813 | Central HP <5.4 tons | COLEMAN | HRCU-A-CB (Split System: Heat Pump with Remote Outdoor Unit-Air-Source) | HMH72B341 | ASPEN |  | D(A,C,E)36A34+TDR | TM9Y120D20MP11 | 31200 | 16.3 | 8.5 | 32400 | 28200 | 87.04% | 2.77 | 0 | 9.3 |  |  |  |  | R-410A | 2.6 | Residential & Commercial | USHP
212621815 | Central HP <5.4 tons | COLEMAN | HRCU-A-CB (Split System: Heat Pump with Remote Outdoor Unit-Air-Source) | HMH72B341 | ASPEN |  | D(A,C,E)36B34+TDR | TM9Y120D20MP11 | 31600 | 16.5 | 8.5 | 32400 | 28200 | 87.04% | 2.77 | 0 | 9.3 |  |  |  |  | R-410A | 2.6333 | Residential & Commercial | USHP
212621820 | Central HP <5.4 tons | COLEMAN | HRCU-A-CB (Split System: Heat Pump with Remote Outdoor Unit-Air-Source) | HMH72B341 | ASPEN |  | D(A,C,E)42A44+TDR | TM9Y120D20MP11 | 32000 | 16.5 | 8.5 | 32400 | 28200 | 87.04% | 2.77 | 0 | 9.4 |  |  |  |  | R-410A | 2.6667 | Residential & Commercial | USHP
212621845 | Central HP <5.4 tons | COLEMAN | HRCU-A-CB (Split System: Heat Pump with Remote Outdoor Unit-Air-Source) | HMH72B341 | ASPEN |  | C(A,C,D,E)36B34+TDR | CP9C120D20MP13 | 31600 | 17 | 8.1 | 32400 | 28200 | 87.04% | 2.51 | 0 | 9.3 |  |  |  |  | R-410A | 2.6333 | Residential & Commercial | USHP
212621865 | Central HP <5.4 tons | COLEMAN | HRCU-A-CB (Split System: Heat Pump with Remote Outdoor Unit-Air-Source) | HMH72B341 | ASPEN |  | D(A,C,E)48C34+TDR | CP9C120D20MP13 | 32800 | 17 | 8.1 | 32400 | 28200 | 87.04% | 2.51 | 0 | 9.5 |  |  |  |  | R-410A | 2.7333 | Residential & Commercial | USHP
212621897 | Central HP <5.4 tons | COLEMAN | HRCU-A-CB (Split System: Heat Pump with Remote Outdoor Unit-Air-Source) | HMH72B341 | ASPEN |  | C(A,C,D,E)42C24+TDR | TP9C120D20MP13 | 29800 | 16.4 | 8.1 | 32400 | 28200 | 87.04% | 2.51 | 0 | 9 |  |  |  |  | R-410A | 2.4833 | Residential & Commercial | USHP
212621899 | Central HP <5.4 tons | COLEMAN | HRCU-A-CB (Split System: Heat Pump with Remote Outdoor Unit-Air-Source) | HMH72B341 | ASPEN |  | C(A,C,D,E)48C24+TDR | TP9C120D20MP13 | 30200 | 16.5 | 8.1 | 32400 | 28200 | 87.04% | 2.51 | 0 | 9.1 |  |  |  |  | R-410A | 2.5167 | Residential & Commercial | USHP
212621940 | Central HP <5.4 tons | COLEMAN | HRCU-A-CB (Split System: Heat Pump with Remote Outdoor Unit-Air-Source) | HMH72B341 | ASPEN |  | C(A,C,D,E)36D24+TDR | TM9V040A10MP12 | 30000 | 16.6 | 8.1 | 33200 | 27400 | 82.53% | 2.41 | 0 | 9.1 |  |  |  |  | R-410A | 2.5 | Residential & Commercial | USHP
212621947 | Central HP <5.4 tons | COLEMAN | HRCU-A-CB (Split System: Heat Pump with Remote Outdoor Unit-Air-Source) | HMH72B341 | ASPEN |  | D(A,C,E)36A44+TDR | TM9V040A10MP12 | 31400 | 17 | 8.1 | 33200 | 27400 | 82.53% | 2.41 | 0 | 9.4 |  |  |  |  | R-410A | 2.6167 | Residential & Commercial | USHP
212621999 | Central HP <5.4 tons | COLEMAN | HRCU-A-CB (Split System: Heat Pump with Remote Outdoor Unit-Air-Source) | HMH72B341 | ASPEN |  | D(A,C,E)48C34+TDR | TM9E100C20MP12 | 33200 | 15.5 | 8.1 | 33200 | 27000 | 81.33% | 2.43 | 0 | 10 |  |  |  |  | R-410A | 2.7667 | Residential & Commercial | USHP | Ducted CEE Tier 1
212622065 | Central HP <5.4 tons | COLEMAN | HRCU-A-CB (Split System: Heat Pump with Remote Outdoor Unit-Air-Source) | HMH72B341 | ASPEN |  | C(A,C,D,E)36B34+TDR | TM8Y060A12MP11 | 32000 | 18 | 8.1 | 33400 | 27400 | 82.04% | 2.42 | 0 | 9.9 |  |  |  |  | R-410A | 2.6667 | Residential & Commercial | USHP
212622074 | Central HP <5.4 tons | COLEMAN | HRCU-A-CB (Split System: Heat Pump with Remote Outdoor Unit-Air-Source) | HMH72B341 | ASPEN |  | C(A,C,D,E)48D24+TDR | TM8Y060A12MP11 | 31200 | 17.8 | 8.1 | 33400 | 27400 | 82.04% | 2.42 | 0 | 9.7 |  |  |  |  | R-410A | 2.6 | Residential & Commercial | USHP
212622090 | Central HP <5.4 tons | COLEMAN | HRCU-A-CB (Split System: Heat Pump with Remote Outdoor Unit-Air-Source) | HMH72B341 | ASPEN |  | D(A,C,E)48D24+TDR | TM8Y060A12MP11 | 31200 | 17.8 | 8.1 | 33400 | 27400 | 82.04% | 2.42 | 0 | 9.7 |  |  |  |  | R-410A | 2.6 | Residential & Commercial | USHP
212622131 | Central HP <5.4 tons | COLEMAN | HRCU-A-CB (Split System: Heat Pump with Remote Outdoor Unit-Air-Source) | HMH72B341 | ASPEN |  | D(A,C,E)48C24+TDR | TM8Y080B12MP11 | 31000 | 17.7 | 8.5 | 33400 | 27400 | 82.04% | 2.65 | 0 | 9 |  |  |  |  | R-410A | 2.5833 | Residential & Commercial | USHP
212622288 | Central HP <5.4 tons | COLEMAN | HRCU-A-CB (Split System: Heat Pump with Remote Outdoor Unit-Air-Source) | HMH72B341 | ASPEN |  | C(A,C,D,E)42A24+TDR | TM8E100C16MP11 | 30800 | 17.9 | 8.1 | 33600 | 28200 | 83.93% | 2.64 | 0 | 9.8 |  |  |  |  | R-410A | 2.5667 | Residential & Commercial | USHP
212622397 | Central HP <5.4 tons | COLEMAN | HRCU-A-CB (Split System: Heat Pump with Remote Outdoor Unit-Air-Source) | HMH72B341 | ASPEN |  | D(A,C,E)36A34+TDR | TM8Y100C20MP11 | 33600 | 18 | 8.1 | 33600 | 30000 | 89.29% | 2.72 | 0 | 9.5 |  |  |  |  | R-410A | 2.8 | Residential & Commercial | USHP
212622447 | Central HP <5.4 tons | COLEMAN | HRCU-A-CB (Split System: Heat Pump with Remote Outdoor Unit-Air-Source) | HMH72B341 | ASPEN |  | C(A,C,D,E)36C24+TDR | TM9E100C16MP12 | 30000 | 17.4 | 8.5 | 33600 | 27200 | 80.95% | 2.66 | 0 | 9.5 |  |  |  |  | R-410A | 2.5 | Residential & Commercial | USHP
212622481 | Central HP <5.4 tons | COLEMAN | HRCU-A-CB (Split System: Heat Pump with Remote Outdoor Unit-Air-Source) | HMH72B341 | ASPEN |  | C(A,C,D,E)48A24+TDR | TL8E100C20UH11 | 29600 | 16.9 | 8.3 | 33600 | 27200 | 80.95% | 2.65 | 0 | 9.5 |  |  |  |  | R-410A | 2.4667 | Residential & Commercial | USHP
212622490 | Central HP <5.4 tons | COLEMAN | HRCU-A-CB (Split System: Heat Pump with Remote Outdoor Unit-Air-Source) | HMH72B341 | ASPEN |  | C(A,C,D,E)48A24+TDR | TM9V100C20MP12 | 29600 | 16.9 | 8.4 | 33600 | 28000 | 83.33% | 2.68 | 0 | 9 |  |  |  |  | R-410A | 2.4667 | Residential & Commercial | USHP
216754789 | Central HP <5.4 tons | TEMPSTAR | HRCU-A-CB (Split System: Heat Pump with Remote Outdoor Unit-Air-Source) | D5CUHAH30AAK |  |  | EA*5X37M21A* | *80CSU0601716A* | 31800 | 15.2 | 9 | 34400 | 30200 | 87.79% | 1.8 | 0 | 9.5 |  |  |  |  | R-454B | 2.65 | Residential & Commercial | USHP
212622649 | Central HP <5.4 tons | COLEMAN | HRCU-A-CB (Split System: Heat Pump with Remote Outdoor Unit-Air-Source) | HMH72B341 | ASPEN |  | C(A,C,D,E)36B34+TDR | TM9Y100C16MP11 | 32800 | 18 | 8.2 | 33800 | 28200 | 83.43% | 2.66 | 0 | 10 |  |  |  |  | R-410A | 2.7333 | Residential & Commercial | USHP | Ducted CEE Tier 1
212622651 | Central HP <5.4 tons | COLEMAN | HRCU-A-CB (Split System: Heat Pump with Remote Outdoor Unit-Air-Source) | HMH72B341 | ASPEN |  | D(A,C,E)36B34+TDR | TM9Y100C16MP11 | 32800 | 18 | 8.2 | 33800 | 28200 | 83.43% | 2.66 | 0 | 10 |  |  |  |  | R-410A | 2.7333 | Residential & Commercial | USHP | Ducted CEE Tier 1
212622756 | Central HP <5.4 tons | COLEMAN | HRCU-A-CB (Split System: Heat Pump with Remote Outdoor Unit-Air-Source) | HMH72B341 | ASPEN |  | C(A,C,D,E)36B34+TDR | TM9E060A10MP12 | 31800 | 17.5 | 8.1 | 33800 | 27400 | 81.07% | 2.4 | 0 | 9.4 |  |  |  |  | R-410A | 2.65 | Residential & Commercial | USHP
212622774 | Central HP <5.4 tons | COLEMAN | HRCU-A-CB (Split System: Heat Pump with Remote Outdoor Unit-Air-Source) | HMH72B341 | ASPEN |  | D(A,C,E)42C24+TDR | TM9E060A10MP12 | 30200 | 17.1 | 8.1 | 33800 | 27400 | 81.07% | 2.4 | 0 | 9.1 |  |  |  |  | R-410A | 2.5167 | Residential & Commercial | USHP
214066900 | Central HP <5.4 tons | FRIEDRICH | HRCU-A-CB (Split System: Heat Pump with Remote Outdoor Unit-Air-Source) | RD17AZ36AJ3N |  |  | TCFZ3621MTANM | FR951V0703A17M4 | 34200 | 18 | 8.1 | 34200 | 29600 | 86.55% | 1.9 | 0 | 10 |  |  |  |  | R-410A | 2.85 | Residential & Commercial | USHP | Ducted CEE Tier 1
216735788 | Central HP <5.4 tons | BRYANT HEATING AND COOLING SYSTEMS | HRCU-A-CB (Split System: Heat Pump with Remote Outdoor Unit-Air-Source) | 37MUHAQ24AA3 |  |  | CAA**3721AM* | 912SE60100M21*** | 23000 | 16.5 | 8.5 | 20600 | 18400 | 89.32% | 1.98 | 0 | 11 |  |  |  |  | R-454B | 1.9167 | Residential & Commercial | USHP | Ducted CEE Tier 1
216734486 | Central HP <5.4 tons | BRYANT HEATING AND COOLING SYSTEMS | HRCU-A-CB (Split System: Heat Pump with Remote Outdoor Unit-Air-Source) | 37MUHAQ24AA3 |  |  | CAA**3617AM* | 88*TB36070C14*** | 22200 | 16.5 | 8.1 | 20800 | 18600 | 89.42% | 1.85 | 0 | 11 |  |  |  |  | R-454B | 1.85 | Residential & Commercial | USHP | Ducted CEE Tier 1
215941585 | Central HP <5.4 tons | BRYANT HEATING AND COOLING SYSTEMS | HRCU-A-CB (Split System: Heat Pump with Remote Outdoor Unit-Air-Source) | 293VAN048**AA* |  |  | CVAVA4824XMA*+UI | 986TD60080C21*** | 44500 | 20 | 8.1 | 52000 | 38000 | 73.08% | 1.9 | 0 | 11 |  |  |  |  | R-454B | 3.7083 | Residential & Commercial | USHP | Ducted CEE Tier 1
214569659 | Central HP <5.4 tons | BRYANT HEATING AND COOLING SYSTEMS | HRCU-A-CB (Split System: Heat Pump with Remote Outdoor Unit-Air-Source) | 284ANV036*0**B* |  |  | CSPH*6012AL*+UI | 935CB60080C21*** | 34400 | 18.5 | 9 | 36000 | 25400 | 70.56% | 2.04 | 0 | 12 |  |  |  |  | R-410A | 2.8667 | Residential & Commercial | USHP | Ducted CEE Tier 1
214569411 | Central HP <5.4 tons | BRYANT HEATING AND COOLING SYSTEMS | HRCU-A-CB (Split System: Heat Pump with Remote Outdoor Unit-Air-Source) | 284ANV048*0**B* |  |  | CAP**4824AL*+UI | 935CB60080C21*** | 43500 | 20.5 | 9.5 | 46500 | 36400 | 78.28% | 2.26 | 0 | 11.5 |  |  |  |  | R-410A | 3.625 | Residential & Commercial | USHP | Ducted CEE Tier 1
215669945 | Central HP <5.4 tons | COMFORTMAKER | HRCU-A-CB (Split System: Heat Pump with Remote Outdoor Unit-Air-Source) | C5H0V36*K*AAA* |  |  | ESH5X42M12A*+WALLCON | *80CSU0601716A* | 34000 | 16.5 | 8.5 | 35600 | 25400 | 71.35% | 1.78 | 0 | 9.5 |  |  |  |  | R-454B | 2.8333 | Residential & Commercial | USHP
212622781 | Central HP <5.4 tons | COLEMAN | HRCU-A-CB (Split System: Heat Pump with Remote Outdoor Unit-Air-Source) | HMH72B341 | ASPEN |  | D(A,C,E)48D24+TDR | TM9E060A10MP12 | 31000 | 17.3 | 8.1 | 33800 | 27400 | 81.07% | 2.4 | 0 | 9.2 |  |  |  |  | R-410A | 2.5833 | Residential & Commercial | USHP
212622840 | Central HP <5.4 tons | COLEMAN | HRCU-A-CB (Split System: Heat Pump with Remote Outdoor Unit-Air-Source) | HMH72B341 | ASPEN |  | D(A,C,E)36C34+TDR | TM8E080C16MP11 | 33000 | 18 | 8.3 | 33800 | 28600 | 84.62% | 2.7 | 0 | 10 |  |  |  |  | R-410A | 2.75 | Residential & Commercial | USHP | Ducted CEE Tier 1
212622883 | Central HP <5.4 tons | COLEMAN | HRCU-A-CB (Split System: Heat Pump with Remote Outdoor Unit-Air-Source) | HMH72B341 | ASPEN |  | D(A,C,E)42D24+TDR | TM9V080B12MP12 | 31800 | 17 | 8.4 | 33800 | 29600 | 87.57% | 2.72 | 0 | 9 |  |  |  |  | R-410A | 2.65 | Residential & Commercial | USHP
212623049 | Central HP <5.4 tons | COLEMAN | HRCU-A-CB (Split System: Heat Pump with Remote Outdoor Unit-Air-Source) | HMH72B341 | ASPEN |  | D(A,C,E)36B34+TDR | TM9E080B12MP12 | 32200 | 17.5 | 8.5 | 33800 | 27400 | 81.07% | 2.65 | 0 | 9.9 |  |  |  |  | R-410A | 2.6833 | Residential & Commercial | USHP
212623117 | Central HP <5.4 tons | COLEMAN | HRCU-A-CB (Split System: Heat Pump with Remote Outdoor Unit-Air-Source) | HMH72B341 | ASPEN |  | C(A,C,D,E)48D24+TDR | TM8E060A12MP11 | 31200 | 17.8 | 8.1 | 33800 | 27400 | 81.07% | 2.44 | 0 | 9.7 |  |  |  |  | R-410A | 2.6 | Residential & Commercial | USHP
212623119 | Central HP <5.4 tons | COLEMAN | HRCU-A-CB (Split System: Heat Pump with Remote Outdoor Unit-Air-Source) | HMH72B341 | ASPEN |  | D(A,C,E)36B34+TDR | TM8E060A12MP11 | 32200 | 18 | 8.1 | 33800 | 27400 | 81.07% | 2.44 | 0 | 9.9 |  |  |  |  | R-410A | 2.6833 | Residential & Commercial | USHP
214066557 | Central HP <5.4 tons | FRIEDRICH | HRCU-A-CB (Split System: Heat Pump with Remote Outdoor Unit-Air-Source) | RD17AZ36AJ3N |  |  | TCFZ3621MTANM | FR921V0403A17M4 | 34200 | 18 | 8.1 | 34200 | 29600 | 86.55% | 1.9 | 0 | 10 |  |  |  |  | R-410A | 2.85 | Residential & Commercial | USHP | Ducted CEE Tier 1
214066571 | Central HP <5.4 tons | FRIEDRICH | HRCU-A-CB (Split System: Heat Pump with Remote Outdoor Unit-Air-Source) | RD17AZ36AJ3N |  |  | TCFZ3621MTANM | FR801V1005A21UHU | 34200 | 18 | 8.1 | 34200 | 29400 | 85.96% | 2 | 0 | 11.7 |  |  |  |  | R-410A | 2.85 | Residential & Commercial | USHP | Ducted CEE Tier 1
215675462 | Central HP <5.4 tons | TEMPSTAR | HRCU-A-CB (Split System: Heat Pump with Remote Outdoor Unit-Air-Source) | T5H0V48*K*AAA* |  |  | EVM5X48M21A*+WALLCON | *97CMN1002122B* | 47000 | 18.5 | 9 | 50000 | 36400 | 72.8% | 2 | 0 | 10 |  |  |  |  | R-454B | 3.9167 | Residential & Commercial | USHP | Ducted CEE Tier 1
215667241 | Central HP <5.4 tons | COMFORTMAKER | HRCU-A-CB (Split System: Heat Pump with Remote Outdoor Unit-Air-Source) | C5H0V24*K*AAA* |  |  | EA*5X25M17A*+WALLCON | *97CMN0601714B* | 23800 | 17 | 9 | 23400 | 16500 | 70.51% | 2 | 0 | 10.5 |  |  |  |  | R-454B | 1.9833 | Residential & Commercial | USHP | Ducted CEE Tier 1
215667316 | Central HP <5.4 tons | COMFORTMAKER | HRCU-A-CB (Split System: Heat Pump with Remote Outdoor Unit-Air-Source) | C5H0V24*K*AAA* |  |  | EA*5X25M17A*+WALLCON | *96CTN0801714B* | 24000 | 17.5 | 9 | 23400 | 16400 | 70.09% | 2 | 0 | 10.5 |  |  |  |  | R-454B | 2 | Residential & Commercial | USHP | Ducted CEE Tier 1
215667334 | Central HP <5.4 tons | COMFORTMAKER | HRCU-A-CB (Split System: Heat Pump with Remote Outdoor Unit-Air-Source) | C5H0V24*K*AAA* |  |  | EA*5X30M14A*+WALLCON | *80CTL0701412B* | 23000 | 17 | 8.5 | 23800 | 16700 | 70.17% | 1.86 | 0 | 10 |  |  |  |  | R-454B | 1.9167 | Residential & Commercial | USHP | Ducted CEE Tier 1
215667493 | Central HP <5.4 tons | COMFORTMAKER | HRCU-A-CB (Split System: Heat Pump with Remote Outdoor Unit-Air-Source) | C5H0V24*K*AAA* |  |  | EA*5X30M17A*+WALLCON | *97CMN0801714B* | 23000 | 17 | 8.5 | 23800 | 16700 | 70.17% | 1.86 | 0 | 10 |  |  |  |  | R-454B | 1.9167 | Residential & Commercial | USHP | Ducted CEE Tier 1
215667743 | Central HP <5.4 tons | COMFORTMAKER | HRCU-A-CB (Split System: Heat Pump with Remote Outdoor Unit-Air-Source) | C5H0V24*K*AAA* |  |  | EA*5X37M17A*+WALLCON | *80CTL0451712B* | 23600 | 17 | 9 | 23600 | 16600 | 70.34% | 1.98 | 0 | 10 |  |  |  |  | R-454B | 1.9667 | Residential & Commercial | USHP | Ducted CEE Tier 1
212623194 | Central HP <5.4 tons | COLEMAN | HRCU-A-CB (Split System: Heat Pump with Remote Outdoor Unit-Air-Source) | HMH72B341 | ASPEN |  | C(A,C,D,E)36B24+TDR | TMLE100B12MP11 | 29400 | 17.2 | 8.1 | 33800 | 27400 | 81.07% | 2.44 | 0 | 9.4 |  |  |  |  | R-410A | 2.45 | Residential & Commercial | USHP
212623199 | Central HP <5.4 tons | COLEMAN | HRCU-A-CB (Split System: Heat Pump with Remote Outdoor Unit-Air-Source) | HMH72B341 | ASPEN |  | C(A,C,D,E)42B24+TDR | TMLE100B12MP11 | 30000 | 17.4 | 8.1 | 33800 | 27400 | 81.07% | 2.44 | 0 | 9.5 |  |  |  |  | R-410A | 2.5 | Residential & Commercial | USHP
212623244 | Central HP <5.4 tons | COLEMAN | HRCU-A-CB (Split System: Heat Pump with Remote Outdoor Unit-Air-Source) | HMH72B341 | ASPEN |  | C(A,C,D,E)42A34+TDR | TM8V080C16MP12 | 31800 | 17.5 | 8.3 | 33800 | 27400 | 81.07% | 2.64 | 0 | 9.9 |  |  |  |  | R-410A | 2.65 | Residential & Commercial | USHP
212623403 | Central HP <5.4 tons | COLEMAN | HRCU-A-CB (Split System: Heat Pump with Remote Outdoor Unit-Air-Source) | HMH72B341 | ASPEN |  | D(A,C,E)36C34+TDR | TM8Y100C20MP11 | 33600 | 18 | 8.3 | 33800 | 30200 | 89.35% | 2.82 | 0 | 9.5 |  |  |  |  | R-410A | 2.8 | Residential & Commercial | USHP
215667895 | Central HP <5.4 tons | COMFORTMAKER | HRCU-A-CB (Split System: Heat Pump with Remote Outdoor Unit-Air-Source) | C5H0V24*K*AAA* |  |  | EA*5X37M21A*+WALLCON | *97CMN0602120B* | 24000 | 17 | 9 | 23400 | 16400 | 70.09% | 2.02 | 0 | 10.5 |  |  |  |  | R-454B | 2 | Residential & Commercial | USHP | Ducted CEE Tier 1
215674129 | Central HP <5.4 tons | COMFORTMAKER | HRCU-A-CB (Split System: Heat Pump with Remote Outdoor Unit-Air-Source) | C5H0V48*K*AAA* |  |  | EA*5X48M21A*+WALLCON | *97CMN1002122B* | 44000 | 17.5 | 9 | 48500 | 34000 | 70.1% | 2.04 | 0 | 9.5 |  |  |  |  | R-454B | 3.6667 | Residential & Commercial | USHP
206133832 | Central HP <5.4 tons | DAY & NIGHT | HRCU-A-CB (Split System: Heat Pump with Remote Outdoor Unit-Air-Source) | CVH825GKA2* |  |  | EA*4X37L21A*+WALLCON | *95CSU1002122A* | 24400 | 17 | 8.5 | 21200 | 16600 | 78.3% | 2.04 | 11.5 | 11 |  |  |  |  | R-410A | 2.0333 | Residential & Commercial | USHP | Ducted CEE Tier 1
214442034 | Central HP <5.4 tons | BRYANT HEATING AND COOLING SYSTEMS | HRCU-A-CB (Split System: Heat Pump with Remote Outdoor Unit-Air-Source) | 288BNV037*0**B* | ADP |  | V,C36H175P159 | 987MC42080C17*** | 31600 | 17 | 8.1 | 31800 | 24200 | 76.1% | 1.88 | 0 | 11 |  |  |  |  | R-410A | 2.6333 | Residential & Commercial | USHP | Ducted CEE Tier 1
212628121 | Central HP <5.4 tons | COLEMAN | HRCU-A-CB (Split System: Heat Pump with Remote Outdoor Unit-Air-Source) | HMH72B341 | ASPEN |  | D(A,C,E)36A46+TDR | TP9C100C20MP13 | 32000 | 17.5 | 8.1 | 34000 | 28400 | 83.53% | 2.46 | 0 | 9.4 |  |  |  |  | R-410A | 2.6667 | Residential & Commercial | USHP
212628123 | Central HP <5.4 tons | COLEMAN | HRCU-A-CB (Split System: Heat Pump with Remote Outdoor Unit-Air-Source) | HMH72B341 | ASPEN |  | D(A,C,E)36B46+TDR | TP9C100C20MP13 | 33000 | 17.5 | 8.1 | 34000 | 28400 | 83.53% | 2.46 | 0 | 9 |  |  |  |  | R-410A | 2.75 | Residential & Commercial | USHP
216571168 | Central HP <5.4 tons | TRANE | HRCU-A-CB (Split System: Heat Pump with Remote Outdoor Unit-Air-Source) | 5TWV0X60A1 |  |  | 5TXCD008AS3 | *UHMD120CCV5+LRP | 52000 | 18.6 | 9 | 53500 | 38500 | 71.96% | 2 | 0 | 10 |  |  |  |  | R-454B | 4.3333 | Residential & Commercial | USHP | Ducted CEE Tier 1
212628021 | Central HP <5.4 tons | COLEMAN | HRCU-A-CB (Split System: Heat Pump with Remote Outdoor Unit-Air-Source) | HMH72B341 | ASPEN |  | D(A,C,E)48D26+TDR | TP9C100C16MP13 | 31000 | 17.3 | 8.1 | 34000 | 27400 | 80.59% | 2.47 | 0 | 9.7 |  |  |  |  | R-410A | 2.5833 | Residential & Commercial | USHP
212628030 | Central HP <5.4 tons | COLEMAN | HRCU-A-CB (Split System: Heat Pump with Remote Outdoor Unit-Air-Source) | HMH72B341 | ASPEN |  | C(A,C,D,E)48A36+TDR | TL8E100C20UH11 | 32200 | 17.5 | 8.4 | 34000 | 27400 | 80.59% | 2.66 | 0 | 9.9 |  |  |  |  | R-410A | 2.6833 | Residential & Commercial | USHP
212628048 | Central HP <5.4 tons | COLEMAN | HRCU-A-CB (Split System: Heat Pump with Remote Outdoor Unit-Air-Source) | HMH72B341 | ASPEN |  | C(A,C,D,E)36C36+TDR | TL8E100C20UH11 | 32400 | 17.5 | 8.5 | 34000 | 27400 | 80.59% | 2.69 | 0 | 10 |  |  |  |  | R-410A | 2.7 | Residential & Commercial | USHP | Ducted CEE Tier 1
212628057 | Central HP <5.4 tons | COLEMAN | HRCU-A-CB (Split System: Heat Pump with Remote Outdoor Unit-Air-Source) | HMH72B341 | ASPEN |  | D(A,C,E)42B36+TDR | TL8E100C20UH11 | 32400 | 17.5 | 8.5 | 34000 | 27400 | 80.59% | 2.69 | 0 | 10 |  |  |  |  | R-410A | 2.7 | Residential & Commercial | USHP | Ducted CEE Tier 1
212628064 | Central HP <5.4 tons | COLEMAN | HRCU-A-CB (Split System: Heat Pump with Remote Outdoor Unit-Air-Source) | HMH72B341 | ASPEN |  | D(A,C,E)48C36+TDR | TL8E100C20UH11 | 33200 | 17.5 | 8.5 | 34000 | 27400 | 80.59% | 2.69 | 0 | 10 |  |  |  |  | R-410A | 2.7667 | Residential & Commercial | USHP | Ducted CEE Tier 1
212628089 | Central HP <5.4 tons | COLEMAN | HRCU-A-CB (Split System: Heat Pump with Remote Outdoor Unit-Air-Source) | HMH72B341 | ASPEN |  | D(A,C,E)42D26+TDR | CP9C100C20MP13 | 30400 | 17.1 | 8.1 | 34000 | 28400 | 83.53% | 2.46 | 0 | 9 |  |  |  |  | R-410A | 2.5333 | Residential & Commercial | USHP
212628091 | Central HP <5.4 tons | COLEMAN | HRCU-A-CB (Split System: Heat Pump with Remote Outdoor Unit-Air-Source) | HMH72B341 | ASPEN |  | D(A,C,E)48B36+TDR | CP9C100C20MP13 | 32600 | 17.5 | 8.1 | 34000 | 28400 | 83.53% | 2.46 | 0 | 9.5 |  |  |  |  | R-410A | 2.7167 | Residential & Commercial | USHP
212628105 | Central HP <5.4 tons | COLEMAN | HRCU-A-CB (Split System: Heat Pump with Remote Outdoor Unit-Air-Source) | HMH72B341 | ASPEN |  | D(A,C,E)36D36+TDR | TM9V100C20MP12 | 32800 | 17.5 | 8.5 | 34000 | 28400 | 83.53% | 2.7 | 0 | 9.5 |  |  |  |  | R-410A | 2.7333 | Residential & Commercial | USHP
215674219 | Central HP <5.4 tons | COMFORTMAKER | HRCU-A-CB (Split System: Heat Pump with Remote Outdoor Unit-Air-Source) | C5H0V48*K*AAA* |  |  | EA*5X60M24A*+WALLCON | *95CSU0802120B* | 45000 | 17.5 | 9 | 47500 | 33600 | 70.74% | 2.08 | 0 | 9.5 |  |  |  |  | R-454B | 3.75 | Residential & Commercial | USHP
215674169 | Central HP <5.4 tons | COMFORTMAKER | HRCU-A-CB (Split System: Heat Pump with Remote Outdoor Unit-Air-Source) | C5H0V48*K*AAA* |  |  | EA*5X60M24A*+WALLCON | *80CSU1002120A* | 45000 | 17.5 | 9 | 47500 | 33600 | 70.74% | 2.06 | 0 | 10 |  |  |  |  | R-454B | 3.75 | Residential & Commercial | USHP | Ducted CEE Tier 1
215667719 | Central HP <5.4 tons | COMFORTMAKER | HRCU-A-CB (Split System: Heat Pump with Remote Outdoor Unit-Air-Source) | C5H0V24*K*AAA* |  |  | EA*5X36M17A*+WALLCON | *96CTN0801714B* | 23200 | 17 | 9 | 23600 | 16600 | 70.34% | 1.98 | 0 | 10 |  |  |  |  | R-454B | 1.9333 | Residential & Commercial | USHP | Ducted CEE Tier 1
215667887 | Central HP <5.4 tons | COMFORTMAKER | HRCU-A-CB (Split System: Heat Pump with Remote Outdoor Unit-Air-Source) | C5H0V24*K*AAA* |  |  | EA*5X37M21A*+WALLCON | *97CMN0601714B* | 24000 | 17 | 9 | 23400 | 16400 | 70.09% | 2.02 | 0 | 10.5 |  |  |  |  | R-454B | 2 | Residential & Commercial | USHP | Ducted CEE Tier 1
212624656 | Central HP <5.4 tons | COLEMAN | HRCU-A-CB (Split System: Heat Pump with Remote Outdoor Unit-Air-Source) | HMH72B341 | ASPEN |  | C(A,C,D,E)48C24+TDR | TMLV100C16MP12 | 30600 | 17.2 | 8.1 | 33800 | 27400 | 81.07% | 2.47 | 0 | 9.6 |  |  |  |  | R-410A | 2.55 | Residential & Commercial | USHP
212624686 | Central HP <5.4 tons | COLEMAN | HRCU-A-CB (Split System: Heat Pump with Remote Outdoor Unit-Air-Source) | HMH72B341 | ASPEN |  | C(A,C,D,E)42D24+TDR | TPLC080C16MP13 | 30600 | 17.2 | 8.1 | 33800 | 27400 | 81.07% | 2.47 | 0 | 9.6 |  |  |  |  | R-410A | 2.55 | Residential & Commercial | USHP
212624704 | Central HP <5.4 tons | COLEMAN | HRCU-A-CB (Split System: Heat Pump with Remote Outdoor Unit-Air-Source) | HMH72B341 | ASPEN |  | D(A,C,E)48B34+TDR | TPLC080C16MP13 | 32600 | 17.5 | 8.1 | 33800 | 27400 | 81.07% | 2.47 | 0 | 10 |  |  |  |  | R-410A | 2.7167 | Residential & Commercial | USHP | Ducted CEE Tier 1
212624713 | Central HP <5.4 tons | COLEMAN | HRCU-A-CB (Split System: Heat Pump with Remote Outdoor Unit-Air-Source) | HMH72B341 | ASPEN |  | C(A,C,D,E)36C34+TDR | TPLC100C16MP13 | 32400 | 17.5 | 8.1 | 33800 | 27400 | 81.07% | 2.47 | 0 | 10 |  |  |  |  | R-410A | 2.7 | Residential & Commercial | USHP | Ducted CEE Tier 1
212624747 | Central HP <5.4 tons | COLEMAN | HRCU-A-CB (Split System: Heat Pump with Remote Outdoor Unit-Air-Source) | HMH72B341 | ASPEN |  | D(A,C,E)48C24+TDR | TPLC100C16MP13 | 30600 | 17.2 | 8.1 | 33800 | 27400 | 81.07% | 2.47 | 0 | 9.6 |  |  |  |  | R-410A | 2.55 | Residential & Commercial | USHP
212624754 | Central HP <5.4 tons | COLEMAN | HRCU-A-CB (Split System: Heat Pump with Remote Outdoor Unit-Air-Source) | HMH72B341 | ASPEN |  | D(A,C,E)48D34+TDR | TPLC100C16MP13 | 33400 | 17.5 | 8.1 | 33800 | 27400 | 81.07% | 2.47 | 0 | 10 |  |  |  |  | R-410A | 2.7833 | Residential & Commercial | USHP | Ducted CEE Tier 1
212624845 | Central HP <5.4 tons | COLEMAN | HRCU-A-CB (Split System: Heat Pump with Remote Outdoor Unit-Air-Source) | HMH72B341 | ASPEN |  | D(A,C,E)42C34+TDR | TL9E080C16UH11 | 32800 | 17.5 | 8.5 | 34000 | 28000 | 82.35% | 2.66 | 0 | 9.5 |  |  |  |  | R-410A | 2.7333 | Residential & Commercial | USHP
213087293 | Central HP <5.4 tons | FRIEDRICH | HRCU-A-CB (Split System: Heat Pump with Remote Outdoor Unit-Air-Source) | FRP18AZ60AJVC |  |  | FRHMVZ6021SEACA | 0 | 53000 | 19 | 8.1 | 48500 | 45500 | 93.81% | 1.8 | 0 | 10 |  |  |  |  | R-410A | 4.4167 | Residential & Commercial | USHP | Ducted CEE Tier 1
216570858 | Central HP <5.4 tons | TRANE | HRCU-A-CB (Split System: Heat Pump with Remote Outdoor Unit-Air-Source) | 5TWV0X24A1 |  |  | 5PX*B003AS3 | S8V2B060M4PCB | 21600 | 20.6 | 10 | 24000 | 18400 | 76.67% | 2.2 | 0 | 11.5 |  |  |  |  | R-454B | 1.8 | Residential & Commercial | USHP | Ducted CEE Tier 1
216570892 | Central HP <5.4 tons | TRANE | HRCU-A-CB (Split System: Heat Pump with Remote Outdoor Unit-Air-Source) | 5TWV0X24A1 |  |  | 5PX*BD06AS3 | S8V2B060M4PDB | 22000 | 21 | 10 | 23400 | 18100 | 77.35% | 2.2 | 0 | 11.7 |  |  |  |  | R-454B | 1.8333 | Residential & Commercial | USHP | Ducted CEE Tier 1
216570972 | Central HP <5.4 tons | TRANE | HRCU-A-CB (Split System: Heat Pump with Remote Outdoor Unit-Air-Source) | 5TWV0X36A1 |  |  | 5PX*C005AS3 | S8V2C100M5PDB | 34200 | 19.2 | 9.4 | 31400 | 25000 | 79.62% | 2.1 | 0 | 12 |  |  |  |  | R-454B | 2.85 | Residential & Commercial | USHP | Ducted CEE Tier 1
216570974 | Central HP <5.4 tons | TRANE | HRCU-A-CB (Split System: Heat Pump with Remote Outdoor Unit-Air-Source) | 5TWV0X36A1 |  |  | 5PX*C005AS3 | *DHMC100CCV4+LRP | 32200 | 17.2 | 9.7 | 31200 | 24200 | 77.56% | 2.1 | 0 | 11.5 |  |  |  |  | R-454B | 2.6833 | Residential & Commercial | USHP | Ducted CEE Tier 1
212627952 | Central HP <5.4 tons | COLEMAN | HRCU-A-CB (Split System: Heat Pump with Remote Outdoor Unit-Air-Source) | HMH72B341 | ASPEN |  | D(A,C,E)48D26+TDR | TM8Y080C16MP11 | 31000 | 18.2 | 8.5 | 34000 | 27400 | 80.59% | 2.67 | 0 | 9.7 |  |  |  |  | R-410A | 2.5833 | Residential & Commercial | USHP
212625056 | Central HP <5.4 tons | COLEMAN | HRCU-A-CB (Split System: Heat Pump with Remote Outdoor Unit-Air-Source) | HMH72B341 | ASPEN |  | D(A,C,E)36B44+TDR | TM9V100C16MP12 | 33000 | 17.5 | 8.5 | 34000 | 27400 | 80.59% | 2.67 | 0 | 10 |  |  |  |  | R-410A | 2.75 | Residential & Commercial | USHP | Ducted CEE Tier 1
212625140 | Central HP <5.4 tons | COLEMAN | HRCU-A-CB (Split System: Heat Pump with Remote Outdoor Unit-Air-Source) | HMH72B341 | ASPEN |  | D(A,C,E)42D34+TDR | TP9C100C16MP13 | 33200 | 17.5 | 8.1 | 34000 | 27400 | 80.59% | 2.47 | 0 | 10 |  |  |  |  | R-410A | 2.7667 | Residential & Commercial | USHP | Ducted CEE Tier 1
212625190 | Central HP <5.4 tons | COLEMAN | HRCU-A-CB (Split System: Heat Pump with Remote Outdoor Unit-Air-Source) | HMH72B341 | ASPEN |  | C(A,C,D,E)42C24+TDR | TM8Y100C20MP11 | 32200 | 18 | 8.5 | 34000 | 30200 | 88.82% | 2.85 | 0 | 9.5 |  |  |  |  | R-410A | 2.6833 | Residential & Commercial | USHP
212625233 | Central HP <5.4 tons | COLEMAN | HRCU-A-CB (Split System: Heat Pump with Remote Outdoor Unit-Air-Source) | HMH72B341 | ASPEN |  | C(A,C,D,E)36B34+TDR | TL8E100C20UH11 | 32000 | 17.5 | 8.5 | 34000 | 27400 | 80.59% | 2.69 | 0 | 9.9 |  |  |  |  | R-410A | 2.6667 | Residential & Commercial | USHP
212625238 | Central HP <5.4 tons | COLEMAN | HRCU-A-CB (Split System: Heat Pump with Remote Outdoor Unit-Air-Source) | HMH72B341 | ASPEN |  | C(A,C,D,E)36C34+TDR | TL8E100C20UH11 | 32400 | 17.5 | 8.5 | 34000 | 27400 | 80.59% | 2.69 | 0 | 10 |  |  |  |  | R-410A | 2.7 | Residential & Commercial | USHP | Ducted CEE Tier 1
212625274 | Central HP <5.4 tons | COLEMAN | HRCU-A-CB (Split System: Heat Pump with Remote Outdoor Unit-Air-Source) | HMH72B341 | ASPEN |  | D(A,C,E)42C24+TDR | TL8E100C20UH11 | 30200 | 17 | 8.5 | 34000 | 27400 | 80.59% | 2.69 | 0 | 9 |  |  |  |  | R-410A | 2.5167 | Residential & Commercial | USHP
212625315 | Central HP <5.4 tons | COLEMAN | HRCU-A-CB (Split System: Heat Pump with Remote Outdoor Unit-Air-Source) | HMH72B341 | ASPEN |  | C(A,C,D,E)48B24+TDR | TP9C100C20MP13 | 30000 | 17 | 8.1 | 34000 | 28000 | 82.35% | 2.47 | 0 | 9 |  |  |  |  | R-410A | 2.5 | Residential & Commercial | USHP
212625331 | Central HP <5.4 tons | COLEMAN | HRCU-A-CB (Split System: Heat Pump with Remote Outdoor Unit-Air-Source) | HMH72B341 | ASPEN |  | C(A,C,D,E)36C34+TDR | CP9C100C20MP13 | 32400 | 17.5 | 8.1 | 34000 | 28400 | 83.53% | 2.46 | 0 | 9.5 |  |  |  |  | R-410A | 2.7 | Residential & Commercial | USHP
212625356 | Central HP <5.4 tons | COLEMAN | HRCU-A-CB (Split System: Heat Pump with Remote Outdoor Unit-Air-Source) | HMH72B341 | ASPEN |  | D(A,C,E)48B34+TDR | CP9C100C20MP13 | 32600 | 17.5 | 8.1 | 34000 | 28400 | 83.53% | 2.46 | 0 | 9.5 |  |  |  |  | R-410A | 2.7167 | Residential & Commercial | USHP
212625374 | Central HP <5.4 tons | COLEMAN | HRCU-A-CB (Split System: Heat Pump with Remote Outdoor Unit-Air-Source) | HMH72B341 | ASPEN |  | C(A,C,D,E)36C24+TDR | TM9V100C20MP12 | 29600 | 16.9 | 8.5 | 34000 | 28400 | 83.53% | 2.7 | 0 | 9 |  |  |  |  | R-410A | 2.4667 | Residential & Commercial | USHP
212625449 | Central HP <5.4 tons | COLEMAN | HRCU-A-CB (Split System: Heat Pump with Remote Outdoor Unit-Air-Source) | HMH72B341 | ASPEN |  | D(A,C,E)36B44+TDR | TP9C100C20MP13 | 33000 | 17.5 | 8.1 | 34000 | 28400 | 83.53% | 2.46 | 0 | 9 |  |  |  |  | R-410A | 2.75 | Residential & Commercial | USHP
212625492 | Central HP <5.4 tons | COLEMAN | HRCU-A-CB (Split System: Heat Pump with Remote Outdoor Unit-Air-Source) | HMH72B341 | ASPEN |  | C(A,C,D,E)36A36+TDR | TM9V120D20MP12 | 30800 | 16.8 | 8.3 | 32000 | 28000 | 87.5% | 2.75 | 0 | 9.2 |  |  |  |  | R-410A | 2.5667 | Residential & Commercial | USHP
212625542 | Central HP <5.4 tons | COLEMAN | HRCU-A-CB (Split System: Heat Pump with Remote Outdoor Unit-Air-Source) | HMH72B341 | ASPEN |  | D(A,C,E)36A36+TDR | CPLC100C20MP13 | 31000 | 16.3 | 8.1 | 32200 | 27600 | 85.71% | 2.44 | 0 | 8.8 |  |  |  |  | R-410A | 2.5833 | Residential & Commercial | USHP
212625549 | Central HP <5.4 tons | COLEMAN | HRCU-A-CB (Split System: Heat Pump with Remote Outdoor Unit-Air-Source) | HMH72B341 | ASPEN |  | D(A,C,E)48B26+TDR | CPLC100C20MP13 | 29600 | 15.9 | 8.1 | 32200 | 27600 | 85.71% | 2.44 | 0 | 8 |  |  |  |  | R-410A | 2.4667 | Residential & Commercial | USHP
212625597 | Central HP <5.4 tons | COLEMAN | HRCU-A-CB (Split System: Heat Pump with Remote Outdoor Unit-Air-Source) | HMH72B341 | ASPEN |  | C(A,C,D,E)48A36+TDR | TPLC100C20MP13 | 31600 | 16.5 | 8.1 | 32200 | 27600 | 85.71% | 2.44 | 0 | 8.9 |  |  |  |  | R-410A | 2.6333 | Residential & Commercial | USHP
212625651 | Central HP <5.4 tons | COLEMAN | HRCU-A-CB (Split System: Heat Pump with Remote Outdoor Unit-Air-Source) | HMH72B341 | ASPEN |  | C(A,C,D,E)36B26+TDR | TMLV120C20MP12 | 28600 | 15.6 | 8.1 | 32400 | 27400 | 84.57% | 2.45 | 0 | 8.4 |  |  |  |  | R-410A | 2.3833 | Residential & Commercial | USHP
212625665 | Central HP <5.4 tons | COLEMAN | HRCU-A-CB (Split System: Heat Pump with Remote Outdoor Unit-Air-Source) | HMH72B341 | ASPEN |  | C(A,C,D,E)36C36+TDR | CPLC100C20MP13 | 31800 | 16.5 | 8.1 | 32400 | 27800 | 85.8% | 2.44 | 0 | 8.9 |  |  |  |  | R-410A | 2.65 | Residential & Commercial | USHP
212625717 | Central HP <5.4 tons | COLEMAN | HRCU-A-CB (Split System: Heat Pump with Remote Outdoor Unit-Air-Source) | HMH72B341 | ASPEN |  | D(A,C,E)48C36+TDR | TM8V100C20MP12 | 32600 | 16.5 | 8.1 | 32400 | 27800 | 85.8% | 2.44 | 0 | 9 |  |  |  |  | R-410A | 2.7167 | Residential & Commercial | USHP
212625726 | Central HP <5.4 tons | COLEMAN | HRCU-A-CB (Split System: Heat Pump with Remote Outdoor Unit-Air-Source) | HMH72B341 | ASPEN |  | D(A,C,E)36B46+TDR | TM8V120C20MP12 | 32400 | 16.5 | 8.5 | 32400 | 27800 | 85.8% | 2.7 | 0 | 9 |  |  |  |  | R-410A | 2.7 | Residential & Commercial | USHP
212625731 | Central HP <5.4 tons | COLEMAN | HRCU-A-CB (Split System: Heat Pump with Remote Outdoor Unit-Air-Source) | HMH72B341 | ASPEN |  | D(A,C,E)42C36+TDR | TM8V120C20MP12 | 32200 | 16.5 | 8.5 | 32400 | 27800 | 85.8% | 2.7 | 0 | 9 |  |  |  |  | R-410A | 2.6833 | Residential & Commercial | USHP
212625740 | Central HP <5.4 tons | COLEMAN | HRCU-A-CB (Split System: Heat Pump with Remote Outdoor Unit-Air-Source) | HMH72B341 | ASPEN |  | C(A,C,D,E)36B36+TDR | TMLV120C20MP12 | 31400 | 16.5 | 8.1 | 32400 | 27800 | 85.8% | 2.44 | 0 | 8.9 |  |  |  |  | R-410A | 2.6167 | Residential & Commercial | USHP
212625758 | Central HP <5.4 tons | COLEMAN | HRCU-A-CB (Split System: Heat Pump with Remote Outdoor Unit-Air-Source) | HMH72B341 | ASPEN |  | C(A,C,D,E)36A46+TDR | TPLC100C20MP13 | 31400 | 16.5 | 8.1 | 32400 | 27800 | 85.8% | 2.44 | 0 | 8.9 |  |  |  |  | R-410A | 2.6167 | Residential & Commercial | USHP
212625765 | Central HP <5.4 tons | COLEMAN | HRCU-A-CB (Split System: Heat Pump with Remote Outdoor Unit-Air-Source) | HMH72B341 | ASPEN |  | D(A,C,E)36C36+TDR | TPLC100C20MP13 | 31800 | 16.5 | 8.1 | 32400 | 27800 | 85.8% | 2.44 | 0 | 8.9 |  |  |  |  | R-410A | 2.65 | Residential & Commercial | USHP
212625790 | Central HP <5.4 tons | COLEMAN | HRCU-A-CB (Split System: Heat Pump with Remote Outdoor Unit-Air-Source) | HMH72B341 | ASPEN |  | D(A,C,E)42D36+TDR | TPLC120C20MP13 | 32600 | 16.5 | 8.1 | 32400 | 27800 | 85.8% | 2.44 | 0 | 9 |  |  |  |  | R-410A | 2.7167 | Residential & Commercial | USHP
214569475 | Central HP <5.4 tons | BRYANT HEATING AND COOLING SYSTEMS | HRCU-A-CB (Split System: Heat Pump with Remote Outdoor Unit-Air-Source) | 284ANV048*0**B* |  |  | CSPH*6012AL*+UI | 987MC60060C21*** | 44500 | 19.5 | 9.5 | 46500 | 36800 | 79.14% | 2.3 | 0 | 11 |  |  |  |  | R-410A | 3.7083 | Residential & Commercial | USHP | Ducted CEE Tier 1
216736104 | Central HP <5.4 tons | BRYANT HEATING AND COOLING SYSTEMS | HRCU-A-CB (Split System: Heat Pump with Remote Outdoor Unit-Air-Source) | 37MUHAQ24AA3 |  |  | CAA**3721AM* | OVMAAB036098 | 23200 | 15.2 | 8.5 | 20600 | 18500 | 89.81% | 1.98 | 0 | 11 |  |  |  |  | R-454B | 1.9333 | Residential & Commercial | USHP | Ducted CEE Tier 1
214569327 | Central HP <5.4 tons | BRYANT HEATING AND COOLING SYSTEMS | HRCU-A-CB (Split System: Heat Pump with Remote Outdoor Unit-Air-Source) | 284ANV024*0**B* |  |  | CAP**3721AL*+UI | 935CB60080C21*** | 24200 | 20 | 11 | 26400 | 19700 | 74.62% | 2.54 | 0 | 13 |  |  |  |  | R-410A | 2.0167 | Residential & Commercial | USHP | Ducted CEE Tier 1
212988225 | Central HP <5.4 tons | BRYANT HEATING AND COOLING SYSTEMS | HRCU-A-CB (Split System: Heat Pump with Remote Outdoor Unit-Air-Source) | 38MURAQ36AB3* |  |  | CAP**4824AL* | 916SA66100M21*** | 35800 | 16.5 | 8.5 | 37800 | 34600 | 91.53% | 2.06 | 0 | 10 |  |  |  |  | R-410A | 2.9833 | Residential & Commercial | USHP | Ducted CEE Tier 1
212625840 | Central HP <5.4 tons | COLEMAN | HRCU-A-CB (Split System: Heat Pump with Remote Outdoor Unit-Air-Source) | HMH72B341 | ASPEN |  | D(A,C,E)36C36+TDR | CP9C120D20MP13 | 32000 | 17 | 8.1 | 32400 | 28200 | 87.04% | 2.51 | 0 | 9.4 |  |  |  |  | R-410A | 2.6667 | Residential & Commercial | USHP
212625856 | Central HP <5.4 tons | COLEMAN | HRCU-A-CB (Split System: Heat Pump with Remote Outdoor Unit-Air-Source) | HMH72B341 | ASPEN |  | C(A,C,D,E)48C26+TDR | TM9V120D20MP12 | 30200 | 16.5 | 8.5 | 32400 | 28200 | 87.04% | 2.79 | 0 | 9.1 |  |  |  |  | R-410A | 2.5167 | Residential & Commercial | USHP
212625881 | Central HP <5.4 tons | COLEMAN | HRCU-A-CB (Split System: Heat Pump with Remote Outdoor Unit-Air-Source) | HMH72B341 | ASPEN |  | D(A,C,E)36D36+TDR | TP9C120D20MP13 | 32400 | 17 | 8.1 | 32400 | 28200 | 87.04% | 2.51 | 0 | 9.5 |  |  |  |  | R-410A | 2.7 | Residential & Commercial | USHP
212625917 | Central HP <5.4 tons | COLEMAN | HRCU-A-CB (Split System: Heat Pump with Remote Outdoor Unit-Air-Source) | HMH72B341 | ASPEN |  | D(A,C,E)36A46+TDR | TM9V040A10MP12 | 31400 | 17 | 8.1 | 33200 | 27400 | 82.53% | 2.41 | 0 | 9.4 |  |  |  |  | R-410A | 2.6167 | Residential & Commercial | USHP
212625949 | Central HP <5.4 tons | COLEMAN | HRCU-A-CB (Split System: Heat Pump with Remote Outdoor Unit-Air-Source) | HMH72B341 | ASPEN |  | D(A,C,E)36A46+TDR | TM9E100C20MP12 | 32000 | 15.5 | 8.1 | 33200 | 27000 | 81.33% | 2.43 | 0 | 9.9 |  |  |  |  | R-410A | 2.6667 | Residential & Commercial | USHP
212625965 | Central HP <5.4 tons | COLEMAN | HRCU-A-CB (Split System: Heat Pump with Remote Outdoor Unit-Air-Source) | HMH72B341 | ASPEN |  | D(A,C,E)48D36+TDR | TM9E100C20MP12 | 33400 | 15.5 | 8.1 | 33200 | 27000 | 81.33% | 2.43 | 0 | 10 |  |  |  |  | R-410A | 2.7833 | Residential & Commercial | USHP | Ducted CEE Tier 1
212626085 | Central HP <5.4 tons | COLEMAN | HRCU-A-CB (Split System: Heat Pump with Remote Outdoor Unit-Air-Source) | HMH72B341 | ASPEN |  | D(A,C,E)48D26+TDR | TM8Y080B12MP11 | 31400 | 17.8 | 8.5 | 33400 | 27400 | 82.04% | 2.65 | 0 | 9.7 |  |  |  |  | R-410A | 2.6167 | Residential & Commercial | USHP
212626283 | Central HP <5.4 tons | COLEMAN | HRCU-A-CB (Split System: Heat Pump with Remote Outdoor Unit-Air-Source) | HMH72B341 | ASPEN |  | D(A,C,E)48B36+TDR | TM8E080C16MP11 | 33000 | 18 | 8.2 | 33600 | 28200 | 83.93% | 2.69 | 0 | 10 |  |  |  |  | R-410A | 2.75 | Residential & Commercial | USHP | Ducted CEE Tier 1
212626299 | Central HP <5.4 tons | COLEMAN | HRCU-A-CB (Split System: Heat Pump with Remote Outdoor Unit-Air-Source) | HMH72B341 | ASPEN |  | C(A,C,D,E)42A36+TDR | TM9E080B12MP12 | 32000 | 17.5 | 8.3 | 33600 | 27600 | 82.14% | 2.62 | 0 | 9.9 |  |  |  |  | R-410A | 2.6667 | Residential & Commercial | USHP
212626324 | Central HP <5.4 tons | COLEMAN | HRCU-A-CB (Split System: Heat Pump with Remote Outdoor Unit-Air-Source) | HMH72B341 | ASPEN |  | C(A,C,D,E)48A36+TDR | TL9E100C20UH11 | 33400 | 17 | 8.1 | 33600 | 29000 | 86.31% | 2.69 | 0 | 10 |  |  |  |  | R-410A | 2.7833 | Residential & Commercial | USHP | Ducted CEE Tier 1
212626385 | Central HP <5.4 tons | COLEMAN | HRCU-A-CB (Split System: Heat Pump with Remote Outdoor Unit-Air-Source) | HMH72B341 | ASPEN |  | C(A,C,D,E)48C26+TDR | TM9E100C16MP12 | 30800 | 17.7 | 8.5 | 33600 | 27200 | 80.95% | 2.66 | 0 | 9 |  |  |  |  | R-410A | 2.5667 | Residential & Commercial | USHP
212626403 | Central HP <5.4 tons | COLEMAN | HRCU-A-CB (Split System: Heat Pump with Remote Outdoor Unit-Air-Source) | HMH72B341 | ASPEN |  | C(A,C,D,E)48A26+TDR | TL9E080C16UH11 | 29600 | 16.9 | 8.4 | 33600 | 27600 | 82.14% | 2.64 | 0 | 9 |  |  |  |  | R-410A | 2.4667 | Residential & Commercial | USHP
212626660 | Central HP <5.4 tons | COLEMAN | HRCU-A-CB (Split System: Heat Pump with Remote Outdoor Unit-Air-Source) | HMH72B341 | ASPEN |  | C(A,C,D,E)36C36+TDR | TM9E060A10MP12 | 32200 | 17.5 | 8.1 | 33800 | 27400 | 81.07% | 2.4 | 0 | 9.5 |  |  |  |  | R-410A | 2.6833 | Residential & Commercial | USHP
212626662 | Central HP <5.4 tons | COLEMAN | HRCU-A-CB (Split System: Heat Pump with Remote Outdoor Unit-Air-Source) | HMH72B341 | ASPEN |  | D(A,C,E)36A46+TDR | TM9E060A10MP12 | 31800 | 17.5 | 8.1 | 33800 | 27400 | 81.07% | 2.4 | 0 | 9.4 |  |  |  |  | R-410A | 2.65 | Residential & Commercial | USHP
212626685 | Central HP <5.4 tons | COLEMAN | HRCU-A-CB (Split System: Heat Pump with Remote Outdoor Unit-Air-Source) | HMH72B341 | ASPEN |  | C(A,C,D,E)36A46+TDR | TM8E100C16MP11 | 33000 | 18 | 8.2 | 33800 | 28200 | 83.43% | 2.68 | 0 | 10 |  |  |  |  | R-410A | 2.75 | Residential & Commercial | USHP | Ducted CEE Tier 1
212626853 | Central HP <5.4 tons | COLEMAN | HRCU-A-CB (Split System: Heat Pump with Remote Outdoor Unit-Air-Source) | HMH72B341 | ASPEN |  | D(A,C,E)48D26+TDR | TM9E080B12MP12 | 31200 | 17.3 | 8.5 | 33800 | 27400 | 81.07% | 2.65 | 0 | 9.7 |  |  |  |  | R-410A | 2.6 | Residential & Commercial | USHP
212626885 | Central HP <5.4 tons | COLEMAN | HRCU-A-CB (Split System: Heat Pump with Remote Outdoor Unit-Air-Source) | HMH72B341 | ASPEN |  | C(A,C,D,E)36C26+TDR | TM8E060A12MP11 | 30000 | 17.4 | 8.1 | 33800 | 27400 | 81.07% | 2.44 | 0 | 9.5 |  |  |  |  | R-410A | 2.5 | Residential & Commercial | USHP
212626896 | Central HP <5.4 tons | COLEMAN | HRCU-A-CB (Split System: Heat Pump with Remote Outdoor Unit-Air-Source) | HMH72B341 | ASPEN |  | D(A,C,E)42C26+TDR | TM8E060A12MP11 | 30400 | 17.5 | 8.1 | 33800 | 27400 | 81.07% | 2.44 | 0 | 9 |  |  |  |  | R-410A | 2.5333 | Residential & Commercial | USHP
212626926 | Central HP <5.4 tons | COLEMAN | HRCU-A-CB (Split System: Heat Pump with Remote Outdoor Unit-Air-Source) | HMH72B341 | ASPEN |  | D(A,C,E)48D26+TDR | TM8E100B12MP11 | 31200 | 17.8 | 8.5 | 33800 | 27400 | 81.07% | 2.64 | 0 | 9.7 |  |  |  |  | R-410A | 2.6 | Residential & Commercial | USHP
212626951 | Central HP <5.4 tons | COLEMAN | HRCU-A-CB (Split System: Heat Pump with Remote Outdoor Unit-Air-Source) | HMH72B341 | ASPEN |  | C(A,C,D,E)36A46+TDR | TMLE100B12MP11 | 32200 | 18 | 8.1 | 33800 | 27400 | 81.07% | 2.44 | 0 | 9.9 |  |  |  |  | R-410A | 2.6833 | Residential & Commercial | USHP
212626960 | Central HP <5.4 tons | COLEMAN | HRCU-A-CB (Split System: Heat Pump with Remote Outdoor Unit-Air-Source) | HMH72B341 | ASPEN |  | D(A,C,E)36C36+TDR | TMLE100B12MP11 | 32600 | 18 | 8.1 | 33800 | 27400 | 81.07% | 2.44 | 0 | 10 |  |  |  |  | R-410A | 2.7167 | Residential & Commercial | USHP | Ducted CEE Tier 1
212627001 | Central HP <5.4 tons | COLEMAN | HRCU-A-CB (Split System: Heat Pump with Remote Outdoor Unit-Air-Source) | HMH72B341 | ASPEN |  | C(A,C,D,E)48A36+TDR | TM9V080C16MP12 | 32400 | 17.5 | 8.4 | 33800 | 27400 | 81.07% | 2.64 | 0 | 9.9 |  |  |  |  | R-410A | 2.7 | Residential & Commercial | USHP
212627019 | Central HP <5.4 tons | COLEMAN | HRCU-A-CB (Split System: Heat Pump with Remote Outdoor Unit-Air-Source) | HMH72B341 | ASPEN |  | D(A,C,E)42B36+TDR | TL9E100C20UH11 | 33400 | 17 | 8.3 | 33800 | 29200 | 86.39% | 2.78 | 0 | 10 |  |  |  |  | R-410A | 2.7833 | Residential & Commercial | USHP | Ducted CEE Tier 1
212627035 | Central HP <5.4 tons | COLEMAN | HRCU-A-CB (Split System: Heat Pump with Remote Outdoor Unit-Air-Source) | HMH72B341 | ASPEN |  | C(A,C,D,E)48C26+TDR | CP9C080C16MP13 | 30800 | 17.2 | 8.1 | 33800 | 27400 | 81.07% | 2.45 | 0 | 9 |  |  |  |  | R-410A | 2.5667 | Residential & Commercial | USHP
216571006 | Central HP <5.4 tons | TRANE | HRCU-A-CB (Split System: Heat Pump with Remote Outdoor Unit-Air-Source) | 5TWV0X36A1 |  |  | 5PX*CD07AS3 | S8V2C100M5PDB | 35200 | 20 | 9.4 | 33600 | 25200 | 75% | 2.1 | 0 | 12.5 |  |  |  |  | R-454B | 2.9333 | Residential & Commercial | USHP | Ducted CEE Tier 1
216571040 | Central HP <5.4 tons | TRANE | HRCU-A-CB (Split System: Heat Pump with Remote Outdoor Unit-Air-Source) | 5TWV0X36A1 |  |  | 5TXCB006AS3 | *UHMB060CCV3+LRP | 35200 | 20.2 | 9.7 | 32600 | 25200 | 77.3% | 2.1 | 0 | 12.5 |  |  |  |  | R-454B | 2.9333 | Residential & Commercial | USHP | Ducted CEE Tier 1
216682614 | Central HP <5.4 tons | TEMPSTAR | HRCU-A-CB (Split System: Heat Pump with Remote Outdoor Unit-Air-Source) | DLCURAH36ABK |  |  | EHD4X36AAL | *97VTN1002122A* | 35600 | 16 | 8.5 | 38500 | 34400 | 89.35% | 1.78 | 0 | 10 |  |  |  |  | R-410A | 2.9667 | Residential & Commercial | USHP | Ducted CEE Tier 1
216571108 | Central HP <5.4 tons | TRANE | HRCU-A-CB (Split System: Heat Pump with Remote Outdoor Unit-Air-Source) | 5TWV0X48A1 |  |  | 5PX*D010AS3 | *UHMC100CCV4+LRP | 45000 | 20.2 | 10 | 46500 | 34000 | 73.12% | 2.1 | 0 | 12 |  |  |  |  | R-454B | 3.75 | Residential & Commercial | USHP | Ducted CEE Tier 1
216571122 | Central HP <5.4 tons | TRANE | HRCU-A-CB (Split System: Heat Pump with Remote Outdoor Unit-Air-Source) | 5TWV0X48A1 |  |  | 5TXCC007AS3 | *UHMC100CCV4+LRP | 44500 | 20 | 9.7 | 47500 | 34000 | 71.58% | 2.1 | 0 | 11.7 |  |  |  |  | R-454B | 3.7083 | Residential & Commercial | USHP | Ducted CEE Tier 1
216571126 | Central HP <5.4 tons | TRANE | HRCU-A-CB (Split System: Heat Pump with Remote Outdoor Unit-Air-Source) | 5TWV0X48A1 |  |  | 5TXCC009AS3 | S8V2C080M5PCB | 45000 | 20 | 9.7 | 47000 | 33600 | 71.49% | 2.1 | 0 | 12 |  |  |  |  | R-454B | 3.75 | Residential & Commercial | USHP | Ducted CEE Tier 1
216571042 | Central HP <5.4 tons | TRANE | HRCU-A-CB (Split System: Heat Pump with Remote Outdoor Unit-Air-Source) | 5TWV0X36A1 |  |  | 5TXCB006AS3 | S8V2A040M3PCB | 34800 | 20 | 9.4 | 32400 | 25000 | 77.16% | 2.1 | 0 | 12 |  |  |  |  | R-454B | 2.9 | Residential & Commercial | USHP | Ducted CEE Tier 1
213785410 | Central HP <5.4 tons | CARRIER | HRCU-A-CB (Split System: Heat Pump with Remote Outdoor Unit-Air-Source) | 25VNA436A*031* |  |  | CAP**3721AL*+UI | 59MN7C100C21**22 | 33800 | 19.5 | 9 | 36400 | 25600 | 70.33% | 2.04 | 0 | 12 |  |  |  |  | R-410A | 2.8167 | Residential & Commercial | USHP | Ducted CEE Tier 1
215941595 | Central HP <5.4 tons | BRYANT HEATING AND COOLING SYSTEMS | HRCU-A-CB (Split System: Heat Pump with Remote Outdoor Unit-Air-Source) | 293VAN048**AA* |  |  | CVAVA4824XMA*+UI | 987TA60080C21*** | 44500 | 20 | 8.1 | 52000 | 38000 | 73.08% | 1.9 | 0 | 11 |  |  |  |  | R-454B | 3.7083 | Residential & Commercial | USHP | Ducted CEE Tier 1
212627051 | Central HP <5.4 tons | COLEMAN | HRCU-A-CB (Split System: Heat Pump with Remote Outdoor Unit-Air-Source) | HMH72B341 | ASPEN |  | D(A,C,E)48D26+TDR | CP9C080C16MP13 | 31200 | 17.3 | 8.1 | 33800 | 27400 | 81.07% | 2.45 | 0 | 9.7 |  |  |  |  | R-410A | 2.6 | Residential & Commercial | USHP
212627060 | Central HP <5.4 tons | COLEMAN | HRCU-A-CB (Split System: Heat Pump with Remote Outdoor Unit-Air-Source) | HMH72B341 | ASPEN |  | D(A,C,E)36B36+TDR | TM9V080C16MP12 | 32200 | 17.5 | 8.5 | 33800 | 27400 | 81.07% | 2.66 | 0 | 9.9 |  |  |  |  | R-410A | 2.6833 | Residential & Commercial | USHP
212627076 | Central HP <5.4 tons | COLEMAN | HRCU-A-CB (Split System: Heat Pump with Remote Outdoor Unit-Air-Source) | HMH72B341 | ASPEN |  | C(A,C,D,E)36A46+TDR | TP9C080C16MP13 | 32000 | 17.5 | 8.1 | 33800 | 27400 | 81.07% | 2.45 | 0 | 9.9 |  |  |  |  | R-410A | 2.6667 | Residential & Commercial | USHP
212627078 | Central HP <5.4 tons | COLEMAN | HRCU-A-CB (Split System: Heat Pump with Remote Outdoor Unit-Air-Source) | HMH72B341 | ASPEN |  | C(A,C,D,E)36B36+TDR | TP9C080C16MP13 | 32200 | 17.5 | 8.1 | 33800 | 27400 | 81.07% | 2.45 | 0 | 9.9 |  |  |  |  | R-410A | 2.6833 | Residential & Commercial | USHP
212627096 | Central HP <5.4 tons | COLEMAN | HRCU-A-CB (Split System: Heat Pump with Remote Outdoor Unit-Air-Source) | HMH72B341 | ASPEN |  | D(A,C,E)48C36+TDR | TP9C080C16MP13 | 33200 | 17.5 | 8.1 | 33800 | 27400 | 81.07% | 2.45 | 0 | 10 |  |  |  |  | R-410A | 2.7667 | Residential & Commercial | USHP | Ducted CEE Tier 1
212627101 | Central HP <5.4 tons | COLEMAN | HRCU-A-CB (Split System: Heat Pump with Remote Outdoor Unit-Air-Source) | HMH72B341 | ASPEN |  | C(A,C,D,E)36C36+TDR | TM8Y100C20MP11 | 33600 | 18 | 8.3 | 33800 | 30200 | 89.35% | 2.82 | 0 | 9.5 |  |  |  |  | R-410A | 2.8 | Residential & Commercial | USHP
212627103 | Central HP <5.4 tons | COLEMAN | HRCU-A-CB (Split System: Heat Pump with Remote Outdoor Unit-Air-Source) | HMH72B341 | ASPEN |  | D(A,C,E)42A46+TDR | TM8Y100C20MP11 | 33600 | 18 | 8.3 | 33800 | 30200 | 89.35% | 2.82 | 0 | 9.5 |  |  |  |  | R-410A | 2.8 | Residential & Commercial | USHP
212627119 | Central HP <5.4 tons | COLEMAN | HRCU-A-CB (Split System: Heat Pump with Remote Outdoor Unit-Air-Source) | HMH72B341 | ASPEN |  | D(A,C,E)36A36+TDR | TM9Y080C16MP11 | 31600 | 18.4 | 8.5 | 33800 | 27800 | 82.25% | 2.66 | 0 | 9.3 |  |  |  |  | R-410A | 2.6333 | Residential & Commercial | USHP
216487639 | Central HP <5.4 tons | BRYANT HEATING AND COOLING SYSTEMS | HRCU-A-CB (Split System: Heat Pump with Remote Outdoor Unit-Air-Source) | 293VAN048**AA* | ADP |  | CE(P,V)6024G48*+TXV | 88*TB36070C14*** | 43500 | 19 | 9 | 47500 | 35200 | 74.11% | 1.9 | 0 | 11 |  |  |  |  | R-454B | 3.625 | Residential & Commercial | USHP | Ducted CEE Tier 1
216571072 | Central HP <5.4 tons | TRANE | HRCU-A-CB (Split System: Heat Pump with Remote Outdoor Unit-Air-Source) | 5TWV0X36A1 |  |  | 5TXCC009AS3 | S8V2C100M5PDB | 35800 | 20 | 9.7 | 32000 | 24800 | 77.5% | 2.2 | 0 | 12.7 |  |  |  |  | R-454B | 2.9833 | Residential & Commercial | USHP | Ducted CEE Tier 1
212622120 | Central HP <5.4 tons | COLEMAN | HRCU-A-CB (Split System: Heat Pump with Remote Outdoor Unit-Air-Source) | HMH72B341 | ASPEN |  | D(A,C,E)36B44+TDR | TM8Y080B12MP11 | 33000 | 18 | 8.5 | 33400 | 27400 | 82.04% | 2.65 | 0 | 10 |  |  |  |  | R-410A | 2.75 | Residential & Commercial | USHP | Ducted CEE Tier 1
212621501 | Central HP <5.4 tons | COLEMAN | HRCU-A-CB (Split System: Heat Pump with Remote Outdoor Unit-Air-Source) | HMH72B341 | ASPEN |  | C(A,C,D,E)48A24+TDR | TM8V120C20MP12 | 29000 | 15.8 | 8.4 | 32000 | 27400 | 85.62% | 2.7 | 0 | 8.5 |  |  |  |  | R-410A | 2.4167 | Residential & Commercial | USHP
212621515 | Central HP <5.4 tons | COLEMAN | HRCU-A-CB (Split System: Heat Pump with Remote Outdoor Unit-Air-Source) | HMH72B341 | ASPEN |  | C(A,C,D,E)36A34+TDR | TM9Y120D20MP11 | 31000 | 16.2 | 8.3 | 32200 | 28000 | 86.96% | 2.73 | 0 | 9.2 |  |  |  |  | R-410A | 2.5833 | Residential & Commercial | USHP
212621532 | Central HP <5.4 tons | COLEMAN | HRCU-A-CB (Split System: Heat Pump with Remote Outdoor Unit-Air-Source) | HMH72B341 | ASPEN |  | D(A,C,E)48A34+TDR | CPLC120C20MP13 | 31600 | 16.5 | 8.1 | 32200 | 27600 | 85.71% | 2.44 | 0 | 8.9 |  |  |  |  | R-410A | 2.6333 | Residential & Commercial | USHP
216487648 | Central HP <5.4 tons | BRYANT HEATING AND COOLING SYSTEMS | HRCU-A-CB (Split System: Heat Pump with Remote Outdoor Unit-Air-Source) | 293VAN048**AA* | ADP |  | CE(P,V)4817G1K*+TXV | 88*TB48070C17*** | 43000 | 20 | 9 | 46500 | 36800 | 79.14% | 2 | 0 | 10.5 |  |  |  |  | R-454B | 3.5833 | Residential & Commercial | USHP | Ducted CEE Tier 1
216487650 | Central HP <5.4 tons | BRYANT HEATING AND COOLING SYSTEMS | HRCU-A-CB (Split System: Heat Pump with Remote Outdoor Unit-Air-Source) | 293VAN048**AA* | ADP |  | CE(P,V)4821G1K*+TXV | 88*TB48070C17*** | 43000 | 20 | 9 | 46500 | 36800 | 79.14% | 2 | 0 | 10.5 |  |  |  |  | R-454B | 3.5833 | Residential & Commercial | USHP | Ducted CEE Tier 1
216487416 | Central HP <5.4 tons | BRYANT HEATING AND COOLING SYSTEMS | HRCU-A-CB (Split System: Heat Pump with Remote Outdoor Unit-Air-Source) | 290VAN036**AA* | ADP |  | CE(P,V)3614G34*+TXV | 88*TB60110C21*** | 33200 | 18 | 9 | 34200 | 25200 | 73.68% | 1.84 | 0 | 10 |  |  |  |  | R-454B | 2.7667 | Residential & Commercial | USHP | Ducted CEE Tier 1
216487439 | Central HP <5.4 tons | BRYANT HEATING AND COOLING SYSTEMS | HRCU-A-CB (Split System: Heat Pump with Remote Outdoor Unit-Air-Source) | 290VAN036**AA* | ADP |  | CE(P,V)3617G34*+TXV | 987MC66100C21*** | 33200 | 18 | 9 | 33400 | 24600 | 73.65% | 1.9 | 0 | 9.5 |  |  |  |  | R-454B | 2.7667 | Residential & Commercial | USHP
216487757 | Central HP <5.4 tons | BRYANT HEATING AND COOLING SYSTEMS | HRCU-A-CB (Split System: Heat Pump with Remote Outdoor Unit-Air-Source) | 293VAN060**AA* | ADP |  | CE(P,V)6024G48*+TXV | 987MC66100C21*** | 55500 | 18 | 8.5 | 58500 | 45500 | 77.78% | 2.06 | 0 | 11 |  |  |  |  | R-454B | 4.625 | Residential & Commercial | USHP | Ducted CEE Tier 1
212627144 | Central HP <5.4 tons | COLEMAN | HRCU-A-CB (Split System: Heat Pump with Remote Outdoor Unit-Air-Source) | HMH72B341 | ASPEN |  | D(A,C,E)36A36+TDR | TL9E080C16UH11 | 31600 | 17.5 | 8.5 | 33800 | 27800 | 82.25% | 2.66 | 0 | 9.3 |  |  |  |  | R-410A | 2.6333 | Residential & Commercial | USHP
212627185 | Central HP <5.4 tons | COLEMAN | HRCU-A-CB (Split System: Heat Pump with Remote Outdoor Unit-Air-Source) | HMH72B341 | ASPEN |  | C(A,C,D,E)48C26+TDR | TM9E040A10MP12 | 31600 | 17 | 8.1 | 33400 | 28400 | 85.03% | 2.42 | 0 | 9 |  |  |  |  | R-410A | 2.6333 | Residential & Commercial | USHP
212627260 | Central HP <5.4 tons | COLEMAN | HRCU-A-CB (Split System: Heat Pump with Remote Outdoor Unit-Air-Source) | HMH72B341 | ASPEN |  | D(A,C,E)48D36+TDR | TL9E060B12UH11 | 33400 | 18 | 8.1 | 34000 | 27800 | 81.76% | 2.4 | 0 | 9.5 |  |  |  |  | R-410A | 2.7833 | Residential & Commercial | USHP
212627271 | Central HP <5.4 tons | COLEMAN | HRCU-A-CB (Split System: Heat Pump with Remote Outdoor Unit-Air-Source) | HMH72B341 | ASPEN |  | C(A,C,D,E)36B36+TDR | TM9E060B12MP12 | 32200 | 17.5 | 8.1 | 34000 | 28000 | 82.35% | 2.39 | 0 | 9.4 |  |  |  |  | R-410A | 2.6833 | Residential & Commercial | USHP
212627280 | Central HP <5.4 tons | COLEMAN | HRCU-A-CB (Split System: Heat Pump with Remote Outdoor Unit-Air-Source) | HMH72B341 | ASPEN |  | D(A,C,E)36D36+TDR | TM9E060B12MP12 | 32800 | 17.5 | 8.1 | 34000 | 28000 | 82.35% | 2.39 | 0 | 9.5 |  |  |  |  | R-410A | 2.7333 | Residential & Commercial | USHP
212627346 | Central HP <5.4 tons | COLEMAN | HRCU-A-CB (Split System: Heat Pump with Remote Outdoor Unit-Air-Source) | HMH72B341 | ASPEN |  | D(A,C,E)36D36+TDR | TM9V060B12MP12 | 32800 | 17.5 | 8.1 | 34000 | 27800 | 81.76% | 2.42 | 0 | 9.5 |  |  |  |  | R-410A | 2.7333 | Residential & Commercial | USHP
212627362 | Central HP <5.4 tons | COLEMAN | HRCU-A-CB (Split System: Heat Pump with Remote Outdoor Unit-Air-Source) | HMH72B341 | ASPEN |  | C(A,C,D,E)36C36+TDR | TP9C060B12MP13 | 32600 | 17.5 | 8.1 | 34000 | 27800 | 81.76% | 2.42 | 0 | 9.5 |  |  |  |  | R-410A | 2.7167 | Residential & Commercial | USHP
212627371 | Central HP <5.4 tons | COLEMAN | HRCU-A-CB (Split System: Heat Pump with Remote Outdoor Unit-Air-Source) | HMH72B341 | ASPEN |  | D(A,C,E)42B36+TDR | TP9C060B12MP13 | 32600 | 17.5 | 8.1 | 34000 | 27800 | 81.76% | 2.42 | 0 | 9.5 |  |  |  |  | R-410A | 2.7167 | Residential & Commercial | USHP
216779040 | Central HP <5.4 tons | BRYANT HEATING AND COOLING SYSTEMS | HRCU-A-CB (Split System: Heat Pump with Remote Outdoor Unit-Air-Source) | 38MURAQ30AA3* | ADP |  | H,PG9J936 | 927TA66120V24*** | 31000 | 16 | 10 | 32200 | 22600 | 70.19% | 2.42 | 0 | 10.5 |  |  |  |  | R-410A | 2.5833 | Residential & Commercial | USHP | Ducted CEE Tier 1
216981228 | Central HP <5.4 tons | BRYANT HEATING AND COOLING SYSTEMS | HRCU-A-CB (Split System: Heat Pump with Remote Outdoor Unit-Air-Source) | 290VAN036**AA* | ADP |  | V,C36H175P15*+TXV | 935CB48060C17*** | 33600 | 17 | 9 | 33600 | 24800 | 73.81% | 1.88 | 0 | 9.5 |  |  |  |  | R-454B | 2.8 | Residential & Commercial | USHP
216779063 | Central HP <5.4 tons | BRYANT HEATING AND COOLING SYSTEMS | HRCU-A-CB (Split System: Heat Pump with Remote Outdoor Unit-Air-Source) | 288BNV025*0**C* | ADP |  | H,PG1K*36+TXV | 987MB42080C17*** | 23800 | 16 | 8.1 | 19400 | 16200 | 83.51% | 2 | 0 | 11 |  |  |  |  | R-410A | 1.9833 | Residential & Commercial | USHP | Ducted CEE Tier 1
211708441 | Central HP <5.4 tons | COLEMAN | HRCU-A-CB (Split System: Heat Pump with Remote Outdoor Unit-Air-Source) | THF2B48T21 | ASPEN |  | D(A,C,E)48D36+TDR | TM8E120C20MP11 | 46000 | 16 | 8.2 | 44500 | 31200 | 70.11% | 3.07 | 0 | 11.9 |  |  |  |  | R-410A | 3.8333 | Residential & Commercial | USHP | Ducted CEE Tier 1
211708471 | Central HP <5.4 tons | COLEMAN | HRCU-A-CB (Split System: Heat Pump with Remote Outdoor Unit-Air-Source) | THF2B48T21 | ASPEN |  | D(A,C,E)48D36+TDR | TM9E100C16MP12 | 45000 | 16 | 8.2 | 44000 | 31200 | 70.91% | 3.13 | 0 | 11.9 |  |  |  |  | R-410A | 3.75 | Residential & Commercial | USHP | Ducted CEE Tier 1
211708490 | Central HP <5.4 tons | COLEMAN | HRCU-A-CB (Split System: Heat Pump with Remote Outdoor Unit-Air-Source) | THF2B48T21 | ASPEN |  | D(A,C,E)48D34+TDR | TM9Y100C16MP11 | 45000 | 16 | 8.2 | 44000 | 31200 | 70.91% | 3.13 | 0 | 11.9 |  |  |  |  | R-410A | 3.75 | Residential & Commercial | USHP | Ducted CEE Tier 1
212621533 | Central HP <5.4 tons | COLEMAN | HRCU-A-CB (Split System: Heat Pump with Remote Outdoor Unit-Air-Source) | HMH72B341 | ASPEN |  | D(A,C,E)48B24+TDR | CPLC120C20MP13 | 29600 | 15.9 | 8.1 | 32200 | 27600 | 85.71% | 2.44 | 0 | 8 |  |  |  |  | R-410A | 2.4667 | Residential & Commercial | USHP
212621535 | Central HP <5.4 tons | COLEMAN | HRCU-A-CB (Split System: Heat Pump with Remote Outdoor Unit-Air-Source) | HMH72B341 | ASPEN |  | C(A,C,D,E)42B24+TDR | TM8V100C20MP12 | 29000 | 15.8 | 8.1 | 32200 | 27600 | 85.71% | 2.44 | 0 | 8.5 |  |  |  |  | R-410A | 2.4167 | Residential & Commercial | USHP
212621552 | Central HP <5.4 tons | COLEMAN | HRCU-A-CB (Split System: Heat Pump with Remote Outdoor Unit-Air-Source) | HMH72B341 | ASPEN |  | C(A,C,D,E)42B34+TDR | TMLV120C20MP12 | 31600 | 16.5 | 8.1 | 32200 | 27600 | 85.71% | 2.44 | 0 | 8.9 |  |  |  |  | R-410A | 2.6333 | Residential & Commercial | USHP
212621599 | Central HP <5.4 tons | COLEMAN | HRCU-A-CB (Split System: Heat Pump with Remote Outdoor Unit-Air-Source) | HMH72B341 | ASPEN |  | C(A,C,D,E)48A34+TDR | TM9V120D20MP12 | 31800 | 17 | 8.5 | 32200 | 28200 | 87.58% | 2.8 | 0 | 9.4 |  |  |  |  | R-410A | 2.65 | Residential & Commercial | USHP
212621633 | Central HP <5.4 tons | COLEMAN | HRCU-A-CB (Split System: Heat Pump with Remote Outdoor Unit-Air-Source) | HMH72B341 | ASPEN |  | D(A,C,E)42C24+TDR | TPLC100C20MP13 | 29600 | 15.9 | 8.1 | 32400 | 27400 | 84.57% | 2.45 | 0 | 8 |  |  |  |  | R-410A | 2.4667 | Residential & Commercial | USHP
212627419 | Central HP <5.4 tons | COLEMAN | HRCU-A-CB (Split System: Heat Pump with Remote Outdoor Unit-Air-Source) | HMH72B341 | ASPEN |  | C(A,C,D,E)36B36+TDR | TM8E080B12MP11 | 32000 | 18 | 8.5 | 34000 | 28000 | 82.35% | 2.63 | 0 | 9.4 |  |  |  |  | R-410A | 2.6667 | Residential & Commercial | USHP
212627439 | Central HP <5.4 tons | COLEMAN | HRCU-A-CB (Split System: Heat Pump with Remote Outdoor Unit-Air-Source) | HMH72B341 | ASPEN |  | D(A,C,E)48D36+TDR | TM8E080B12MP11 | 33400 | 18 | 8.5 | 34000 | 28000 | 82.35% | 2.63 | 0 | 9.5 |  |  |  |  | R-410A | 2.7833 | Residential & Commercial | USHP
212627444 | Central HP <5.4 tons | COLEMAN | HRCU-A-CB (Split System: Heat Pump with Remote Outdoor Unit-Air-Source) | HMH72B341 | ASPEN |  | C(A,C,D,E)36C36+TDR | TM9Y080B12MP11 | 32400 | 18 | 8.1 | 34000 | 28000 | 82.35% | 2.41 | 0 | 9.5 |  |  |  |  | R-410A | 2.7 | Residential & Commercial | USHP
212627453 | Central HP <5.4 tons | COLEMAN | HRCU-A-CB (Split System: Heat Pump with Remote Outdoor Unit-Air-Source) | HMH72B341 | ASPEN |  | D(A,C,E)42B36+TDR | TM9Y080B12MP11 | 32400 | 18 | 8.1 | 34000 | 28000 | 82.35% | 2.41 | 0 | 9.5 |  |  |  |  | R-410A | 2.7 | Residential & Commercial | USHP
212627489 | Central HP <5.4 tons | COLEMAN | HRCU-A-CB (Split System: Heat Pump with Remote Outdoor Unit-Air-Source) | HMH72B341 | ASPEN |  | D(A,C,E)48C36+TDR | CPLC060A12MP13 | 32800 | 17.5 | 8.1 | 33400 | 28800 | 86.23% | 2.49 | 0 | 9.5 |  |  |  |  | R-410A | 2.7333 | Residential & Commercial | USHP
212627505 | Central HP <5.4 tons | COLEMAN | HRCU-A-CB (Split System: Heat Pump with Remote Outdoor Unit-Air-Source) | HMH72B341 | ASPEN |  | D(A,C,E)48D36+TDR | TMLV060A12MP12 | 32800 | 17.5 | 8.1 | 33400 | 28800 | 86.23% | 2.49 | 0 | 9.5 |  |  |  |  | R-410A | 2.7333 | Residential & Commercial | USHP
212627537 | Central HP <5.4 tons | COLEMAN | HRCU-A-CB (Split System: Heat Pump with Remote Outdoor Unit-Air-Source) | HMH72B341 | ASPEN |  | C(A,C,D,E)36B36+TDR | TM9Y100C20MP11 | 32000 | 15.5 | 8.1 | 34000 | 27800 | 81.76% | 2.38 | 0 | 9.4 |  |  |  |  | R-410A | 2.6667 | Residential & Commercial | USHP
212627569 | Central HP <5.4 tons | COLEMAN | HRCU-A-CB (Split System: Heat Pump with Remote Outdoor Unit-Air-Source) | HMH72B341 | ASPEN |  | C(A,C,D,E)48C26+TDR | TM8E040A12MP11 | 32000 | 18 | 8.1 | 33400 | 29000 | 86.83% | 2.48 | 0 | 10 |  |  |  |  | R-410A | 2.6667 | Residential & Commercial | USHP | Ducted CEE Tier 1
214569377 | Central HP <5.4 tons | BRYANT HEATING AND COOLING SYSTEMS | HRCU-A-CB (Split System: Heat Pump with Remote Outdoor Unit-Air-Source) | 284ANV024*0**B* |  |  | CSPH*4212AL*+UI | 935CB66100C21*** | 23800 | 19.5 | 10.5 | 26400 | 19600 | 74.24% | 2.54 | 0 | 13 |  |  |  |  | R-410A | 1.9833 | Residential & Commercial | USHP | Ducted CEE Tier 1
216736140 | Central HP <5.4 tons | BRYANT HEATING AND COOLING SYSTEMS | HRCU-A-CB (Split System: Heat Pump with Remote Outdoor Unit-Air-Source) | 37MUHAQ24AA3 |  |  | CSAH*2412AM* | 83*CA60100C21*** | 23000 | 15.2 | 8.5 | 21800 | 19500 | 89.45% | 1.96 | 0 | 10 |  |  |  |  | R-454B | 1.9167 | Residential & Commercial | USHP | Ducted CEE Tier 1
214327254 | Central HP <5.4 tons | FRIEDRICH | HRCU-A-CB (Split System: Heat Pump with Remote Outdoor Unit-Air-Source) | FRP18AZ60AJVC |  |  | RCFZ6021SEAAM | FR801V1005A21UHU | 53000 | 19 | 8.1 | 53000 | 50500 | 95.28% | 1.9 | 0 | 10 |  |  |  |  | R-410A | 4.4167 | Residential & Commercial | USHP | Ducted CEE Tier 1
212627605 | Central HP <5.4 tons | COLEMAN | HRCU-A-CB (Split System: Heat Pump with Remote Outdoor Unit-Air-Source) | HMH72B341 | ASPEN |  | C(A,C,D,E)48C26+TDR | TMLE100C16MP11 | 32200 | 18 | 8.1 | 33000 | 29000 | 87.88% | 2.49 | 0 | 10 |  |  |  |  | R-410A | 2.6833 | Residential & Commercial | USHP | Ducted CEE Tier 1
212627646 | Central HP <5.4 tons | COLEMAN | HRCU-A-CB (Split System: Heat Pump with Remote Outdoor Unit-Air-Source) | HMH72B341 | ASPEN |  | C(A,C,D,E)36B36+TDR | TM9Y080C16MP11 | 32000 | 18.5 | 8.5 | 34000 | 28000 | 82.35% | 2.66 | 0 | 9.4 |  |  |  |  | R-410A | 2.6667 | Residential & Commercial | USHP
212627664 | Central HP <5.4 tons | COLEMAN | HRCU-A-CB (Split System: Heat Pump with Remote Outdoor Unit-Air-Source) | HMH72B341 | ASPEN |  | D(A,C,E)48C36+TDR | TM9Y080C16MP11 | 33200 | 18.5 | 8.5 | 34000 | 28000 | 82.35% | 2.66 | 0 | 9 |  |  |  |  | R-410A | 2.7667 | Residential & Commercial | USHP
212627723 | Central HP <5.4 tons | COLEMAN | HRCU-A-CB (Split System: Heat Pump with Remote Outdoor Unit-Air-Source) | HMH72B341 | ASPEN |  | D(A,C,E)36B36+TDR | CPLC100C16MP13 | 32000 | 17.5 | 8.1 | 33800 | 27400 | 81.07% | 2.47 | 0 | 9.9 |  |  |  |  | R-410A | 2.6667 | Residential & Commercial | USHP
212627746 | Central HP <5.4 tons | COLEMAN | HRCU-A-CB (Split System: Heat Pump with Remote Outdoor Unit-Air-Source) | HMH72B341 | ASPEN |  | D(A,C,E)36A46+TDR | TM8V080C16MP12 | 32000 | 17.5 | 8.5 | 34000 | 27400 | 80.59% | 2.67 | 0 | 9.9 |  |  |  |  | R-410A | 2.6667 | Residential & Commercial | USHP
212627764 | Central HP <5.4 tons | COLEMAN | HRCU-A-CB (Split System: Heat Pump with Remote Outdoor Unit-Air-Source) | HMH72B341 | ASPEN |  | C(A,C,D,E)36B26+TDR | TM8V100C16MP12 | 29200 | 16.7 | 8.5 | 34000 | 27400 | 80.59% | 2.67 | 0 | 9.4 |  |  |  |  | R-410A | 2.4333 | Residential & Commercial | USHP
212627789 | Central HP <5.4 tons | COLEMAN | HRCU-A-CB (Split System: Heat Pump with Remote Outdoor Unit-Air-Source) | HMH72B341 | ASPEN |  | C(A,C,D,E)36A46+TDR | TMLV100C16MP12 | 32000 | 17.5 | 8.1 | 33800 | 27400 | 81.07% | 2.47 | 0 | 9.9 |  |  |  |  | R-410A | 2.6667 | Residential & Commercial | USHP
212627798 | Central HP <5.4 tons | COLEMAN | HRCU-A-CB (Split System: Heat Pump with Remote Outdoor Unit-Air-Source) | HMH72B341 | ASPEN |  | D(A,C,E)36C36+TDR | TMLV100C16MP12 | 32400 | 17.5 | 8.1 | 33800 | 27400 | 81.07% | 2.47 | 0 | 10 |  |  |  |  | R-410A | 2.7 | Residential & Commercial | USHP | Ducted CEE Tier 1
211708499 | Central HP <5.4 tons | COLEMAN | HRCU-A-CB (Split System: Heat Pump with Remote Outdoor Unit-Air-Source) | THF2B48T21 | ASPEN |  | D(A,C,E)48D36+TDR | TMLE080C16MP11 | 45000 | 16 | 8.2 | 44000 | 30800 | 70% | 3.11 | 0 | 11.9 |  |  |  |  | R-410A | 3.75 | Residential & Commercial | USHP | Ducted CEE Tier 1
212627805 | Central HP <5.4 tons | COLEMAN | HRCU-A-CB (Split System: Heat Pump with Remote Outdoor Unit-Air-Source) | HMH72B341 | ASPEN |  | D(A,C,E)42D26+TDR | TMLV100C16MP12 | 30600 | 17.2 | 8.1 | 33800 | 27400 | 81.07% | 2.47 | 0 | 9.6 |  |  |  |  | R-410A | 2.55 | Residential & Commercial | USHP
212627873 | Central HP <5.4 tons | COLEMAN | HRCU-A-CB (Split System: Heat Pump with Remote Outdoor Unit-Air-Source) | HMH72B341 | ASPEN |  | D(A,C,E)42A46+TDR | TL8E080C16UH11 | 32400 | 17.5 | 8.5 | 34000 | 27800 | 81.76% | 2.68 | 0 | 10 |  |  |  |  | R-410A | 2.7 | Residential & Commercial | USHP | Ducted CEE Tier 1
212627887 | Central HP <5.4 tons | COLEMAN | HRCU-A-CB (Split System: Heat Pump with Remote Outdoor Unit-Air-Source) | HMH72B341 | ASPEN |  | C(A,C,D,E)36C36+TDR | TL9E080C16UH11 | 32400 | 17.5 | 8.5 | 34000 | 28000 | 82.35% | 2.66 | 0 | 9.5 |  |  |  |  | R-410A | 2.7 | Residential & Commercial | USHP
212627973 | Central HP <5.4 tons | COLEMAN | HRCU-A-CB (Split System: Heat Pump with Remote Outdoor Unit-Air-Source) | HMH72B341 | ASPEN |  | D(A,C,E)48C26+TDR | TM8Y100C16MP11 | 30600 | 18.1 | 8.5 | 34000 | 27400 | 80.59% | 2.67 | 0 | 9.6 |  |  |  |  | R-410A | 2.55 | Residential & Commercial | USHP
212627989 | Central HP <5.4 tons | COLEMAN | HRCU-A-CB (Split System: Heat Pump with Remote Outdoor Unit-Air-Source) | HMH72B341 | ASPEN |  | D(A,C,E)42A46+TDR | TM9V100C16MP12 | 32400 | 17.5 | 8.5 | 34000 | 27400 | 80.59% | 2.67 | 0 | 10 |  |  |  |  | R-410A | 2.7 | Residential & Commercial | USHP | Ducted CEE Tier 1
212627998 | Central HP <5.4 tons | COLEMAN | HRCU-A-CB (Split System: Heat Pump with Remote Outdoor Unit-Air-Source) | HMH72B341 | ASPEN |  | D(A,C,E)48D26+TDR | TM9V100C16MP12 | 31000 | 17.3 | 8.5 | 34000 | 27400 | 80.59% | 2.67 | 0 | 9.7 |  |  |  |  | R-410A | 2.5833 | Residential & Commercial | USHP
212628012 | Central HP <5.4 tons | COLEMAN | HRCU-A-CB (Split System: Heat Pump with Remote Outdoor Unit-Air-Source) | HMH72B341 | ASPEN |  | D(A,C,E)42A46+TDR | TP9C100C16MP13 | 32400 | 17.5 | 8.1 | 34000 | 27400 | 80.59% | 2.47 | 0 | 10 |  |  |  |  | R-410A | 2.7 | Residential & Commercial | USHP | Ducted CEE Tier 1
212628014 | Central HP <5.4 tons | COLEMAN | HRCU-A-CB (Split System: Heat Pump with Remote Outdoor Unit-Air-Source) | HMH72B341 | ASPEN |  | D(A,C,E)42C26+TDR | TP9C100C16MP13 | 30200 | 17 | 8.1 | 34000 | 27400 | 80.59% | 2.47 | 0 | 9 |  |  |  |  | R-410A | 2.5167 | Residential & Commercial | USHP
212623954 | Central HP <5.4 tons | COLEMAN | HRCU-A-CB (Split System: Heat Pump with Remote Outdoor Unit-Air-Source) | HMH72B341 | ASPEN |  | C(A,C,D,E)36D24+TDR | TM8E080B12MP11 | 30200 | 17.5 | 8.5 | 34000 | 28000 | 82.35% | 2.63 | 0 | 9 |  |  |  |  | R-410A | 2.5167 | Residential & Commercial | USHP
212623977 | Central HP <5.4 tons | COLEMAN | HRCU-A-CB (Split System: Heat Pump with Remote Outdoor Unit-Air-Source) | HMH72B341 | ASPEN |  | C(A,C,D,E)36A44+TDR | TM9Y080B12MP11 | 32000 | 18 | 8.1 | 34000 | 28000 | 82.35% | 2.41 | 0 | 9.4 |  |  |  |  | R-410A | 2.6667 | Residential & Commercial | USHP
212623988 | Central HP <5.4 tons | COLEMAN | HRCU-A-CB (Split System: Heat Pump with Remote Outdoor Unit-Air-Source) | HMH72B341 | ASPEN |  | C(A,C,D,E)48D24+TDR | TM9Y080B12MP11 | 31000 | 17.8 | 8.1 | 34000 | 28000 | 82.35% | 2.41 | 0 | 9.2 |  |  |  |  | R-410A | 2.5833 | Residential & Commercial | USHP
212623993 | Central HP <5.4 tons | COLEMAN | HRCU-A-CB (Split System: Heat Pump with Remote Outdoor Unit-Air-Source) | HMH72B341 | ASPEN |  | D(A,C,E)36D24+TDR | TM9Y080B12MP11 | 30200 | 17.5 | 8.1 | 34000 | 28000 | 82.35% | 2.41 | 0 | 9.1 |  |  |  |  | R-410A | 2.5167 | Residential & Commercial | USHP
212624043 | Central HP <5.4 tons | COLEMAN | HRCU-A-CB (Split System: Heat Pump with Remote Outdoor Unit-Air-Source) | HMH72B341 | ASPEN |  | D(A,C,E)42D34+TDR | TMLE080B12MP11 | 33200 | 18 | 8.1 | 34000 | 28000 | 82.35% | 2.41 | 0 | 9 |  |  |  |  | R-410A | 2.7667 | Residential & Commercial | USHP
212624054 | Central HP <5.4 tons | COLEMAN | HRCU-A-CB (Split System: Heat Pump with Remote Outdoor Unit-Air-Source) | HMH72B341 | ASPEN |  | D(A,C,E)36B44+TDR | TM9Y100C16MP11 | 32800 | 18 | 8.4 | 34000 | 28400 | 83.53% | 2.72 | 0 | 10 |  |  |  |  | R-410A | 2.7333 | Residential & Commercial | USHP | Ducted CEE Tier 1
212624093 | Central HP <5.4 tons | COLEMAN | HRCU-A-CB (Split System: Heat Pump with Remote Outdoor Unit-Air-Source) | HMH72B341 | ASPEN |  | D(A,C,E)42D34+TDR | TM8V060A12MP12 | 32800 | 17.5 | 8.1 | 33400 | 28800 | 86.23% | 2.49 | 0 | 9.5 |  |  |  |  | R-410A | 2.7333 | Residential & Commercial | USHP
212624179 | Central HP <5.4 tons | COLEMAN | HRCU-A-CB (Split System: Heat Pump with Remote Outdoor Unit-Air-Source) | HMH72B341 | ASPEN |  | D(A,C,E)36B44+TDR | TM9Y100C20MP11 | 33000 | 15.5 | 8.1 | 34000 | 27800 | 81.76% | 2.38 | 0 | 9 |  |  |  |  | R-410A | 2.75 | Residential & Commercial | USHP
212624236 | Central HP <5.4 tons | COLEMAN | HRCU-A-CB (Split System: Heat Pump with Remote Outdoor Unit-Air-Source) | HMH72B341 | ASPEN |  | D(A,C,E)48D34+TDR | TMLE040A12MP11 | 32800 | 18 | 8.1 | 33400 | 29000 | 86.83% | 2.48 | 0 | 10 |  |  |  |  | R-410A | 2.7333 | Residential & Commercial | USHP | Ducted CEE Tier 1
212624252 | Central HP <5.4 tons | COLEMAN | HRCU-A-CB (Split System: Heat Pump with Remote Outdoor Unit-Air-Source) | HMH72B341 | ASPEN |  | C(A,C,D,E)48D24+TDR | TM8E080C16MP11 | 32600 | 18 | 8.5 | 34000 | 28400 | 83.53% | 2.77 | 0 | 10 |  |  |  |  | R-410A | 2.7167 | Residential & Commercial | USHP | Ducted CEE Tier 1
212624254 | Central HP <5.4 tons | COLEMAN | HRCU-A-CB (Split System: Heat Pump with Remote Outdoor Unit-Air-Source) | HMH72B341 | ASPEN |  | D(A,C,E)48C34+TDR | TM8E080C16MP11 | 33000 | 18 | 8.5 | 34000 | 28400 | 83.53% | 2.77 | 0 | 10 |  |  |  |  | R-410A | 2.75 | Residential & Commercial | USHP | Ducted CEE Tier 1
212624288 | Central HP <5.4 tons | COLEMAN | HRCU-A-CB (Split System: Heat Pump with Remote Outdoor Unit-Air-Source) | HMH72B341 | ASPEN |  | C(A,C,D,E)48D24+TDR | TM9E080C16MP12 | 32600 | 18 | 8.1 | 33000 | 29200 | 88.48% | 2.49 | 0 | 10 |  |  |  |  | R-410A | 2.7167 | Residential & Commercial | USHP | Ducted CEE Tier 1
212624311 | Central HP <5.4 tons | COLEMAN | HRCU-A-CB (Split System: Heat Pump with Remote Outdoor Unit-Air-Source) | HMH72B341 | ASPEN |  | D(A,C,E)48D34+TDR | TM8E100C16MP11 | 33000 | 18 | 8.5 | 34000 | 28400 | 83.53% | 2.76 | 0 | 10 |  |  |  |  | R-410A | 2.75 | Residential & Commercial | USHP | Ducted CEE Tier 1
212624313 | Central HP <5.4 tons | COLEMAN | HRCU-A-CB (Split System: Heat Pump with Remote Outdoor Unit-Air-Source) | HMH72B341 | ASPEN |  | C(A,C,D,E)42C24+TDR | TMLE100C16MP11 | 31800 | 18 | 8.1 | 33000 | 29000 | 87.88% | 2.49 | 0 | 10 |  |  |  |  | R-410A | 2.65 | Residential & Commercial | USHP | Ducted CEE Tier 1
212624377 | Central HP <5.4 tons | COLEMAN | HRCU-A-CB (Split System: Heat Pump with Remote Outdoor Unit-Air-Source) | HMH72B341 | ASPEN |  | C(A,C,D,E)42B34+TDR | TL8E080C16UH11 | 32200 | 17.5 | 8.4 | 34000 | 27800 | 81.76% | 2.66 | 0 | 9.9 |  |  |  |  | R-410A | 2.6833 | Residential & Commercial | USHP
212624386 | Central HP <5.4 tons | COLEMAN | HRCU-A-CB (Split System: Heat Pump with Remote Outdoor Unit-Air-Source) | HMH72B341 | ASPEN |  | C(A,C,D,E)36C24+TDR | TM9Y080C16MP11 | 29600 | 17.8 | 8.5 | 34000 | 28000 | 82.35% | 2.66 | 0 | 9 |  |  |  |  | R-410A | 2.4667 | Residential & Commercial | USHP
212624411 | Central HP <5.4 tons | COLEMAN | HRCU-A-CB (Split System: Heat Pump with Remote Outdoor Unit-Air-Source) | HMH72B341 | ASPEN |  | D(A,C,E)42C34+TDR | TM9Y080C16MP11 | 32800 | 18.5 | 8.5 | 34000 | 28000 | 82.35% | 2.66 | 0 | 9.5 |  |  |  |  | R-410A | 2.7333 | Residential & Commercial | USHP
212624436 | Central HP <5.4 tons | COLEMAN | HRCU-A-CB (Split System: Heat Pump with Remote Outdoor Unit-Air-Source) | HMH72B341 | ASPEN |  | C(A,C,D,E)36D24+TDR | TMLE120C16MP11 | 32000 | 18 | 8.1 | 33000 | 29200 | 88.48% | 2.5 | 0 | 10 |  |  |  |  | R-410A | 2.6667 | Residential & Commercial | USHP | Ducted CEE Tier 1
212624488 | Central HP <5.4 tons | COLEMAN | HRCU-A-CB (Split System: Heat Pump with Remote Outdoor Unit-Air-Source) | HMH72B341 | ASPEN |  | D(A,C,E)36D34+TDR | CPLC080C16MP13 | 32800 | 17.5 | 8.1 | 33800 | 27400 | 81.07% | 2.47 | 0 | 10 |  |  |  |  | R-410A | 2.7333 | Residential & Commercial | USHP | Ducted CEE Tier 1
212624522 | Central HP <5.4 tons | COLEMAN | HRCU-A-CB (Split System: Heat Pump with Remote Outdoor Unit-Air-Source) | HMH72B341 | ASPEN |  | D(A,C,E)36B34+TDR | CPLC100C16MP13 | 32000 | 17.5 | 8.1 | 33800 | 27400 | 81.07% | 2.47 | 0 | 9.9 |  |  |  |  | R-410A | 2.6667 | Residential & Commercial | USHP
212624613 | Central HP <5.4 tons | COLEMAN | HRCU-A-CB (Split System: Heat Pump with Remote Outdoor Unit-Air-Source) | HMH72B341 | ASPEN |  | C(A,C,D,E)48C24+TDR | TM8V100C16MP12 | 30600 | 17.2 | 8.5 | 34000 | 27400 | 80.59% | 2.67 | 0 | 9.6 |  |  |  |  | R-410A | 2.55 | Residential & Commercial | USHP
212624620 | Central HP <5.4 tons | COLEMAN | HRCU-A-CB (Split System: Heat Pump with Remote Outdoor Unit-Air-Source) | HMH72B341 | ASPEN |  | D(A,C,E)36D24+TDR | TM8V100C16MP12 | 30200 | 17 | 8.5 | 34000 | 27400 | 80.59% | 2.67 | 0 | 9 |  |  |  |  | R-410A | 2.5167 | Residential & Commercial | USHP
212624645 | Central HP <5.4 tons | COLEMAN | HRCU-A-CB (Split System: Heat Pump with Remote Outdoor Unit-Air-Source) | HMH72B341 | ASPEN |  | C(A,C,D,E)36B24+TDR | TMLV100C16MP12 | 29200 | 16.7 | 8.1 | 33800 | 27400 | 81.07% | 2.47 | 0 | 9.4 |  |  |  |  | R-410A | 2.4333 | Residential & Commercial | USHP
212621651 | Central HP <5.4 tons | COLEMAN | HRCU-A-CB (Split System: Heat Pump with Remote Outdoor Unit-Air-Source) | HMH72B341 | ASPEN |  | D(A,C,E)36D34+TDR | CPLC100C20MP13 | 32200 | 16.5 | 8.1 | 32400 | 27800 | 85.8% | 2.44 | 0 | 9 |  |  |  |  | R-410A | 2.6833 | Residential & Commercial | USHP
212621669 | Central HP <5.4 tons | COLEMAN | HRCU-A-CB (Split System: Heat Pump with Remote Outdoor Unit-Air-Source) | HMH72B341 | ASPEN |  | C(A,C,D,E)48D24+TDR | CPLC120C20MP13 | 30400 | 16.1 | 8.1 | 32400 | 27800 | 85.8% | 2.44 | 0 | 8 |  |  |  |  | R-410A | 2.5333 | Residential & Commercial | USHP
212621686 | Central HP <5.4 tons | COLEMAN | HRCU-A-CB (Split System: Heat Pump with Remote Outdoor Unit-Air-Source) | HMH72B341 | ASPEN |  | C(A,C,D,E)36B34+TDR | TM8V100C20MP12 | 31400 | 16.5 | 8.1 | 32400 | 27800 | 85.8% | 2.44 | 0 | 8.9 |  |  |  |  | R-410A | 2.6167 | Residential & Commercial | USHP
212621800 | Central HP <5.4 tons | COLEMAN | HRCU-A-CB (Split System: Heat Pump with Remote Outdoor Unit-Air-Source) | HMH72B341 | ASPEN |  | C(A,C,D,E)36B24+TDR | TM9Y120D20MP11 | 28800 | 15.6 | 8.5 | 32400 | 27800 | 85.8% | 2.76 | 0 | 8.9 |  |  |  |  | R-410A | 2.4 | Residential & Commercial | USHP
212621817 | Central HP <5.4 tons | COLEMAN | HRCU-A-CB (Split System: Heat Pump with Remote Outdoor Unit-Air-Source) | HMH72B341 | ASPEN |  | D(A,C,E)36C34+TDR | TM9Y120D20MP11 | 32000 | 16.5 | 8.5 | 32400 | 28200 | 87.04% | 2.77 | 0 | 9.4 |  |  |  |  | R-410A | 2.6667 | Residential & Commercial | USHP
212621833 | Central HP <5.4 tons | COLEMAN | HRCU-A-CB (Split System: Heat Pump with Remote Outdoor Unit-Air-Source) | HMH72B341 | ASPEN |  | C(A,C,D,E)48B24+TDR | CP9C120D20MP13 | 29800 | 16.4 | 8.1 | 32400 | 27800 | 85.8% | 2.52 | 0 | 9 |  |  |  |  | R-410A | 2.4833 | Residential & Commercial | USHP
212621834 | Central HP <5.4 tons | COLEMAN | HRCU-A-CB (Split System: Heat Pump with Remote Outdoor Unit-Air-Source) | HMH72B341 | ASPEN |  | D(A,C,E)36D24+TDR | CP9C120D20MP13 | 29800 | 16.4 | 8.1 | 32400 | 27800 | 85.8% | 2.52 | 0 | 9 |  |  |  |  | R-410A | 2.4833 | Residential & Commercial | USHP
216571156 | Central HP <5.4 tons | TRANE | HRCU-A-CB (Split System: Heat Pump with Remote Outdoor Unit-Air-Source) | 5TWV0X60A1 |  |  | 5PX*D010AS3 | *UHMD120CCV5+LRP | 53000 | 18.6 | 9 | 53000 | 38000 | 71.7% | 2 | 0 | 10 |  |  |  |  | R-454B | 4.4167 | Residential & Commercial | USHP | Ducted CEE Tier 1
215942371 | Central HP <5.4 tons | BRYANT HEATING AND COOLING SYSTEMS | HRCU-A-CB (Split System: Heat Pump with Remote Outdoor Unit-Air-Source) | 293VAN036**AA* |  |  | CVAMA4421XMA*+UI | 986TD42060C17*** | 35200 | 21 | 8.5 | 37400 | 28000 | 74.87% | 2.06 | 0 | 11.7 |  |  |  |  | R-454B | 2.9333 | Residential & Commercial | USHP | Ducted CEE Tier 1
211378326 | Central HP <5.4 tons | YORK | HRCU-A-CB (Split System: Heat Pump with Remote Outdoor Unit-Air-Source) | HMH72B341 |  |  | XAUB36DXXN1+TXV | TM8V080B12MP12 | 33600 | 17 | 8.1 | 33600 | 23600 | 70.24% | 2.02 | 0 | 9.5 |  |  |  |  | R-410A | 2.8 | Residential & Commercial | USHP
211378462 | Central HP <5.4 tons | YORK | HRCU-A-CB (Split System: Heat Pump with Remote Outdoor Unit-Air-Source) | HMH72B341 |  |  | XAHC36DBCN1 | TM8E120C16MP11 | 33600 | 17.5 | 8.1 | 33000 | 23200 | 70.3% | 2.04 | 0 | 10 |  |  |  |  | R-410A | 2.8 | Residential & Commercial | USHP | Ducted CEE Tier 1
211378510 | Central HP <5.4 tons | YORK | HRCU-A-CB (Split System: Heat Pump with Remote Outdoor Unit-Air-Source) | HMH72B341 |  |  | XAFC36DXXN1+TXV | TM8E100C16MP11 | 34000 | 17.5 | 8.1 | 33600 | 23800 | 70.83% | 2.08 | 0 | 10 |  |  |  |  | R-410A | 2.8333 | Residential & Commercial | USHP | Ducted CEE Tier 1
211378561 | Central HP <5.4 tons | YORK | HRCU-A-CB (Split System: Heat Pump with Remote Outdoor Unit-Air-Source) | HMH72B341 |  |  | XAHB30CXXN1+TXV | TMLE100B12MP11 | 32000 | 17 | 8.1 | 32800 | 23000 | 70.12% | 1.98 | 0 | 9.5 |  |  |  |  | R-410A | 2.6667 | Residential & Commercial | USHP
215667546 | Central HP <5.4 tons | COMFORTMAKER | HRCU-A-CB (Split System: Heat Pump with Remote Outdoor Unit-Air-Source) | C5H0V24*K*AAA* |  |  | EA*5X30M17A*+WALLCON | *96CTN0801714B* | 23000 | 17 | 9 | 23800 | 16700 | 70.17% | 1.98 | 0 | 10 |  |  |  |  | R-454B | 1.9167 | Residential & Commercial | USHP | Ducted CEE Tier 1
214066645 | Central HP <5.4 tons | FRIEDRICH | HRCU-A-CB (Split System: Heat Pump with Remote Outdoor Unit-Air-Source) | RD17AZ36AJ3N |  |  | TCFZ3621MTANM | FR802V0754A17UH | 34200 | 18 | 8.1 | 34200 | 29400 | 85.96% | 2 | 0 | 10 |  |  |  |  | R-410A | 2.85 | Residential & Commercial | USHP | Ducted CEE Tier 1
216779038 | Central HP <5.4 tons | BRYANT HEATING AND COOLING SYSTEMS | HRCU-A-CB (Split System: Heat Pump with Remote Outdoor Unit-Air-Source) | 38MURAQ30AA3* | ADP |  | H,PG9J936 | 927TA66100V21*** | 31000 | 17 | 10 | 32000 | 22600 | 70.62% | 2.42 | 0 | 10.5 |  |  |  |  | R-410A | 2.5833 | Residential & Commercial | USHP | Ducted CEE Tier 1
216683402 | Central HP <5.4 tons | CARRIER | HRCU-A-CB (Split System: Heat Pump with Remote Outdoor Unit-Air-Source) | 38MURAQ24AB3* |  |  | CSPH*3612AL* | 59TP7A120V24**22 | 23800 | 16 | 8.5 | 25400 | 22400 | 88.19% | 1.75 | 0 | 10 |  |  |  |  | R-410A | 1.9833 | Residential & Commercial | USHP | Ducted CEE Tier 1
216571158 | Central HP <5.4 tons | TRANE | HRCU-A-CB (Split System: Heat Pump with Remote Outdoor Unit-Air-Source) | 5TWV0X60A1 |  |  | 5PX*DD10AS3 | *DHMD120CCV5+LRP | 52000 | 18.6 | 9 | 53500 | 38000 | 71.03% | 2 | 0 | 10 |  |  |  |  | R-454B | 4.3333 | Residential & Commercial | USHP | Ducted CEE Tier 1
212988758 | Central HP <5.4 tons | BRYANT HEATING AND COOLING SYSTEMS | HRCU-A-CB (Split System: Heat Pump with Remote Outdoor Unit-Air-Source) | 38MURAQ24AB3* |  |  | CNPV*3621AL* | 935SB36040M17*** | 23600 | 16.5 | 8.5 | 26400 | 24200 | 91.67% | 2 | 0 | 10 |  |  |  |  | R-410A | 1.9667 | Residential & Commercial | USHP | Ducted CEE Tier 1
212989142 | Central HP <5.4 tons | BRYANT HEATING AND COOLING SYSTEMS | HRCU-A-CB (Split System: Heat Pump with Remote Outdoor Unit-Air-Source) | 38MURAQ24AB3* |  |  | CAP**2517AL* | 935SB48060M17*** | 24200 | 17 | 8.5 | 25200 | 21800 | 86.51% | 1.82 | 0 | 10 |  |  |  |  | R-410A | 2.0167 | Residential & Commercial | USHP | Ducted CEE Tier 1
216487306 | Central HP <5.4 tons | BRYANT HEATING AND COOLING SYSTEMS | HRCU-A-CB (Split System: Heat Pump with Remote Outdoor Unit-Air-Source) | 290VAN024**AA* | ADP |  | CE(P,V)3617G34*+TXV | 88*TB36045C17*** | 23000 | 16 | 9 | 22600 | 16300 | 72.12% | 1.98 | 0 | 10 |  |  |  |  | R-454B | 1.9167 | Residential & Commercial | USHP | Ducted CEE Tier 1
214066731 | Central HP <5.4 tons | FRIEDRICH | HRCU-A-CB (Split System: Heat Pump with Remote Outdoor Unit-Air-Source) | RD17AZ36AJ3N |  |  | TCFZ3621MTANM | FR801V0504A17UHS | 34200 | 18 | 8.1 | 34200 | 29800 | 87.13% | 1.9 | 0 | 10 |  |  |  |  | R-410A | 2.85 | Residential & Commercial | USHP | Ducted CEE Tier 1
206135997 | Central HP <5.4 tons | AIRQUEST | HRCU-A-CB (Split System: Heat Pump with Remote Outdoor Unit-Air-Source) | HVH837GKA** |  |  | EHD4X42AAL+WALLCON | *80CSU1002120A* | 32400 | 16 | 8.1 | 33200 | 24800 | 74.7% | 1.94 | 11.5 | 11 |  |  |  |  | R-410A | 2.7 | Residential & Commercial | USHP | Ducted CEE Tier 1
212983547 | Central HP <5.4 tons | BRYANT HEATING AND COOLING SYSTEMS | HRCU-A-CB (Split System: Heat Pump with Remote Outdoor Unit-Air-Source) | 38MURAQ24AB3* |  |  | CAP**3017AL* | 912SE36060M14*** | 23800 | 17 | 8.5 | 26600 | 24000 | 90.23% | 1.98 | 0 | 10 |  |  |  |  | R-410A | 1.9833 | Residential & Commercial | USHP | Ducted CEE Tier 1
211708447 | Central HP <5.4 tons | COLEMAN | HRCU-A-CB (Split System: Heat Pump with Remote Outdoor Unit-Air-Source) | THF2B48T21 | ASPEN |  | D(A,C,E)48D36+TDR | TM8V100C16MP12 | 45500 | 16 | 8.2 | 44000 | 30800 | 70% | 3.14 | 0 | 11.9 |  |  |  |  | R-410A | 3.7917 | Residential & Commercial | USHP | Ducted CEE Tier 1
211708480 | Central HP <5.4 tons | COLEMAN | HRCU-A-CB (Split System: Heat Pump with Remote Outdoor Unit-Air-Source) | THF2B48T21 | ASPEN |  | D(A,C,E)48D34+TDR | TM9V100C16MP12 | 45500 | 16 | 8.2 | 44000 | 30800 | 70% | 3.13 | 0 | 11.9 |  |  |  |  | R-410A | 3.7917 | Residential & Commercial | USHP | Ducted CEE Tier 1
214441922 | Central HP <5.4 tons | BRYANT HEATING AND COOLING SYSTEMS | HRCU-A-CB (Split System: Heat Pump with Remote Outdoor Unit-Air-Source) | 284ANV048*0**B* | ADP |  | V,C60H210P179 | 986TD66100C21*** | 44500 | 21 | 9.5 | 44000 | 35800 | 81.36% | 2.26 | 0 | 12 |  |  |  |  | R-410A | 3.7083 | Residential & Commercial | USHP | Ducted CEE Tier 1
206135675 | Central HP <5.4 tons | AIRQUEST | HRCU-A-CB (Split System: Heat Pump with Remote Outdoor Unit-Air-Source) | HVH837GKA** |  |  | EA*4X37L21A*+WALLCON | *80CSU1002120A* | 32800 | 17 | 8.5 | 33000 | 25200 | 76.36% | 1.96 | 12 | 11 |  |  |  |  | R-410A | 2.7333 | Residential & Commercial | USHP | Ducted CEE Tier 1
205751138 | Central HP <5.4 tons | AIRQUEST | HRCU-A-CB (Split System: Heat Pump with Remote Outdoor Unit-Air-Source) | HVH837GKA** |  |  | EA*4X43L21A*+WALLCON | *80CTL0902120A* | 32800 | 17.5 | 8.5 | 33000 | 25200 | 76.36% | 2 | 12 | 11.7 |  |  |  |  | R-410A | 2.7333 | Residential & Commercial | USHP | Ducted CEE Tier 1
214775805 | Central HP <5.4 tons | NAPOLEON | HRCU-A-CB (Split System: Heat Pump with Remote Outdoor Unit-Air-Source) | WSEHV2436RA1-N | ADP |  | H,DE35936 | WPV050T3AA | 22000 | 17 | 8.5 | 23400 | 17100 | 73.08% | 1.8 | 0 | 10 |  |  |  |  | R-410A | 1.8333 | Residential & Commercial | USHP | Ducted CEE Tier 1
215667863 | Central HP <5.4 tons | COMFORTMAKER | HRCU-A-CB (Split System: Heat Pump with Remote Outdoor Unit-Air-Source) | C5H0V24*K*AAA* |  |  | EA*5X37M21A*+WALLCON | *80CTL0902120B* | 24000 | 17.5 | 9 | 23200 | 16300 | 70.26% | 2.02 | 0 | 10.5 |  |  |  |  | R-454B | 2 | Residential & Commercial | USHP | Ducted CEE Tier 1
211708411 | Central HP <5.4 tons | COLEMAN | HRCU-A-CB (Split System: Heat Pump with Remote Outdoor Unit-Air-Source) | THF2B48T21 | ASPEN |  | D(A,C,E)48D36+TDR | CPLC080C16MP13 | 45500 | 16 | 8.2 | 44000 | 30800 | 70% | 3.14 | 0 | 11.9 |  |  |  |  | R-410A | 3.7917 | Residential & Commercial | USHP | Ducted CEE Tier 1
211708434 | Central HP <5.4 tons | COLEMAN | HRCU-A-CB (Split System: Heat Pump with Remote Outdoor Unit-Air-Source) | THF2B48T21 | ASPEN |  | D(A,C,E)48D34+TDR | TM8E100C16MP11 | 45000 | 16 | 8.2 | 44000 | 31200 | 70.91% | 3.13 | 0 | 11.9 |  |  |  |  | R-410A | 3.75 | Residential & Commercial | USHP | Ducted CEE Tier 1
211262294 | Central HP <5.4 tons | DAY & NIGHT | HRCU-A-CB (Split System: Heat Pump with Remote Outdoor Unit-Air-Source) | DLCURAH18ABK |  |  | EN(A,D)4X18L14** | *80VTL0451412A* | 17400 | 16 | 8.5 | 18400 | 19400 | 105.4% | 2.34 | 0 | 10.5 |  |  |  |  | R-410A | 1.45 | Residential & Commercial | USHP | Ducted CEE Tier 1
212989610 | Central HP <5.4 tons | BRYANT HEATING AND COOLING SYSTEMS | HRCU-A-CB (Split System: Heat Pump with Remote Outdoor Unit-Air-Source) | 38MURAQ24AB3* |  |  | CAP**3721AL* | 935SB60080M21*** | 24000 | 17.5 | 8.5 | 25200 | 21800 | 86.51% | 1.82 | 0 | 10 |  |  |  |  | R-410A | 2 | Residential & Commercial | USHP | Ducted CEE Tier 1
212362822 | Central HP <5.4 tons | GOETTL | HRCU-A-CB (Split System: Heat Pump with Remote Outdoor Unit-Air-Source) | GSZV903610A* |  |  | CHPF3743C6B*+TXV | G*VM970803BNB* | 33400 | 18 | 8.2 | 34000 | 24400 | 71.76% | 1.8 | 0 | 11 |  |  |  |  | R-410A | 2.7833 | Residential & Commercial | USHP | Ducted CEE Tier 1
214569413 | Central HP <5.4 tons | BRYANT HEATING AND COOLING SYSTEMS | HRCU-A-CB (Split System: Heat Pump with Remote Outdoor Unit-Air-Source) | 284ANV048*0**B* |  |  | CAP**4824AL*+UI | 935CB66100C21*** | 44000 | 21 | 10 | 46000 | 36200 | 78.7% | 2.3 | 0 | 11.5 |  |  |  |  | R-410A | 3.6667 | Residential & Commercial | USHP | Ducted CEE Tier 1
214569445 | Central HP <5.4 tons | BRYANT HEATING AND COOLING SYSTEMS | HRCU-A-CB (Split System: Heat Pump with Remote Outdoor Unit-Air-Source) | 284ANV048*0**B* |  |  | CAP**6124AL*+UI | 88*TB60070C21*** | 45000 | 21 | 10 | 46000 | 36400 | 79.13% | 2.34 | 0 | 11.5 |  |  |  |  | R-410A | 3.75 | Residential & Commercial | USHP | Ducted CEE Tier 1
214569513 | Central HP <5.4 tons | BRYANT HEATING AND COOLING SYSTEMS | HRCU-A-CB (Split System: Heat Pump with Remote Outdoor Unit-Air-Source) | 284ANV048*0**B* |  |  | CNPV*6024AL*+UI | 987MC60080C21*** | 44500 | 21 | 9 | 46500 | 36400 | 78.28% | 2.26 | 0 | 12 |  |  |  |  | R-410A | 3.7083 | Residential & Commercial | USHP | Ducted CEE Tier 1
211262553 | Central HP <5.4 tons | DAY & NIGHT | HRCU-A-CB (Split System: Heat Pump with Remote Outdoor Unit-Air-Source) | DLCURAH18ABK |  |  | EN(A,D)4X24L14** | *96VSN0601412A* | 17900 | 15.5 | 8.5 | 18800 | 18700 | 99.47% | 2.26 | 0 | 11 |  |  |  |  | R-410A | 1.4917 | Residential & Commercial | USHP | Ducted CEE Tier 1
211708413 | Central HP <5.4 tons | COLEMAN | HRCU-A-CB (Split System: Heat Pump with Remote Outdoor Unit-Air-Source) | THF2B48T21 | ASPEN |  | D(A,C,E)48D36+TDR | CPLC100C16MP13 | 45500 | 16 | 8.2 | 44000 | 30800 | 70% | 3.14 | 0 | 11.9 |  |  |  |  | R-410A | 3.7917 | Residential & Commercial | USHP | Ducted CEE Tier 1
211708416 | Central HP <5.4 tons | COLEMAN | HRCU-A-CB (Split System: Heat Pump with Remote Outdoor Unit-Air-Source) | THF2B48T21 | ASPEN |  | D(A,C,E)48D34+TDR | TL8E080C16UH11 | 45500 | 16 | 8.2 | 44000 | 30800 | 70% | 3.11 | 0 | 11.9 |  |  |  |  | R-410A | 3.7917 | Residential & Commercial | USHP | Ducted CEE Tier 1
211708514 | Central HP <5.4 tons | COLEMAN | HRCU-A-CB (Split System: Heat Pump with Remote Outdoor Unit-Air-Source) | THF2B48T21 | ASPEN |  | D(A,C,E)48D34+TDR | TMLV100C16MP12 | 45500 | 16 | 8.2 | 44000 | 30800 | 70% | 3.14 | 0 | 11.9 |  |  |  |  | R-410A | 3.7917 | Residential & Commercial | USHP | Ducted CEE Tier 1
213885848 | Central HP <5.4 tons | ECOER | HRCU-A-CB (Split System: Heat Pump with Remote Outdoor Unit-Air-Source) | EODA18H-4860B | ASPEN |  | AE(D,N,U)+CM60B44+TDR | 0 | 51000 | 17 | 8.8 | 55000 | 46000 | 83.64% | 2.36 | 0 | 9.9 |  |  |  |  | R-410A | 4.25 | Residential & Commercial | USHP
216683449 | Central HP <5.4 tons | HEIL | HRCU-A-CB (Split System: Heat Pump with Remote Outdoor Unit-Air-Source) | DLCURAH18ABK |  |  | EHD4X24AAL | *97VTN1202422A* | 17400 | 15.2 | 8.1 | 18100 | 18400 | 101.7% | 2.05 | 0 | 10 |  |  |  |  | R-410A | 1.45 | Residential & Commercial | USHP | Ducted CEE Tier 1
211708392 | Central HP <5.4 tons | COLEMAN | HRCU-A-CB (Split System: Heat Pump with Remote Outdoor Unit-Air-Source) | THF2B48T21 | ASPEN |  | D(A,C,E)48D36+TDR | CP9C100C16MP13 | 45500 | 16 | 8.2 | 44000 | 30800 | 70% | 3.13 | 0 | 11.9 |  |  |  |  | R-410A | 3.7917 | Residential & Commercial | USHP | Ducted CEE Tier 1
211708394 | Central HP <5.4 tons | COLEMAN | HRCU-A-CB (Split System: Heat Pump with Remote Outdoor Unit-Air-Source) | THF2B48T21 | ASPEN |  | D(A,C,E)48D36+TDR | CP9C100C20MP13 | 45500 | 16 | 8.2 | 44000 | 31200 | 70.91% | 3.13 | 0 | 11.9 |  |  |  |  | R-410A | 3.7917 | Residential & Commercial | USHP | Ducted CEE Tier 1
211708410 | Central HP <5.4 tons | COLEMAN | HRCU-A-CB (Split System: Heat Pump with Remote Outdoor Unit-Air-Source) | THF2B48T21 | ASPEN |  | D(A,C,E)48D34+TDR | CPLC080C16MP13 | 45500 | 16 | 8.2 | 44000 | 30800 | 70% | 3.14 | 0 | 11.9 |  |  |  |  | R-410A | 3.7917 | Residential & Commercial | USHP | Ducted CEE Tier 1
211708444 | Central HP <5.4 tons | COLEMAN | HRCU-A-CB (Split System: Heat Pump with Remote Outdoor Unit-Air-Source) | THF2B48T21 | ASPEN |  | D(A,C,E)48D34+TDR | TM8V080C16MP12 | 45500 | 16 | 8.2 | 44000 | 30800 | 70% | 3.14 | 0 | 11.9 |  |  |  |  | R-410A | 3.7917 | Residential & Commercial | USHP | Ducted CEE Tier 1
211708485 | Central HP <5.4 tons | COLEMAN | HRCU-A-CB (Split System: Heat Pump with Remote Outdoor Unit-Air-Source) | THF2B48T21 | ASPEN |  | D(A,C,E)48D36+TDR | TM9V120D20MP12 | 46000 | 16 | 8.2 | 44500 | 31200 | 70.11% | 3.11 | 0 | 11.9 |  |  |  |  | R-410A | 3.8333 | Residential & Commercial | USHP | Ducted CEE Tier 1
214327248 | Central HP <5.4 tons | FRIEDRICH | HRCU-A-CB (Split System: Heat Pump with Remote Outdoor Unit-Air-Source) | FRP18AZ36AJVC |  |  | RCFZ3621MEAAM | FR801V0504A17UHU | 34200 | 19 | 8.5 | 34200 | 43500 | 127.2% | 2.2 | 0 | 12.5 |  |  |  |  | R-410A | 2.85 | Residential & Commercial | USHP | Ducted CEE Tier 1
213147365 | Central HP <5.4 tons | BRYANT HEATING AND COOLING SYSTEMS | HRCU-A-CB (Split System: Heat Pump with Remote Outdoor Unit-Air-Source) | 38MURAQ36AB3* | ADP |  | C36A***L159+AEFE4B* | 0 | 37000 | 16 | 8.1 | 36800 | 34400 | 93.48% | 2 | 0 | 10 |  |  |  |  | R-410A | 3.0833 | Residential & Commercial | USHP | Ducted CEE Tier 1
211708391 | Central HP <5.4 tons | COLEMAN | HRCU-A-CB (Split System: Heat Pump with Remote Outdoor Unit-Air-Source) | THF2B48T21 | ASPEN |  | D(A,C,E)48D34+TDR | CP9C100C16MP13 | 45500 | 16 | 8.2 | 44000 | 30800 | 70% | 3.13 | 0 | 11.9 |  |  |  |  | R-410A | 3.7917 | Residential & Commercial | USHP | Ducted CEE Tier 1
213367376 | Central HP <5.4 tons | CARRIER | HRCU-A-CB (Split System: Heat Pump with Remote Outdoor Unit-Air-Source) | 38MURAQ24AB3* | ADP |  | H,PG31930 | 59TP6C080V17**16 | 23200 | 16 | 8.5 | 25400 | 25200 | 99.21% | 2.14 | 0 | 9.5 |  |  |  |  | R-410A | 1.9333 | Residential & Commercial | USHP
206135977 | Central HP <5.4 tons | AIRQUEST | HRCU-A-CB (Split System: Heat Pump with Remote Outdoor Unit-Air-Source) | HVH837GKA** |  |  | EHD4X42AAL+WALLCON | *80CSU0601716A* | 32400 | 16.5 | 8.1 | 33200 | 24800 | 74.7% | 1.94 | 11.5 | 11 |  |  |  |  | R-410A | 2.7 | Residential & Commercial | USHP | Ducted CEE Tier 1
206136343 | Central HP <5.4 tons | AIRQUEST | HRCU-A-CB (Split System: Heat Pump with Remote Outdoor Unit-Air-Source) | HVH837GKA** |  |  | EHD4X42AAL+WALLCON | *95CSU1002122A* | 32600 | 17 | 8.1 | 33000 | 24800 | 75.15% | 1.96 | 11.5 | 11 |  |  |  |  | R-410A | 2.7167 | Residential & Commercial | USHP | Ducted CEE Tier 1
213367378 | Central HP <5.4 tons | CARRIER | HRCU-A-CB (Split System: Heat Pump with Remote Outdoor Unit-Air-Source) | 38MURAQ24AB3* | ADP |  | H,PG31930 | 59TP6C080V21**20 | 22800 | 16 | 8.5 | 24800 | 23600 | 95.16% | 1.98 | 0 | 10 |  |  |  |  | R-410A | 1.9 | Residential & Commercial | USHP | Ducted CEE Tier 1
213367379 | Central HP <5.4 tons | CARRIER | HRCU-A-CB (Split System: Heat Pump with Remote Outdoor Unit-Air-Source) | 38MURAQ24AB3* | ADP |  | H,PG9J936 | 59TP6C080V21**20 | 23800 | 17 | 8.5 | 24800 | 23600 | 95.16% | 1.98 | 0 | 10.5 |  |  |  |  | R-410A | 1.9833 | Residential & Commercial | USHP | Ducted CEE Tier 1
206766052 | Central HP <5.4 tons | AIRQUEST | HRCU-A-CB (Split System: Heat Pump with Remote Outdoor Unit-Air-Source) | HVH825GKA3* |  |  | EA*4X37L21A*+WALLCON | *97CMN0602120A* | 24400 | 16.5 | 8.1 | 21200 | 16700 | 78.77% | 2.02 | 11 | 11 |  |  |  |  | R-410A | 2.0333 | Residential & Commercial | USHP | Ducted CEE Tier 1
206767472 | Central HP <5.4 tons | AIRQUEST | HRCU-A-CB (Split System: Heat Pump with Remote Outdoor Unit-Air-Source) | HVH825GKA3* |  |  | EA*4X25L17A*+WALLCON | *95CSU0601716A* | 24200 | 16.5 | 8.1 | 21400 | 16700 | 78.04% | 2 | 11 | 10.5 |  |  |  |  | R-410A | 2.0167 | Residential & Commercial | USHP | Ducted CEE Tier 1
216796732 | Central HP <5.4 tons | TRANE | HRCU-A-CB (Split System: Heat Pump with Remote Outdoor Unit-Air-Source) | 5TWR5036A1 | ASPEN |  | D(A,C,E)36C3J+TDR | S9X1C080U5PSB | 31000 | 15.2 | 8.5 | 31000 | 22200 | 71.61% | 2.92 | 0 | 12 |  |  |  |  | R-454B | 2.5833 | Residential & Commercial | USHP | Ducted CEE Tier 1
212982973 | Central HP <5.4 tons | BRYANT HEATING AND COOLING SYSTEMS | HRCU-A-CB (Split System: Heat Pump with Remote Outdoor Unit-Air-Source) | 38MURAQ30AB3* |  |  | CAP**4321AL* | 83*SB60080M21*** | 30600 | 15.5 | 8.5 | 33400 | 26200 | 78.44% | 1.88 | 0 | 9 |  |  |  |  | R-410A | 2.55 | Residential & Commercial | USHP
212985613 | Central HP <5.4 tons | BRYANT HEATING AND COOLING SYSTEMS | HRCU-A-CB (Split System: Heat Pump with Remote Outdoor Unit-Air-Source) | 38MURAQ30AB3* |  |  | CAP**4224AL* | 912SE60120M24*** | 30000 | 15.2 | 8.1 | 34200 | 27600 | 80.7% | 1.8 | 0 | 9 |  |  |  |  | R-410A | 2.5 | Residential & Commercial | USHP
211708446 | Central HP <5.4 tons | COLEMAN | HRCU-A-CB (Split System: Heat Pump with Remote Outdoor Unit-Air-Source) | THF2B48T21 | ASPEN |  | D(A,C,E)48D34+TDR | TM8V100C16MP12 | 45500 | 16 | 8.2 | 44000 | 30800 | 70% | 3.14 | 0 | 11.9 |  |  |  |  | R-410A | 3.7917 | Residential & Commercial | USHP | Ducted CEE Tier 1
216571174 | Central HP <5.4 tons | TRANE | HRCU-A-CB (Split System: Heat Pump with Remote Outdoor Unit-Air-Source) | 5TWV0X60A1 |  |  | 5TXCD010AS3 | S8V2C080M5PDB | 53500 | 19 | 9 | 53500 | 38500 | 71.96% | 2 | 0 | 10 |  |  |  |  | R-454B | 4.4583 | Residential & Commercial | USHP | Ducted CEE Tier 1
211708466 | Central HP <5.4 tons | COLEMAN | HRCU-A-CB (Split System: Heat Pump with Remote Outdoor Unit-Air-Source) | THF2B48T21 | ASPEN |  | D(A,C,E)48D34+TDR | TM9E080C16MP12 | 45000 | 16 | 8.2 | 44000 | 31200 | 70.91% | 3.13 | 0 | 11.9 |  |  |  |  | R-410A | 3.75 | Residential & Commercial | USHP | Ducted CEE Tier 1
214592568 | Central HP <5.4 tons | ECOER | HRCU-A-CB (Split System: Heat Pump with Remote Outdoor Unit-Air-Source) | EODA18H-4860B | ASPEN |  | D(A,C,E)60B44+TDR | MGH96M100D5A | 52000 | 16.5 | 8.5 | 54000 | 37800 | 70% | 1.9 | 0 | 10 |  |  |  |  | R-410A | 4.3333 | Residential & Commercial | USHP | Ducted CEE Tier 1
216440279 | Central HP <5.4 tons | AMERICAN STANDARD | HRCU-A-CB (Split System: Heat Pump with Remote Outdoor Unit-Air-Source) | 5A6V0X48A1 |  |  | 5PX*D008AS3+P0V0D000M50SD+LRP | 0 | 44000 | 20 | 9.7 | 46000 | 33200 | 72.17% | 2.1 | 0 | 12 |  |  |  |  | R-454B | 3.6667 | Residential & Commercial | USHP | Ducted CEE Tier 1
216440295 | Central HP <5.4 tons | AMERICAN STANDARD | HRCU-A-CB (Split System: Heat Pump with Remote Outdoor Unit-Air-Source) | 5A6V0X48A1 |  |  | 5PX*D010AS3+P0V0D000M50SD+LRP | 0 | 45000 | 20.2 | 9.7 | 46000 | 32800 | 71.3% | 2.1 | 0 | 12 |  |  |  |  | R-454B | 3.75 | Residential & Commercial | USHP | Ducted CEE Tier 1
211708507 | Central HP <5.4 tons | COLEMAN | HRCU-A-CB (Split System: Heat Pump with Remote Outdoor Unit-Air-Source) | THF2B48T21 | ASPEN |  | D(A,C,E)48D36+TDR | TMLE100C20MP11 | 46000 | 16 | 8.2 | 44500 | 31600 | 71.01% | 3.08 | 0 | 11.9 |  |  |  |  | R-410A | 3.8333 | Residential & Commercial | USHP | Ducted CEE Tier 1
211708523 | Central HP <5.4 tons | COLEMAN | HRCU-A-CB (Split System: Heat Pump with Remote Outdoor Unit-Air-Source) | THF2B48T21 | ASPEN |  | D(A,C,E)48D36+TDR | TP9C100C16MP13 | 45500 | 16 | 8.2 | 44000 | 30800 | 70% | 3.13 | 0 | 11.9 |  |  |  |  | R-410A | 3.7917 | Residential & Commercial | USHP | Ducted CEE Tier 1
216440345 | Central HP <5.4 tons | AMERICAN STANDARD | HRCU-A-CB (Split System: Heat Pump with Remote Outdoor Unit-Air-Source) | 5A6V0X48A1 |  |  | 5TXCB006AS3 | S9V2B060U4PSC+LRP | 43500 | 19.2 | 9.4 | 46500 | 33600 | 72.26% | 2.1 | 0 | 11.7 |  |  |  |  | R-454B | 3.625 | Residential & Commercial | USHP | Ducted CEE Tier 1
213147343 | Central HP <5.4 tons | BRYANT HEATING AND COOLING SYSTEMS | HRCU-A-CB (Split System: Heat Pump with Remote Outdoor Unit-Air-Source) | 38MURAQ24AB3* | ADP |  | V,C36H***P429+AEFE3A* | 0 | 23600 | 18 | 8.7 | 24800 | 22600 | 91.13% | 1.86 | 0 | 10 |  |  |  |  | R-410A | 1.9667 | Residential & Commercial | USHP | Ducted CEE Tier 1
214097729 | Central HP <5.4 tons | FRIEDRICH | HRCU-A-CB (Split System: Heat Pump with Remote Outdoor Unit-Air-Source) | RD17AZ48AJ3N |  |  | TCFZ6024SEANM | FR802V1505A24UH | 45500 | 17 | 8.1 | 45500 | 40000 | 87.91% | 2.1 | 0 | 10 |  |  |  |  | R-410A | 3.7917 | Residential & Commercial | USHP | Ducted CEE Tier 1
214066838 | Central HP <5.4 tons | FRIEDRICH | HRCU-A-CB (Split System: Heat Pump with Remote Outdoor Unit-Air-Source) | RD17AZ36AJ3N |  |  | TCFZ3621MTANM | FR802V0754A17UHN | 34200 | 18 | 8.1 | 34200 | 29400 | 85.96% | 2 | 0 | 10 |  |  |  |  | R-410A | 2.85 | Residential & Commercial | USHP | Ducted CEE Tier 1
216678110 | Central HP <5.4 tons | DAY & NIGHT | HRCU-A-CB (Split System: Heat Pump with Remote Outdoor Unit-Air-Source) | D5CURAH24AAK |  |  | EA*5X36M17A* | *96VTN0801716B* | 23600 | 15.2 | 8.5 | 24000 | 19400 | 80.83% | 1.9 | 0 | 9.8 |  |  |  |  | R-454B | 1.9667 | Residential & Commercial | USHP
216678562 | Central HP <5.4 tons | DAY & NIGHT | HRCU-A-CB (Split System: Heat Pump with Remote Outdoor Unit-Air-Source) | D5CURAH24AAK |  |  | FM(C,U)5Z30**AL* | 0 | 24800 | 16 | 9.5 | 24800 | 19600 | 79.03% | 2.14 | 0 | 10 |  |  |  |  | R-454B | 2.0667 | Residential & Commercial | USHP | Ducted CEE Tier 1
214660180 | Central HP <5.4 tons | ECOER | HRCU-A-CB (Split System: Heat Pump with Remote Outdoor Unit-Air-Source) | EODA18H-4860BAA | ASPEN |  | D(A,C,E)48C34+TDR | MGH96M100C5A | 45000 | 17.5 | 8.5 | 46000 | 32400 | 70.43% | 1.95 | 0 | 11 |  |  |  |  | R-410A | 3.75 | Residential & Commercial | USHP | Ducted CEE Tier 1
214802929 | Central HP <5.4 tons | RHEEM | HRCU-A-CB (Split System: Heat Pump with Remote Outdoor Unit-Air-Source) | RP15AZ48AJ2N | ASPEN |  | D(A,C,E)48D34+TDR | R801V1005A21UHS | 44500 | 15.5 | 8.2 | 45500 | 33600 | 73.85% | 3.03 | 0 | 10 |  |  |  |  | R-410A | 3.7083 | Residential & Commercial | USHP | Ducted CEE Tier 1
214592567 | Central HP <5.4 tons | ECOER | HRCU-A-CB (Split System: Heat Pump with Remote Outdoor Unit-Air-Source) | EODA18H-4860B | ASPEN |  | D(A,C,E)60B44+TDR | MGH96M100C5A | 52000 | 16.5 | 8.5 | 54000 | 37800 | 70% | 1.9 | 0 | 10 |  |  |  |  | R-410A | 4.3333 | Residential & Commercial | USHP | Ducted CEE Tier 1
211262340 | Central HP <5.4 tons | DAY & NIGHT | HRCU-A-CB (Split System: Heat Pump with Remote Outdoor Unit-Air-Source) | DLCURAH18ABK |  |  | EN(A,D)4X18L14** | *95ESN0601412A* | 17600 | 15.5 | 8.5 | 18700 | 19300 | 103.2% | 2.32 | 0 | 10.5 |  |  |  |  | R-410A | 1.4667 | Residential & Commercial | USHP | Ducted CEE Tier 1
206767508 | Central HP <5.4 tons | AIRQUEST | HRCU-A-CB (Split System: Heat Pump with Remote Outdoor Unit-Air-Source) | HVH825GKA3* |  |  | EA*4X36L21A*+WALLCON | *95CSU0802120A* | 23600 | 16.5 | 8.1 | 21400 | 16600 | 77.57% | 1.94 | 11 | 11 |  |  |  |  | R-410A | 1.9667 | Residential & Commercial | USHP | Ducted CEE Tier 1
206773457 | Central HP <5.4 tons | AIRQUEST | HRCU-A-CB (Split System: Heat Pump with Remote Outdoor Unit-Air-Source) | HVH837GKA2* |  |  | EA*4X42L24A*+WALLCON | *95CSU0802120A* | 31800 | 17.5 | 8.1 | 33000 | 24400 | 73.94% | 1.9 | 11.5 | 11 |  |  |  |  | R-410A | 2.65 | Residential & Commercial | USHP | Ducted CEE Tier 1
213369414 | Central HP <5.4 tons | CARRIER | HRCU-A-CB (Split System: Heat Pump with Remote Outdoor Unit-Air-Source) | 38MURAQ24AB3* | ADP |  | H,PG7J936 | 59TP6C080V21**20 | 23400 | 17 | 8.5 | 24800 | 23600 | 95.16% | 1.98 | 0 | 10 |  |  |  |  | R-410A | 1.95 | Residential & Commercial | USHP | Ducted CEE Tier 1
213885846 | Central HP <5.4 tons | ECOER | HRCU-A-CB (Split System: Heat Pump with Remote Outdoor Unit-Air-Source) | EODA18H-4860B | ASPEN |  | AE(D,N,U)+CM60B34+TDR | 0 | 50000 | 16.9 | 8.5 | 54500 | 46000 | 84.4% | 2.28 | 0 | 9.8 |  |  |  |  | R-410A | 4.1667 | Residential & Commercial | USHP
212984626 | Central HP <5.4 tons | BRYANT HEATING AND COOLING SYSTEMS | HRCU-A-CB (Split System: Heat Pump with Remote Outdoor Unit-Air-Source) | 38MURAQ24AB3* |  |  | CAP**3717AL* | 912SE48080M17*** | 24400 | 17.5 | 8.5 | 25400 | 21800 | 85.83% | 1.82 | 0 | 10.5 |  |  |  |  | R-410A | 2.0333 | Residential & Commercial | USHP | Ducted CEE Tier 1
212621851 | Central HP <5.4 tons | COLEMAN | HRCU-A-CB (Split System: Heat Pump with Remote Outdoor Unit-Air-Source) | HMH72B341 | ASPEN |  | C(A,C,D,E)48C24+TDR | CP9C120D20MP13 | 30200 | 16.5 | 8.1 | 32400 | 28200 | 87.04% | 2.51 | 0 | 9.1 |  |  |  |  | R-410A | 2.5167 | Residential & Commercial | USHP
212621867 | Central HP <5.4 tons | COLEMAN | HRCU-A-CB (Split System: Heat Pump with Remote Outdoor Unit-Air-Source) | HMH72B341 | ASPEN |  | D(A,C,E)48D34+TDR | CP9C120D20MP13 | 33000 | 17 | 8.1 | 32400 | 28200 | 87.04% | 2.51 | 0 | 9 |  |  |  |  | R-410A | 2.75 | Residential & Commercial | USHP
212621869 | Central HP <5.4 tons | COLEMAN | HRCU-A-CB (Split System: Heat Pump with Remote Outdoor Unit-Air-Source) | HMH72B341 | ASPEN |  | C(A,C,D,E)36B34+TDR | TM9V120D20MP12 | 31600 | 17 | 8.5 | 32400 | 28200 | 87.04% | 2.79 | 0 | 9.3 |  |  |  |  | R-410A | 2.6333 | Residential & Commercial | USHP
212621884 | Central HP <5.4 tons | COLEMAN | HRCU-A-CB (Split System: Heat Pump with Remote Outdoor Unit-Air-Source) | HMH72B341 | ASPEN |  | D(A,C,E)42C34+TDR | TM9V120D20MP12 | 32400 | 17 | 8.5 | 32400 | 28200 | 87.04% | 2.79 | 0 | 9.5 |  |  |  |  | R-410A | 2.7 | Residential & Commercial | USHP
212621886 | Central HP <5.4 tons | COLEMAN | HRCU-A-CB (Split System: Heat Pump with Remote Outdoor Unit-Air-Source) | HMH72B341 | ASPEN |  | D(A,C,E)42D34+TDR | TM9V120D20MP12 | 32800 | 17 | 8.5 | 32400 | 28200 | 87.04% | 2.79 | 0 | 9.5 |  |  |  |  | R-410A | 2.7333 | Residential & Commercial | USHP
212621933 | Central HP <5.4 tons | COLEMAN | HRCU-A-CB (Split System: Heat Pump with Remote Outdoor Unit-Air-Source) | HMH72B341 | ASPEN |  | C(A,C,D,E)36A34+TDR | TM8Y080B12MP11 | 31600 | 17.8 | 8.2 | 33200 | 27000 | 81.33% | 2.57 | 0 | 9.8 |  |  |  |  | R-410A | 2.6333 | Residential & Commercial | USHP
212985864 | Central HP <5.4 tons | BRYANT HEATING AND COOLING SYSTEMS | HRCU-A-CB (Split System: Heat Pump with Remote Outdoor Unit-Air-Source) | 38MURAQ24AB3* |  |  | CNPV*3617AL* | 916SA30026M14*** | 23400 | 16.5 | 8.1 | 26000 | 24400 | 93.85% | 2.02 | 0 | 10 |  |  |  |  | R-410A | 1.95 | Residential & Commercial | USHP | Ducted CEE Tier 1
216761963 | Central HP <5.4 tons | BRYANT HEATING AND COOLING SYSTEMS | HRCU-A-CB (Split System: Heat Pump with Remote Outdoor Unit-Air-Source) | 38MURAQ24AA3* | ADP |  | H,PG1K936 | 927TA48060V17*** | 24600 | 16 | 9 | 23000 | 18900 | 82.17% | 2.12 | 0 | 10 |  |  |  |  | R-410A | 2.05 | Residential & Commercial | USHP | Ducted CEE Tier 1
216736331 | Central HP <5.4 tons | BRYANT HEATING AND COOLING SYSTEMS | HRCU-A-CB (Split System: Heat Pump with Remote Outdoor Unit-Air-Source) | 37MUHAQ24AA3 |  |  | CSAH*2412AM* | 83*SB36040M17*** | 22400 | 15.5 | 8.1 | 21200 | 19000 | 89.62% | 1.85 | 0 | 10.5 |  |  |  |  | R-454B | 1.8667 | Residential & Commercial | USHP | Ducted CEE Tier 1
216736722 | Central HP <5.4 tons | BRYANT HEATING AND COOLING SYSTEMS | HRCU-A-CB (Split System: Heat Pump with Remote Outdoor Unit-Air-Source) | 37MUHAQ24AA3 |  |  | CSAH*2412AM* | 926SB66120V24*** | 22400 | 15.2 | 8.1 | 21200 | 19100 | 90.09% | 1.85 | 0 | 10.5 |  |  |  |  | R-454B | 1.8667 | Residential & Commercial | USHP | Ducted CEE Tier 1
216737174 | Central HP <5.4 tons | BRYANT HEATING AND COOLING SYSTEMS | HRCU-A-CB (Split System: Heat Pump with Remote Outdoor Unit-Air-Source) | 37MUHAQ24AA3 |  |  | CSAH*3012AM* | 82*SB48090V17*** | 22600 | 16 | 8.1 | 21000 | 18900 | 90% | 1.85 | 0 | 10.5 |  |  |  |  | R-454B | 1.8833 | Residential & Commercial | USHP | Ducted CEE Tier 1
212621950 | Central HP <5.4 tons | COLEMAN | HRCU-A-CB (Split System: Heat Pump with Remote Outdoor Unit-Air-Source) | HMH72B341 | ASPEN |  | D(A,C,E)36C34+TDR | TM9V040A10MP12 | 32000 | 17 | 8.1 | 33200 | 27400 | 82.53% | 2.41 | 0 | 9.4 |  |  |  |  | R-410A | 2.6667 | Residential & Commercial | USHP
212621967 | Central HP <5.4 tons | COLEMAN | HRCU-A-CB (Split System: Heat Pump with Remote Outdoor Unit-Air-Source) | HMH72B341 | ASPEN |  | C(A,C,D,E)42A34+TDR | TM8Y080B12MP11 | 32000 | 17.9 | 8.3 | 33200 | 27400 | 82.53% | 2.62 | 0 | 9.9 |  |  |  |  | R-410A | 2.6667 | Residential & Commercial | USHP
212622068 | Central HP <5.4 tons | COLEMAN | HRCU-A-CB (Split System: Heat Pump with Remote Outdoor Unit-Air-Source) | HMH72B341 | ASPEN |  | C(A,C,D,E)36D24+TDR | TM8Y060A12MP11 | 30400 | 17.6 | 8.1 | 33400 | 27400 | 82.04% | 2.42 | 0 | 9.6 |  |  |  |  | R-410A | 2.5333 | Residential & Commercial | USHP
212622070 | Central HP <5.4 tons | COLEMAN | HRCU-A-CB (Split System: Heat Pump with Remote Outdoor Unit-Air-Source) | HMH72B341 | ASPEN |  | C(A,C,D,E)42C24+TDR | TM8Y060A12MP11 | 30400 | 17.6 | 8.1 | 33400 | 27400 | 82.04% | 2.42 | 0 | 9.6 |  |  |  |  | R-410A | 2.5333 | Residential & Commercial | USHP
212622085 | Central HP <5.4 tons | COLEMAN | HRCU-A-CB (Split System: Heat Pump with Remote Outdoor Unit-Air-Source) | HMH72B341 | ASPEN |  | D(A,C,E)42D24+TDR | TM8Y060A12MP11 | 30800 | 17.7 | 8.1 | 33400 | 27400 | 82.04% | 2.42 | 0 | 9 |  |  |  |  | R-410A | 2.5667 | Residential & Commercial | USHP
212622087 | Central HP <5.4 tons | COLEMAN | HRCU-A-CB (Split System: Heat Pump with Remote Outdoor Unit-Air-Source) | HMH72B341 | ASPEN |  | D(A,C,E)48B34+TDR | TM8Y060A12MP11 | 32800 | 18 | 8.1 | 33400 | 27400 | 82.04% | 2.42 | 0 | 10 |  |  |  |  | R-410A | 2.7333 | Residential & Commercial | USHP | Ducted CEE Tier 1
212983597 | Central HP <5.4 tons | BRYANT HEATING AND COOLING SYSTEMS | HRCU-A-CB (Split System: Heat Pump with Remote Outdoor Unit-Air-Source) | 38MURAQ24AB3* |  |  | CNPV*3014AL* | 912SE36060M14*** | 23800 | 16.5 | 8.5 | 26400 | 24000 | 90.91% | 2 | 0 | 10 |  |  |  |  | R-410A | 1.9833 | Residential & Commercial | USHP | Ducted CEE Tier 1
212986128 | Central HP <5.4 tons | BRYANT HEATING AND COOLING SYSTEMS | HRCU-A-CB (Split System: Heat Pump with Remote Outdoor Unit-Air-Source) | 38MURAQ24AB3* |  |  | CAP**2414AL* | 916SA30040M14*** | 23200 | 16 | 8.5 | 27000 | 26600 | 98.52% | 2.22 | 0 | 9.5 |  |  |  |  | R-410A | 1.9333 | Residential & Commercial | USHP
212985794 | Central HP <5.4 tons | BRYANT HEATING AND COOLING SYSTEMS | HRCU-A-CB (Split System: Heat Pump with Remote Outdoor Unit-Air-Source) | 38MURAQ24AB3* |  |  | CAP**3017AL* | 916SA30026M14*** | 23400 | 16.5 | 8.5 | 26200 | 25000 | 95.42% | 2.08 | 0 | 10 |  |  |  |  | R-410A | 1.95 | Residential & Commercial | USHP | Ducted CEE Tier 1
213356092 | Central HP <5.4 tons | CARRIER | HRCU-A-CB (Split System: Heat Pump with Remote Outdoor Unit-Air-Source) | 38MURAQ24AB3* | ADP |  | A36VCA+TXV+CBPE4B* | 0 | 24200 | 18 | 8.85 | 25000 | 22600 | 90.4% | 1.9 | 0 | 10.5 |  |  |  |  | R-410A | 2.0167 | Residential & Commercial | USHP | Ducted CEE Tier 1
212989490 | Central HP <5.4 tons | BRYANT HEATING AND COOLING SYSTEMS | HRCU-A-CB (Split System: Heat Pump with Remote Outdoor Unit-Air-Source) | 38MURAQ36AB3* |  |  | CAP**4821AL* | 935SB60080M21*** | 35600 | 16.5 | 8.5 | 37800 | 34600 | 91.53% | 2.02 | 0 | 10 |  |  |  |  | R-410A | 2.9667 | Residential & Commercial | USHP | Ducted CEE Tier 1
212380573 | Central HP <5.4 tons | CARRIER | HRCU-A-CB (Split System: Heat Pump with Remote Outdoor Unit-Air-Source) | 25VNA424A*031* | ADP |  | PL36H210P299 | 59MN7B080C17**14 | 24000 | 20 | 8.5 | 24800 | 19400 | 78.23% | 2.52 | 0 | 13 |  |  |  |  | R-410A | 2 | Residential & Commercial | USHP | Ducted CEE Tier 1
212380605 | Central HP <5.4 tons | CARRIER | HRCU-A-CB (Split System: Heat Pump with Remote Outdoor Unit-Air-Source) | 25VNA424A*031* | ADP |  | V,C36H175P139 | 59TN6B080C17**14 | 23400 | 20 | 8.5 | 25000 | 19500 | 78% | 2.44 | 0 | 13 |  |  |  |  | R-410A | 1.95 | Residential & Commercial | USHP | Ducted CEE Tier 1
212987388 | Central HP <5.4 tons | BRYANT HEATING AND COOLING SYSTEMS | HRCU-A-CB (Split System: Heat Pump with Remote Outdoor Unit-Air-Source) | 38MURAQ24AB3* |  |  | CAP**3017AL* | 916SA48080M17*** | 23600 | 17 | 8.5 | 26400 | 24200 | 91.67% | 2.02 | 0 | 10 |  |  |  |  | R-410A | 1.9667 | Residential & Commercial | USHP | Ducted CEE Tier 1
211871493 | Central HP <5.4 tons | CARRIER | HRCU-A-CB (Split System: Heat Pump with Remote Outdoor Unit-Air-Source) | 38MURAQ24AB3* | ADP |  | H,PE30(1,2)24+TXV | 59SC2D080E17**16 | 23400 | 17 | 8.5 | 25200 | 23400 | 92.86% | 1.96 | 0 | 9.5 |  |  |  |  | R-410A | 1.95 | Residential & Commercial | USHP
216761961 | Central HP <5.4 tons | BRYANT HEATING AND COOLING SYSTEMS | HRCU-A-CB (Split System: Heat Pump with Remote Outdoor Unit-Air-Source) | 38MURAQ24AA3* | ADP |  | H,PG7J936 | 927TA48060V17*** | 24000 | 16 | 9 | 23000 | 18900 | 82.17% | 2.12 | 0 | 9.5 |  |  |  |  | R-410A | 2 | Residential & Commercial | USHP
206771606 | Central HP <5.4 tons | AIRQUEST | HRCU-A-CB (Split System: Heat Pump with Remote Outdoor Unit-Air-Source) | HVH837GKA2* |  |  | EA*4X42L24A*+WALLCON | *97CMN0602120A* | 31600 | 17 | 8.1 | 33400 | 24600 | 73.65% | 1.88 | 11.5 | 11 |  |  |  |  | R-410A | 2.6333 | Residential & Commercial | USHP | Ducted CEE Tier 1
206771831 | Central HP <5.4 tons | AIRQUEST | HRCU-A-CB (Split System: Heat Pump with Remote Outdoor Unit-Air-Source) | HVH837GKA2* |  |  | EA*4X48L21A*+WALLCON | *97CMN1002122A* | 32400 | 17.5 | 8.5 | 32600 | 25000 | 76.69% | 1.98 | 12 | 11.7 |  |  |  |  | R-410A | 2.7 | Residential & Commercial | USHP | Ducted CEE Tier 1
216761965 | Central HP <5.4 tons | BRYANT HEATING AND COOLING SYSTEMS | HRCU-A-CB (Split System: Heat Pump with Remote Outdoor Unit-Air-Source) | 38MURAQ24AA3* | ADP |  | H,PG7J936 | 927TA48080V17*** | 23800 | 16 | 9 | 22800 | 18800 | 82.46% | 2.12 | 0 | 9.5 |  |  |  |  | R-410A | 1.9833 | Residential & Commercial | USHP
204299931 | Central HP <5.4 tons | DAY & NIGHT | HRCU-A-CB (Split System: Heat Pump with Remote Outdoor Unit-Air-Source) | CVH837GKA** |  |  | EN(A,D)4X48L24**+WALLCON | *97CMN1202422A* | 32400 | 17.5 | 8.1 | 33000 | 24800 | 75.15% | 1.96 | 12 | 11.5 |  |  |  |  | R-410A | 2.7 | Residential & Commercial | USHP | Ducted CEE Tier 1
204300085 | Central HP <5.4 tons | DAY & NIGHT | HRCU-A-CB (Split System: Heat Pump with Remote Outdoor Unit-Air-Source) | CVH837GKA** |  |  | EHD4X36AAL+WALLCON | *80CTL1352422A* | 32200 | 16.5 | 8.1 | 33200 | 24600 | 74.1% | 1.94 | 11 | 11 |  |  |  |  | R-410A | 2.6833 | Residential & Commercial | USHP | Ducted CEE Tier 1
204300115 | Central HP <5.4 tons | DAY & NIGHT | HRCU-A-CB (Split System: Heat Pump with Remote Outdoor Unit-Air-Source) | CVH837GKA** |  |  | EHD4X36AAL+WALLCON | *96CTN1202422A* | 32200 | 16.5 | 8.1 | 33200 | 24600 | 74.1% | 1.94 | 11 | 11 |  |  |  |  | R-410A | 2.6833 | Residential & Commercial | USHP | Ducted CEE Tier 1
204300535 | Central HP <5.4 tons | DAY & NIGHT | HRCU-A-CB (Split System: Heat Pump with Remote Outdoor Unit-Air-Source) | CVH837GKA** |  |  | EHD4X48AAL+WALLCON | *97CMN1002122A* | 32600 | 17 | 8.1 | 33000 | 24800 | 75.15% | 1.98 | 12 | 11 |  |  |  |  | R-410A | 2.7167 | Residential & Commercial | USHP | Ducted CEE Tier 1
215667529 | Central HP <5.4 tons | COMFORTMAKER | HRCU-A-CB (Split System: Heat Pump with Remote Outdoor Unit-Air-Source) | C5H0V24*K*AAA* |  |  | EA*5X30M17A*+WALLCON | *96CTN0601714B* | 23000 | 17 | 8.5 | 23800 | 16700 | 70.17% | 1.86 | 0 | 10 |  |  |  |  | R-454B | 1.9167 | Residential & Commercial | USHP | Ducted CEE Tier 1
215667799 | Central HP <5.4 tons | COMFORTMAKER | HRCU-A-CB (Split System: Heat Pump with Remote Outdoor Unit-Air-Source) | C5H0V24*K*AAA* |  |  | EA*5X37M17A*+WALLCON | *96CTN0601714B* | 23800 | 17 | 9 | 23600 | 16600 | 70.34% | 2 | 0 | 10 |  |  |  |  | R-454B | 1.9833 | Residential & Commercial | USHP | Ducted CEE Tier 1
212984980 | Central HP <5.4 tons | BRYANT HEATING AND COOLING SYSTEMS | HRCU-A-CB (Split System: Heat Pump with Remote Outdoor Unit-Air-Source) | 38MURAQ30AB3* |  |  | CAP**4221AL* | 912SE60080M21*** | 30000 | 15.2 | 8.1 | 34200 | 27600 | 80.7% | 1.8 | 0 | 9 |  |  |  |  | R-410A | 2.5 | Residential & Commercial | USHP
212985264 | Central HP <5.4 tons | BRYANT HEATING AND COOLING SYSTEMS | HRCU-A-CB (Split System: Heat Pump with Remote Outdoor Unit-Air-Source) | 38MURAQ30AB3* |  |  | CAP**3721AL* | 912SE60100M21*** | 30600 | 15.2 | 8.5 | 33400 | 26400 | 79.04% | 1.86 | 0 | 9 |  |  |  |  | R-410A | 2.55 | Residential & Commercial | USHP
211262796 | Central HP <5.4 tons | DAY & NIGHT | HRCU-A-CB (Split System: Heat Pump with Remote Outdoor Unit-Air-Source) | DLCURAH18ABK |  |  | EN(A,D)4X24L17** | *80VSL0451412A* | 17700 | 16 | 8.5 | 18600 | 18800 | 101.1% | 2.26 | 0 | 10.5 |  |  |  |  | R-410A | 1.475 | Residential & Commercial | USHP | Ducted CEE Tier 1
211262832 | Central HP <5.4 tons | DAY & NIGHT | HRCU-A-CB (Split System: Heat Pump with Remote Outdoor Unit-Air-Source) | DLCURAH18ABK |  |  | EN(A,D)4X24L17** | *96VSN0601714A* | 17600 | 15.5 | 8.5 | 18500 | 18800 | 101.6% | 2.26 | 0 | 10.5 |  |  |  |  | R-410A | 1.4667 | Residential & Commercial | USHP | Ducted CEE Tier 1
211264091 | Central HP <5.4 tons | DAY & NIGHT | HRCU-A-CB (Split System: Heat Pump with Remote Outdoor Unit-Air-Source) | DLCURAH18ABK |  |  | EN(A,D)4X30L17** | *80ESU0401712A* | 18600 | 16.5 | 8.5 | 19000 | 18200 | 95.79% | 2.2 | 0 | 11 |  |  |  |  | R-410A | 1.55 | Residential & Commercial | USHP | Ducted CEE Tier 1
214065117 | Central HP <5.4 tons | CONCORD | HRCU-A-CB (Split System: Heat Pump with Remote Outdoor Unit-Air-Source) | 4HP18V36P | ADP |  | H,A,DG9J930 | 97G2DF070BE16 | 23800 | 18 | 8.5 | 22400 | 16300 | 72.77% | 2.16 | 0 | 12 |  |  |  |  | R-410A | 1.9833 | Residential & Commercial | USHP | Ducted CEE Tier 1
215931576 | Central HP <5.4 tons | HEIL | HRCU-A-CB (Split System: Heat Pump with Remote Outdoor Unit-Air-Source) | H5H3V60*K*AAA* |  |  | EA*5X60M24A*+WALLCON | *95CSU0802120B* | 55500 | 18 | 8.1 | 60500 | 46000 | 76.03% | 1.95 | 0 | 11 |  |  |  |  | R-454B | 4.625 | Residential & Commercial | USHP | Ducted CEE Tier 1
215931566 | Central HP <5.4 tons | HEIL | HRCU-A-CB (Split System: Heat Pump with Remote Outdoor Unit-Air-Source) | H5H3V60*K*AAA* |  |  | EA*5X60M24A*+WALLCON | *80CTL1352422B* | 56000 | 18.5 | 8.5 | 60500 | 45500 | 75.21% | 2.08 | 0 | 11.5 |  |  |  |  | R-454B | 4.6667 | Residential & Commercial | USHP | Ducted CEE Tier 1
215931636 | Central HP <5.4 tons | HEIL | HRCU-A-CB (Split System: Heat Pump with Remote Outdoor Unit-Air-Source) | H5H3V60*K*AAA* |  |  | EA*5X60M24A*+WALLCON | *96CTN1002122B* | 55500 | 18.5 | 8.5 | 60500 | 46000 | 76.03% | 2.06 | 0 | 11 |  |  |  |  | R-454B | 4.625 | Residential & Commercial | USHP | Ducted CEE Tier 1
215931766 | Central HP <5.4 tons | HEIL | HRCU-A-CB (Split System: Heat Pump with Remote Outdoor Unit-Air-Source) | H5H3V60*K*AAA* |  |  | EA*5X61M24A*+WALLCON | *97CMN1202422B* | 57000 | 18.5 | 8.5 | 60500 | 46500 | 76.86% | 2.02 | 0 | 11 |  |  |  |  | R-454B | 4.75 | Residential & Commercial | USHP | Ducted CEE Tier 1
212989058 | Central HP <5.4 tons | BRYANT HEATING AND COOLING SYSTEMS | HRCU-A-CB (Split System: Heat Pump with Remote Outdoor Unit-Air-Source) | 38MURAQ30AB3* |  |  | CAP**4321AL* | 935SB48060M17*** | 30600 | 15.2 | 8.5 | 33600 | 26400 | 78.57% | 1.86 | 0 | 9 |  |  |  |  | R-410A | 2.55 | Residential & Commercial | USHP
215667566 | Central HP <5.4 tons | COMFORTMAKER | HRCU-A-CB (Split System: Heat Pump with Remote Outdoor Unit-Air-Source) | C5H0V24*K*AAA* |  |  | EA*5X36M17A*+WALLCON | *80CSU0401712A* | 23200 | 17 | 9 | 23600 | 16600 | 70.34% | 1.98 | 0 | 10 |  |  |  |  | R-454B | 1.9333 | Residential & Commercial | USHP | Ducted CEE Tier 1
215667815 | Central HP <5.4 tons | COMFORTMAKER | HRCU-A-CB (Split System: Heat Pump with Remote Outdoor Unit-Air-Source) | C5H0V24*K*AAA* |  |  | EA*5X37M21A*+WALLCON | *80CSU0401712A* | 24000 | 18 | 9 | 23200 | 16300 | 70.26% | 2.02 | 0 | 10.5 |  |  |  |  | R-454B | 2 | Residential & Commercial | USHP | Ducted CEE Tier 1
213546861 | Central HP <5.4 tons | LENNOX | HRCU-A-CB (Split System: Heat Pump with Remote Outdoor Unit-Air-Source) | EL22XPV-024-230A** | ADP |  | L*35/36U9 | SL297UH040NV36B* | 23800 | 21 | 8.5 | 22000 | 15400 | 70% | 1.92 | 0 | 13.5 |  |  |  |  | R-410A | 1.9833 | Residential & Commercial | USHP | Ducted CEE Tier 1
213885838 | Central HP <5.4 tons | ECOER | HRCU-A-CB (Split System: Heat Pump with Remote Outdoor Unit-Air-Source) | EODA18H-4860B | ASPEN |  | AE(D,N,U)+CM48A34+TDR | 0 | 40000 | 17.6 | 8.3 | 46000 | 44000 | 95.65% | 2.39 | 0 | 11.2 |  |  |  |  | R-410A | 3.3333 | Residential & Commercial | USHP | Ducted CEE Tier 1
206773484 | Central HP <5.4 tons | AIRQUEST | HRCU-A-CB (Split System: Heat Pump with Remote Outdoor Unit-Air-Source) | HVH837GKA2* |  |  | EA*4X43L21A*+WALLCON | *95CSU1002122A* | 33000 | 17.5 | 8.5 | 32800 | 25000 | 76.22% | 2 | 12 | 11.5 |  |  |  |  | R-410A | 2.75 | Residential & Commercial | USHP | Ducted CEE Tier 1
214239375 | Central HP <5.4 tons | HEIL | HRCU-A-CB (Split System: Heat Pump with Remote Outdoor Unit-Air-Source) | HVH837GKA2* |  |  | EN(A,D,W)4X60L24**+WALLCON | *80CTL1352422B* | 32800 | 17.5 | 8.1 | 32200 | 24600 | 76.4% | 1.96 | 0 | 12 |  |  |  |  | R-410A | 2.7333 | Residential & Commercial | USHP | Ducted CEE Tier 1
211263301 | Central HP <5.4 tons | DAY & NIGHT | HRCU-A-CB (Split System: Heat Pump with Remote Outdoor Unit-Air-Source) | DLCURAH18ABK |  |  | EN(A,D)4X24L17** | *80ES(N,L)0451412A* | 18000 | 16 | 8.5 | 18900 | 18700 | 98.94% | 2.26 | 0 | 11 |  |  |  |  | R-410A | 1.5 | Residential & Commercial | USHP | Ducted CEE Tier 1
206773421 | Central HP <5.4 tons | AIRQUEST | HRCU-A-CB (Split System: Heat Pump with Remote Outdoor Unit-Air-Source) | HVH837GKA2* |  |  | EA*4X37L21A*+WALLCON | *95CSU0802120A* | 33000 | 17.5 | 8.5 | 32800 | 25000 | 76.22% | 2 | 12 | 11.5 |  |  |  |  | R-410A | 2.75 | Residential & Commercial | USHP | Ducted CEE Tier 1
205750640 | Central HP <5.4 tons | AIRQUEST | HRCU-A-CB (Split System: Heat Pump with Remote Outdoor Unit-Air-Source) | HVH825GKA2* |  |  | EA*4X37L21A*+WALLCON | *80CTL0701716A* | 24400 | 17 | 8.5 | 21200 | 16600 | 78.3% | 2.02 | 11 | 11 |  |  |  |  | R-410A | 2.0333 | Residential & Commercial | USHP | Ducted CEE Tier 1
216440009 | Central HP <5.4 tons | AMERICAN STANDARD | HRCU-A-CB (Split System: Heat Pump with Remote Outdoor Unit-Air-Source) | 5A6V0X36A1 |  |  | 5PX*B004AS3 | S9V2B040U3PSC+LRP | 33200 | 18.4 | 9 | 32000 | 24200 | 75.62% | 2.1 | 0 | 12 |  |  |  |  | R-454B | 2.7667 | Residential & Commercial | USHP | Ducted CEE Tier 1
216440029 | Central HP <5.4 tons | AMERICAN STANDARD | HRCU-A-CB (Split System: Heat Pump with Remote Outdoor Unit-Air-Source) | 5A6V0X36A1 |  |  | 5PX*B006AS3 | S9V2B080U4VSB+LRP | 34200 | 19.4 | 9.4 | 32800 | 24200 | 73.78% | 2.1 | 0 | 12.5 |  |  |  |  | R-454B | 2.85 | Residential & Commercial | USHP | Ducted CEE Tier 1
216440043 | Central HP <5.4 tons | AMERICAN STANDARD | HRCU-A-CB (Split System: Heat Pump with Remote Outdoor Unit-Air-Source) | 5A6V0X36A1 |  |  | 5PX*B006AS3 | S9V2B040U3PSC+LRP | 34200 | 19.2 | 9.4 | 32800 | 24200 | 73.78% | 2.1 | 0 | 12 |  |  |  |  | R-454B | 2.85 | Residential & Commercial | USHP | Ducted CEE Tier 1
216440093 | Central HP <5.4 tons | AMERICAN STANDARD | HRCU-A-CB (Split System: Heat Pump with Remote Outdoor Unit-Air-Source) | 5A6V0X36A1 |  |  | 5PX*C009AS3+P0V0C000M50SD+LRP | 0 | 34600 | 20 | 9.4 | 32400 | 23800 | 73.46% | 2.1 | 0 | 12.7 |  |  |  |  | R-454B | 2.8833 | Residential & Commercial | USHP | Ducted CEE Tier 1
216440095 | Central HP <5.4 tons | AMERICAN STANDARD | HRCU-A-CB (Split System: Heat Pump with Remote Outdoor Unit-Air-Source) | 5A6V0X36A1 |  |  | 5PX*C009AS3 | S9V2C080U5VSB+LRP | 34800 | 20 | 9.4 | 32400 | 23800 | 73.46% | 2.1 | 0 | 12.7 |  |  |  |  | R-454B | 2.9 | Residential & Commercial | USHP | Ducted CEE Tier 1
216440127 | Central HP <5.4 tons | AMERICAN STANDARD | HRCU-A-CB (Split System: Heat Pump with Remote Outdoor Unit-Air-Source) | 5A6V0X36A1 |  |  | 5TXCB004AS3 | S9V2B080U4PSC+LRP | 33200 | 18.4 | 9.4 | 32000 | 24200 | 75.62% | 2.1 | 0 | 12 |  |  |  |  | R-454B | 2.7667 | Residential & Commercial | USHP | Ducted CEE Tier 1
214660184 | Central HP <5.4 tons | ECOER | HRCU-A-CB (Split System: Heat Pump with Remote Outdoor Unit-Air-Source) | EODA18H-4860BAA | ASPEN |  | D(A,C,E)60B44+TDR | MGH96M100D5A | 52000 | 16.5 | 8.5 | 54000 | 37800 | 70% | 1.9 | 0 | 10 |  |  |  |  | R-410A | 4.3333 | Residential & Commercial | USHP | Ducted CEE Tier 1
212988402 | Central HP <5.4 tons | BRYANT HEATING AND COOLING SYSTEMS | HRCU-A-CB (Split System: Heat Pump with Remote Outdoor Unit-Air-Source) | 38MURAQ36AB3* |  |  | CAP**4824AL* | 916SA66140M24*** | 35600 | 16.5 | 8.5 | 37800 | 34600 | 91.53% | 2.02 | 0 | 10 |  |  |  |  | R-410A | 2.9667 | Residential & Commercial | USHP | Ducted CEE Tier 1
214328322 | Central HP <5.4 tons | NAPOLEON | HRCU-A-CB (Split System: Heat Pump with Remote Outdoor Unit-Air-Source) | WSEHV2436RA1-N | ADP |  | H,A,DG34936 | WUV070T3AA | 22000 | 17 | 8.5 | 23400 | 17100 | 73.08% | 1.8 | 0 | 10 |  |  |  |  | R-410A | 1.8333 | Residential & Commercial | USHP | Ducted CEE Tier 1
214660171 | Central HP <5.4 tons | ECOER | HRCU-A-CB (Split System: Heat Pump with Remote Outdoor Unit-Air-Source) | EODA18H-4860BAA | ASPEN |  | AFM594+TDR | 0 | 52500 | 17.5 | 9 | 55000 | 38500 | 70% | 1.9 | 0 | 10 |  |  |  |  | R-410A | 4.375 | Residential & Commercial | USHP | Ducted CEE Tier 1
212985516 | Central HP <5.4 tons | BRYANT HEATING AND COOLING SYSTEMS | HRCU-A-CB (Split System: Heat Pump with Remote Outdoor Unit-Air-Source) | 38MURAQ36AB3* |  |  | CAP**4824AL* | 912SE66100M21*** | 36000 | 16.5 | 8.5 | 37800 | 34600 | 91.53% | 2.04 | 0 | 10 |  |  |  |  | R-410A | 3 | Residential & Commercial | USHP | Ducted CEE Tier 1
212621490 | Central HP <5.4 tons | COLEMAN | HRCU-A-CB (Split System: Heat Pump with Remote Outdoor Unit-Air-Source) | HMH72B341 | ASPEN |  | C(A,C,D,E)36A34+TDR | TM8V120C20MP12 | 30600 | 16.2 | 8.4 | 32000 | 27600 | 86.25% | 2.66 | 0 | 8.7 |  |  |  |  | R-410A | 2.55 | Residential & Commercial | USHP
212621507 | Central HP <5.4 tons | COLEMAN | HRCU-A-CB (Split System: Heat Pump with Remote Outdoor Unit-Air-Source) | HMH72B341 | ASPEN |  | C(A,C,D,E)42A24+TDR | TM8V100C20MP12 | 28600 | 15.6 | 8.1 | 32000 | 27600 | 86.25% | 2.44 | 0 | 8.4 |  |  |  |  | R-410A | 2.3833 | Residential & Commercial | USHP
212621524 | Central HP <5.4 tons | COLEMAN | HRCU-A-CB (Split System: Heat Pump with Remote Outdoor Unit-Air-Source) | HMH72B341 | ASPEN |  | D(A,C,E)48A34+TDR | CPLC100C20MP13 | 31600 | 16.5 | 8.1 | 32200 | 27600 | 85.71% | 2.44 | 0 | 8.9 |  |  |  |  | R-410A | 2.6333 | Residential & Commercial | USHP
212621541 | Central HP <5.4 tons | COLEMAN | HRCU-A-CB (Split System: Heat Pump with Remote Outdoor Unit-Air-Source) | HMH72B341 | ASPEN |  | D(A,C,E)48B24+TDR | TM8V100C20MP12 | 29600 | 15.9 | 8.1 | 32200 | 27600 | 85.71% | 2.44 | 0 | 8 |  |  |  |  | R-410A | 2.4667 | Residential & Commercial | USHP
212621560 | Central HP <5.4 tons | COLEMAN | HRCU-A-CB (Split System: Heat Pump with Remote Outdoor Unit-Air-Source) | HMH72B341 | ASPEN |  | C(A,C,D,E)42B34+TDR | TPLC100C20MP13 | 31600 | 16.5 | 8.1 | 32200 | 27600 | 85.71% | 2.44 | 0 | 8.9 |  |  |  |  | R-410A | 2.6333 | Residential & Commercial | USHP
214775800 | Central HP <5.4 tons | NAPOLEON | HRCU-A-CB (Split System: Heat Pump with Remote Outdoor Unit-Air-Source) | WSEHV4860RA1-N | ADP |  | H,DE48960 | WPV070T4BA | 46000 | 17 | 8.5 | 48000 | 34600 | 72.08% | 1.8 | 0 | 10 |  |  |  |  | R-410A | 3.8333 | Residential & Commercial | USHP | Ducted CEE Tier 1
215669889 | Central HP <5.4 tons | COMFORTMAKER | HRCU-A-CB (Split System: Heat Pump with Remote Outdoor Unit-Air-Source) | C5H0V36*K*AAA* |  |  | ESH5X36M12A*+WALLCON | *97CMN1002122B* | 33800 | 16.5 | 8.5 | 35800 | 25400 | 70.95% | 1.76 | 0 | 9.5 |  |  |  |  | R-454B | 2.8167 | Residential & Commercial | USHP
215669905 | Central HP <5.4 tons | COMFORTMAKER | HRCU-A-CB (Split System: Heat Pump with Remote Outdoor Unit-Air-Source) | C5H0V36*K*AAA* |  |  | ESH5X36M12A*+WALLCON | *96CTN0401410B* | 32200 | 15.2 | 8.5 | 36200 | 25800 | 71.27% | 1.76 | 0 | 9 |  |  |  |  | R-454B | 2.6833 | Residential & Commercial | USHP
206772867 | Central HP <5.4 tons | AIRQUEST | HRCU-A-CB (Split System: Heat Pump with Remote Outdoor Unit-Air-Source) | HVH837GKA2* |  |  | EHD4X48AAL+WALLCON | *80CTL0701716A* | 32600 | 17 | 8.1 | 33200 | 25000 | 75.3% | 1.96 | 11.5 | 11 |  |  |  |  | R-410A | 2.7167 | Residential & Commercial | USHP | Ducted CEE Tier 1
212621576 | Central HP <5.4 tons | COLEMAN | HRCU-A-CB (Split System: Heat Pump with Remote Outdoor Unit-Air-Source) | HMH72B341 | ASPEN |  | C(A,C,D,E)42A34+TDR | TM9V120D20MP12 | 31400 | 16.9 | 8.4 | 32200 | 28000 | 86.96% | 2.77 | 0 | 9.3 |  |  |  |  | R-410A | 2.6167 | Residential & Commercial | USHP
215931546 | Central HP <5.4 tons | HEIL | HRCU-A-CB (Split System: Heat Pump with Remote Outdoor Unit-Air-Source) | H5H3V60*K*AAA* |  |  | EA*5X60M24A*+WALLCON | *80CTL0902120B* | 56000 | 18.5 | 8.5 | 60500 | 45500 | 75.21% | 2.06 | 0 | 11.5 |  |  |  |  | R-454B | 4.6667 | Residential & Commercial | USHP | Ducted CEE Tier 1
215931596 | Central HP <5.4 tons | HEIL | HRCU-A-CB (Split System: Heat Pump with Remote Outdoor Unit-Air-Source) | H5H3V60*K*AAA* |  |  | EA*5X60M24A*+WALLCON | *97CMN0602120B* | 55000 | 17.5 | 8.1 | 61000 | 47000 | 77.05% | 1.95 | 0 | 10.5 |  |  |  |  | R-454B | 4.5833 | Residential & Commercial | USHP | Ducted CEE Tier 1
215931696 | Central HP <5.4 tons | HEIL | HRCU-A-CB (Split System: Heat Pump with Remote Outdoor Unit-Air-Source) | H5H3V60*K*AAA* |  |  | EA*5X61M24A*+WALLCON | *80CTL0902120B* | 57000 | 19 | 8.5 | 60500 | 46500 | 76.86% | 2.04 | 0 | 11.5 |  |  |  |  | R-454B | 4.75 | Residential & Commercial | USHP | Ducted CEE Tier 1
215931846 | Central HP <5.4 tons | HEIL | HRCU-A-CB (Split System: Heat Pump with Remote Outdoor Unit-Air-Source) | H5H3V60*K*AAA* |  |  | ESH5X60M12A*+WALLCON | *95CSU0802120B* | 56000 | 17.5 | 8.1 | 61000 | 46000 | 75.41% | 1.95 | 0 | 11 |  |  |  |  | R-454B | 4.6667 | Residential & Commercial | USHP | Ducted CEE Tier 1
207436413 | Central HP <5.4 tons | LENNOX | HRCU-A-CB (Split System: Heat Pump with Remote Outdoor Unit-Air-Source) | SL25XPV-036-230A** |  |  | CHX35-48B-**-*+TDR | SL297UH040NV36B* | 33800 | 21.8 | 8.8 | 34600 | 26200 | 75.72% | 1.84 | 14 | 13.4 |  |  |  |  | R-410A | 2.8167 | Residential & Commercial | USHP | Ducted CEE Tier 1
207436436 | Central HP <5.4 tons | LENNOX | HRCU-A-CB (Split System: Heat Pump with Remote Outdoor Unit-Air-Source) | SL25XPV-036-230A** |  |  | CR33-48B*+TDR+TXV | SL280DF090V48B* | 33400 | 21.2 | 8.7 | 36000 | 29800 | 82.78% | 1.78 | 13.5 | 13 |  |  |  |  | R-410A | 2.7833 | Residential & Commercial | USHP | Ducted CEE Tier 1
207436463 | Central HP <5.4 tons | LENNOX | HRCU-A-CB (Split System: Heat Pump with Remote Outdoor Unit-Air-Source) | SL25XPV-036-230A** |  |  | CX35-36B+TDR | SL280UH090V48B* | 33400 | 21.8 | 8.6 | 35600 | 26600 | 74.72% | 1.76 | 13.5 | 13.4 |  |  |  |  | R-410A | 2.7833 | Residential & Commercial | USHP | Ducted CEE Tier 1
215667135 | Central HP <5.4 tons | COMFORTMAKER | HRCU-A-CB (Split System: Heat Pump with Remote Outdoor Unit-Air-Source) | C5H0V24*K*AAA* |  |  | EA*5X24M17A*+WALLCON | *96CTN0601714B* | 22800 | 16.5 | 9 | 24000 | 16900 | 70.42% | 1.94 | 0 | 10 |  |  |  |  | R-454B | 1.9 | Residential & Commercial | USHP | Ducted CEE Tier 1
216968910 | Central HP <5.4 tons | CONCORD | HRCU-A-CB (Split System: Heat Pump with Remote Outdoor Unit-Air-Source) | 4HP18V36P | ADP |  | H,A,DG35936 | 97G2DF045BE12 | 24000 | 18 | 8.5 | 22400 | 16300 | 72.77% | 2.16 | 0 | 12 |  |  |  |  | R-410A | 2 | Residential & Commercial | USHP | Ducted CEE Tier 1
216968919 | Central HP <5.4 tons | CONCORD | HRCU-A-CB (Split System: Heat Pump with Remote Outdoor Unit-Air-Source) | 4HP18V36P | ADP |  | H,A,DG35(1,2)36+TXV | 97G2DF070BV16 | 23600 | 19 | 8.5 | 22400 | 16300 | 72.77% | 2.14 | 0 | 12 |  |  |  |  | R-410A | 1.9667 | Residential & Commercial | USHP | Ducted CEE Tier 1
215931488 | Central HP <5.4 tons | HEIL | HRCU-A-CB (Split System: Heat Pump with Remote Outdoor Unit-Air-Source) | H5H3V60*K*AAA* |  |  | FCMA5B60L0D*+WALLCON | 0 | 58000 | 20 | 8.5 | 60000 | 44500 | 74.17% | 2.06 | 0 | 12.5 |  |  |  |  | R-454B | 4.8333 | Residential & Commercial | USHP | Ducted CEE Tier 1
215931556 | Central HP <5.4 tons | HEIL | HRCU-A-CB (Split System: Heat Pump with Remote Outdoor Unit-Air-Source) | H5H3V60*K*AAA* |  |  | EA*5X60M24A*+WALLCON | *80CTL1102120B* | 56000 | 18.5 | 8.5 | 60500 | 45500 | 75.21% | 2.06 | 0 | 11.5 |  |  |  |  | R-454B | 4.6667 | Residential & Commercial | USHP | Ducted CEE Tier 1
215931606 | Central HP <5.4 tons | HEIL | HRCU-A-CB (Split System: Heat Pump with Remote Outdoor Unit-Air-Source) | H5H3V60*K*AAA* |  |  | EA*5X60M24A*+WALLCON | *97CMN0802120B* | 55500 | 18 | 8.1 | 60500 | 46000 | 76.03% | 1.95 | 0 | 11 |  |  |  |  | R-454B | 4.625 | Residential & Commercial | USHP | Ducted CEE Tier 1
216571326 | Central HP <5.4 tons | TRANE | HRCU-A-CB (Split System: Heat Pump with Remote Outdoor Unit-Air-Source) | 5TWV8X60A1 |  |  | 5PX*D008AS3 | *UHMD120CCV5+LRP | 52500 | 18.1 | 8.5 | 55500 | 39500 | 71.17% | 2 | 0 | 10 |  |  |  |  | R-454B | 4.375 | Residential & Commercial | USHP | Ducted CEE Tier 1
216440195 | Central HP <5.4 tons | AMERICAN STANDARD | HRCU-A-CB (Split System: Heat Pump with Remote Outdoor Unit-Air-Source) | 5A6V0X36A1 |  |  | 5TXCC005AS3 | S9V2C100U4VSB+LRP | 33200 | 18.8 | 9.4 | 32000 | 24000 | 75% | 2.1 | 0 | 12 |  |  |  |  | R-454B | 2.7667 | Residential & Commercial | USHP | Ducted CEE Tier 1
216440227 | Central HP <5.4 tons | AMERICAN STANDARD | HRCU-A-CB (Split System: Heat Pump with Remote Outdoor Unit-Air-Source) | 5A6V0X36A1 |  |  | 5TXCC009AS3 | S9V2C100U5PSC+LRP | 34800 | 20 | 9.4 | 32400 | 23800 | 73.46% | 2.1 | 0 | 12.7 |  |  |  |  | R-454B | 2.9 | Residential & Commercial | USHP | Ducted CEE Tier 1
204456369 | Central HP <5.4 tons | DAY & NIGHT | HRCU-A-CB (Split System: Heat Pump with Remote Outdoor Unit-Air-Source) | CVH825GKA2* |  |  | EA*4X24L17A*+WALLCON | *80CTL0451712A* | 23200 | 16 | 8.1 | 22000 | 16900 | 76.82% | 1.88 | 11 | 10.5 |  |  |  |  | R-410A | 1.9333 | Residential & Commercial | USHP | Ducted CEE Tier 1
204456585 | Central HP <5.4 tons | DAY & NIGHT | HRCU-A-CB (Split System: Heat Pump with Remote Outdoor Unit-Air-Source) | CVH825GKA2* |  |  | EA*4X30L17A*+WALLCON | *80CTL0901716A* | 23600 | 17 | 8.1 | 21400 | 16600 | 77.57% | 1.92 | 11 | 11 |  |  |  |  | R-410A | 1.9667 | Residential & Commercial | USHP | Ducted CEE Tier 1
204456612 | Central HP <5.4 tons | DAY & NIGHT | HRCU-A-CB (Split System: Heat Pump with Remote Outdoor Unit-Air-Source) | CVH825GKA2* |  |  | EA*4X36L17A*+WALLCON | *96CTN0601714A* | 23400 | 16 | 8.1 | 21600 | 16800 | 77.78% | 1.92 | 11 | 10.5 |  |  |  |  | R-410A | 1.95 | Residential & Commercial | USHP | Ducted CEE Tier 1
204456630 | Central HP <5.4 tons | DAY & NIGHT | HRCU-A-CB (Split System: Heat Pump with Remote Outdoor Unit-Air-Source) | CVH825GKA2* |  |  | EA*4X36L17A*+WALLCON | *97CMN0601714A* | 23400 | 16 | 8.1 | 21600 | 16800 | 77.78% | 1.92 | 11 | 10.5 |  |  |  |  | R-410A | 1.95 | Residential & Commercial | USHP | Ducted CEE Tier 1
216440443 | Central HP <5.4 tons | AMERICAN STANDARD | HRCU-A-CB (Split System: Heat Pump with Remote Outdoor Unit-Air-Source) | 5A6V0X60A1 |  |  | 5PX*CD09AS3 | S9V2C100D5PSC+LRP | 53000 | 18.6 | 9 | 54000 | 38000 | 70.37% | 2 | 0 | 10.5 |  |  |  |  | R-454B | 4.4167 | Residential & Commercial | USHP | Ducted CEE Tier 1
212290967 | Central HP <5.4 tons | GOETTL | HRCU-A-CB (Split System: Heat Pump with Remote Outdoor Unit-Air-Source) | ASZS601810A* |  |  | CA*EA2422*4A* | A*VC960403BNB* | 16600 | 17.5 | 8.5 | 17400 | 13000 | 74.71% | 2.1 | 0 | 10.9 |  |  |  |  | R-410A | 1.3833 | Residential & Commercial | USHP | Ducted CEE Tier 1
212290972 | Central HP <5.4 tons | GOETTL | HRCU-A-CB (Split System: Heat Pump with Remote Outdoor Unit-Air-Source) | ASZS601810A* |  |  | CA*EA2422*4A* | A*VC800805C*A* | 16600 | 17.5 | 8.5 | 17400 | 13000 | 74.71% | 2.1 | 0 | 10.9 |  |  |  |  | R-410A | 1.3833 | Residential & Commercial | USHP | Ducted CEE Tier 1
213204190 | Central HP <5.4 tons | TEMPSTAR | HRCU-A-CB (Split System: Heat Pump with Remote Outdoor Unit-Air-Source) | DLCURAH24AAK | ASPEN |  | D(A,C,E)36C34+TDR | *92ESN0802120A* | 23800 | 16 | 8.5 | 26000 | 28600 | 110% | 2.66 | 0 | 9.5 |  |  |  |  | R-410A | 1.9833 | Residential & Commercial | USHP
214327249 | Central HP <5.4 tons | FRIEDRICH | HRCU-A-CB (Split System: Heat Pump with Remote Outdoor Unit-Air-Source) | FRP18AZ36AJVC |  |  | RCFZ3621MEAAM | FR801V1005A21UHU | 34200 | 19 | 8.5 | 34200 | 43000 | 125.7% | 2.2 | 0 | 12.5 |  |  |  |  | R-410A | 2.85 | Residential & Commercial | USHP | Ducted CEE Tier 1
216761966 | Central HP <5.4 tons | BRYANT HEATING AND COOLING SYSTEMS | HRCU-A-CB (Split System: Heat Pump with Remote Outdoor Unit-Air-Source) | 38MURAQ24AA3* | ADP |  | H,PG9J936 | 927TA48080V17*** | 24400 | 16 | 9 | 22800 | 18800 | 82.46% | 2.12 | 0 | 10 |  |  |  |  | R-410A | 2.0333 | Residential & Commercial | USHP | Ducted CEE Tier 1
215669707 | Central HP <5.4 tons | COMFORTMAKER | HRCU-A-CB (Split System: Heat Pump with Remote Outdoor Unit-Air-Source) | C5H0V36*K*AAA* |  |  | EA*5X61M24A*+WALLCON | *97CMN1002122B* | 35000 | 18.5 | 9 | 34400 | 24800 | 72.09% | 1.92 | 0 | 10.5 |  |  |  |  | R-454B | 2.9167 | Residential & Commercial | USHP | Ducted CEE Tier 1
214384710 | Central HP <5.4 tons | GREE | HRCU-A-C (Split System: Heat Pump with Remote Outdoor Unit with No Indoor Fan --Air Source) | FLEXX60HP230V1AO | ADP |  | A60VHC+TXV+TD | 0 | 50000 | 15.2 | 8.5 | 51000 | 36800 | 72.16% | 1.8 | 0 | 9 |  |  |  |  | R-410A | 4.1667 | Residential & Commercial | USHP
215669841 | Central HP <5.4 tons | COMFORTMAKER | HRCU-A-CB (Split System: Heat Pump with Remote Outdoor Unit-Air-Source) | C5H0V36*K*AAA* |  |  | ESH5X36M12A*+WALLCON | *95CSU0802120B* | 33600 | 16 | 8.5 | 35800 | 25400 | 70.95% | 1.76 | 0 | 9.5 |  |  |  |  | R-454B | 2.8 | Residential & Commercial | USHP
216440461 | Central HP <5.4 tons | AMERICAN STANDARD | HRCU-A-CB (Split System: Heat Pump with Remote Outdoor Unit-Air-Source) | 5A6V0X60A1 |  |  | 5PX*D008AS3 | S9V2C100U5VSB+LRP | 52000 | 18.6 | 9 | 54500 | 38500 | 70.64% | 2 | 0 | 10 |  |  |  |  | R-454B | 4.3333 | Residential & Commercial | USHP | Ducted CEE Tier 1
216440463 | Central HP <5.4 tons | AMERICAN STANDARD | HRCU-A-CB (Split System: Heat Pump with Remote Outdoor Unit-Air-Source) | 5A6V0X60A1 |  |  | 5PX*D010AS3 | S9V2C100U5PSC+LRP | 53000 | 18.8 | 9 | 54000 | 38000 | 70.37% | 2 | 0 | 10.5 |  |  |  |  | R-454B | 4.4167 | Residential & Commercial | USHP | Ducted CEE Tier 1
216440497 | Central HP <5.4 tons | AMERICAN STANDARD | HRCU-A-CB (Split System: Heat Pump with Remote Outdoor Unit-Air-Source) | 5A6V0X60A1 |  |  | 5TEMCD06AV41+TDR | 0 | 54000 | 19.2 | 9.4 | 53500 | 38000 | 71.03% | 2.1 | 0 | 10.5 |  |  |  |  | R-454B | 4.5 | Residential & Commercial | USHP | Ducted CEE Tier 1
213771256 | Central HP <5.4 tons | BRYANT HEATING AND COOLING SYSTEMS | HRCU-A-CB (Split System: Heat Pump with Remote Outdoor Unit-Air-Source) | 288BNV025*0**B* |  |  | CAP**4221AL*+UI | 88*TB48070C17*** | 23800 | 16.5 | 8.1 | 21400 | 16700 | 78.04% | 1.96 | 0 | 10.5 |  |  |  |  | R-410A | 1.9833 | Residential & Commercial | USHP | Ducted CEE Tier 1
213771356 | Central HP <5.4 tons | BRYANT HEATING AND COOLING SYSTEMS | HRCU-A-CB (Split System: Heat Pump with Remote Outdoor Unit-Air-Source) | 288BNV025*0**B* |  |  | CAP**4221AL*+UI | 986TD66100C21*** | 23800 | 16.5 | 8.1 | 21400 | 16600 | 77.57% | 1.96 | 0 | 11 |  |  |  |  | R-410A | 1.9833 | Residential & Commercial | USHP | Ducted CEE Tier 1
215670009 | Central HP <5.4 tons | COMFORTMAKER | HRCU-A-CB (Split System: Heat Pump with Remote Outdoor Unit-Air-Source) | C5H0V36*K*AAA* |  |  | ESH5X42M12A*+WALLCON | *80CTL1102120B* | 34000 | 16.5 | 8.5 | 35600 | 25200 | 70.79% | 1.78 | 0 | 9.5 |  |  |  |  | R-454B | 2.8333 | Residential & Commercial | USHP
214602333 | Central HP <5.4 tons | GREE | HRCU-A-C (Split System: Heat Pump with Remote Outdoor Unit with No Indoor Fan --Air Source) | FLEXX24HP230V1AO | ADP |  | CP3005C+TXV+TD | 0 | 22400 | 15.2 | 8.25 | 22400 | 19100 | 85.27% | 1.76 | 0 | 10.5 |  |  |  |  | R-410A | 1.8667 | Residential & Commercial | USHP | Ducted CEE Tier 1
212984206 | Central HP <5.4 tons | BRYANT HEATING AND COOLING SYSTEMS | HRCU-A-CB (Split System: Heat Pump with Remote Outdoor Unit-Air-Source) | 38MURAQ18AB3* |  |  | CNPV*2417AL* | 912SE42060M17*** | 17500 | 16 | 8.5 | 18500 | 19200 | 103.8% | 2.3 | 0 | 10.5 |  |  |  |  | R-410A | 1.4583 | Residential & Commercial | USHP | Ducted CEE Tier 1
212984710 | Central HP <5.4 tons | BRYANT HEATING AND COOLING SYSTEMS | HRCU-A-CB (Split System: Heat Pump with Remote Outdoor Unit-Air-Source) | 38MURAQ18AB3* |  |  | CAP**2417AL* | 912SE48080M17*** | 17700 | 16.5 | 8.5 | 18700 | 19300 | 103.2% | 2.32 | 0 | 10.5 |  |  |  |  | R-410A | 1.475 | Residential & Commercial | USHP | Ducted CEE Tier 1
212986380 | Central HP <5.4 tons | BRYANT HEATING AND COOLING SYSTEMS | HRCU-A-CB (Split System: Heat Pump with Remote Outdoor Unit-Air-Source) | 38MURAQ18AB3* |  |  | CNPV*3017AL* | 916SA30040M14*** | 17600 | 16 | 8.1 | 18200 | 18700 | 102.7% | 2.24 | 0 | 11 |  |  |  |  | R-410A | 1.4667 | Residential & Commercial | USHP | Ducted CEE Tier 1
214066677 | Central HP <5.4 tons | FRIEDRICH | HRCU-A-CB (Split System: Heat Pump with Remote Outdoor Unit-Air-Source) | RD17AZ36AJ3N |  |  | TCFZ3621MTANM | FR802V0754A17DZ | 34200 | 18 | 8.1 | 34200 | 29600 | 86.55% | 1.9 | 0 | 10 |  |  |  |  | R-410A | 2.85 | Residential & Commercial | USHP | Ducted CEE Tier 1
214066795 | Central HP <5.4 tons | FRIEDRICH | HRCU-A-CB (Split System: Heat Pump with Remote Outdoor Unit-Air-Source) | RD17AZ36AJ3N |  |  | TCFZ3621MTANM | FR801V0704A17UHU | 34200 | 18 | 8.1 | 34200 | 29600 | 86.55% | 1.9 | 0 | 10 |  |  |  |  | R-410A | 2.85 | Residential & Commercial | USHP | Ducted CEE Tier 1
213613885 | Central HP <5.4 tons | GREE | HRCU-A-C (Split System: Heat Pump with Remote Outdoor Unit with No Indoor Fan --Air Source) | FLEXX60HP230V1AO | ADP |  | *E49960 | 0 | 47000 | 15.2 | 8.35 | 46000 | 33200 | 72.17% | 1.78 | 0 | 10 |  |  |  |  | R-410A | 3.9167 | Residential & Commercial | USHP | Ducted CEE Tier 1
206133829 | Central HP <5.4 tons | AIRQUEST | HRCU-A-CB (Split System: Heat Pump with Remote Outdoor Unit-Air-Source) | HVH825GKA2* |  |  | EA*4X37L21A*+WALLCON | *95CSU1002122A* | 24400 | 17 | 8.5 | 21200 | 16600 | 78.3% | 2.04 | 11.5 | 11 |  |  |  |  | R-410A | 2.0333 | Residential & Commercial | USHP | Ducted CEE Tier 1
211749911 | Central HP <5.4 tons | GREE | HRCU-A-C (Split System: Heat Pump with Remote Outdoor Unit with No Indoor Fan --Air Source) | FLEXX60HP230V1AO | ADP |  | HE51960+TD | 0 | 50500 | 15.2 | 8.45 | 51000 | 36800 | 72.16% | 1.78 | 0 | 9.5 |  |  |  |  | R-410A | 4.2083 | Residential & Commercial | USHP
214592569 | Central HP <5.4 tons | ECOER | HRCU-A-CB (Split System: Heat Pump with Remote Outdoor Unit-Air-Source) | EODA18H-4860B | ASPEN |  | D(A,C,E)60B44+TDR | MGH96M120D5A | 52000 | 16.5 | 8.5 | 54000 | 37800 | 70% | 1.9 | 0 | 10 |  |  |  |  | R-410A | 4.3333 | Residential & Commercial | USHP | Ducted CEE Tier 1
211750028 | Central HP <5.4 tons | GREE | HRCU-A-C (Split System: Heat Pump with Remote Outdoor Unit with No Indoor Fan --Air Source) | GUD60W/A-D(U) | ADP |  | *G52960+TD | 0 | 50500 | 15.2 | 8.5 | 51000 | 36800 | 72.16% | 1.8 | 0 | 9.5 |  |  |  |  | R-410A | 4.2083 | Residential & Commercial | USHP
215669497 | Central HP <5.4 tons | COMFORTMAKER | HRCU-A-CB (Split System: Heat Pump with Remote Outdoor Unit-Air-Source) | C5H0V36*K*AAA* |  |  | EA*5X61M21A*+WALLCON | *80CTL1102120B* | 35000 | 18.5 | 9 | 34400 | 24800 | 72.09% | 1.92 | 0 | 10.5 |  |  |  |  | R-454B | 2.9167 | Residential & Commercial | USHP | Ducted CEE Tier 1
215931526 | Central HP <5.4 tons | HEIL | HRCU-A-CB (Split System: Heat Pump with Remote Outdoor Unit-Air-Source) | H5H3V60*K*AAA* |  |  | EA*5X60M24A*+WALLCON | *80CSU1002120A* | 55500 | 18.5 | 8.5 | 60500 | 46000 | 76.03% | 2.04 | 0 | 11 |  |  |  |  | R-454B | 4.625 | Residential & Commercial | USHP | Ducted CEE Tier 1
213307109 | Central HP <5.4 tons | GREE | HRCU-A-C (Split System: Heat Pump with Remote Outdoor Unit with No Indoor Fan --Air Source) | FLEXX36HP230V1AO | ADP |  | V36H142P429+TD | 0 | 22200 | 15.2 | 8.35 | 22400 | 21200 | 94.64% | 1.78 | 0 | 10.5 |  |  |  |  | R-410A | 1.85 | Residential & Commercial | USHP | Ducted CEE Tier 1
215674029 | Central HP <5.4 tons | COMFORTMAKER | HRCU-A-CB (Split System: Heat Pump with Remote Outdoor Unit-Air-Source) | C5H0V48*K*AAA* |  |  | EA*5X48M21A*+WALLCON | *80CTL0701716B* | 44000 | 17.5 | 9 | 49000 | 34400 | 70.2% | 2.04 | 0 | 9.5 |  |  |  |  | R-454B | 3.6667 | Residential & Commercial | USHP
214442006 | Central HP <5.4 tons | BRYANT HEATING AND COOLING SYSTEMS | HRCU-A-CB (Split System: Heat Pump with Remote Outdoor Unit-Air-Source) | 288BNV037*0**A* | ADP |  | V,C36H175P459 | 88*TB48070C17*** | 32400 | 17 | 8.5 | 30600 | 24600 | 80.39% | 1.98 | 0 | 11.5 |  |  |  |  | R-410A | 2.7 | Residential & Commercial | USHP | Ducted CEE Tier 1
212983627 | Central HP <5.4 tons | BRYANT HEATING AND COOLING SYSTEMS | HRCU-A-CB (Split System: Heat Pump with Remote Outdoor Unit-Air-Source) | 38MURAQ18AB3* |  |  | CAP**1917AL* | 912SE36060M14*** | 17700 | 16.5 | 8.1 | 17700 | 17900 | 101.1% | 2.16 | 0 | 10.5 |  |  |  |  | R-410A | 1.475 | Residential & Commercial | USHP | Ducted CEE Tier 1
212984194 | Central HP <5.4 tons | BRYANT HEATING AND COOLING SYSTEMS | HRCU-A-CB (Split System: Heat Pump with Remote Outdoor Unit-Air-Source) | 38MURAQ18AB3* |  |  | CAP**3017AL* | 912SE42060M17*** | 17700 | 16.5 | 8.5 | 18300 | 18700 | 102.2% | 2.24 | 0 | 10.5 |  |  |  |  | R-410A | 1.475 | Residential & Commercial | USHP | Ducted CEE Tier 1
215669467 | Central HP <5.4 tons | COMFORTMAKER | HRCU-A-CB (Split System: Heat Pump with Remote Outdoor Unit-Air-Source) | C5H0V36*K*AAA* |  |  | EA*5X61M21A*+WALLCON | *80CTL0701716B* | 34600 | 18 | 9 | 34600 | 25000 | 72.25% | 1.9 | 0 | 10 |  |  |  |  | R-454B | 2.8833 | Residential & Commercial | USHP | Ducted CEE Tier 1
215669667 | Central HP <5.4 tons | COMFORTMAKER | HRCU-A-CB (Split System: Heat Pump with Remote Outdoor Unit-Air-Source) | C5H0V36*K*AAA* |  |  | EA*5X61M24A*+WALLCON | *95CSU0802120B* | 34800 | 18 | 9 | 34400 | 24800 | 72.09% | 1.92 | 0 | 10 |  |  |  |  | R-454B | 2.9 | Residential & Commercial | USHP | Ducted CEE Tier 1
214384711 | Central HP <5.4 tons | GREE | HRCU-A-CB (Split System: Heat Pump with Remote Outdoor Unit-Air-Source) | FLEXX60HP230V1AO | ADP |  | A60VHC+TXV+AEFE5* | 0 | 54000 | 15.2 | 9 | 54000 | 41000 | 75.93% | 1.8 | 0 | 10 |  |  |  |  | R-410A | 4.5 | Residential & Commercial | USHP | Ducted CEE Tier 1
214640563 | Central HP <5.4 tons | GREE | HRCU-A-C (Split System: Heat Pump with Remote Outdoor Unit with No Indoor Fan --Air Source) | FLEXX36HP230V1AO | ADP |  | A24VCA+TXV+TD | 0 | 22600 | 15.2 | 8.5 | 22400 | 21200 | 94.64% | 1.8 | 0 | 10.5 |  |  |  |  | R-410A | 1.8833 | Residential & Commercial | USHP | Ducted CEE Tier 1
213312998 | Central HP <5.4 tons | GREE | HRCU-A-C (Split System: Heat Pump with Remote Outdoor Unit with No Indoor Fan --Air Source) | FLEXX36HP230V1AO | ADP |  | V,R36H***P429+TD | 0 | 22200 | 15.2 | 8.35 | 22400 | 21200 | 94.64% | 1.78 | 0 | 10.5 |  |  |  |  | R-410A | 1.85 | Residential & Commercial | USHP | Ducted CEE Tier 1
215934056 | Central HP <5.4 tons | HEIL | HRCU-A-CB (Split System: Heat Pump with Remote Outdoor Unit-Air-Source) | H5H3V48*K*AAA* |  |  | EA*5X48M21A*+WALLCON | *97CMN0801714B* | 42500 | 20 | 9.5 | 48500 | 36400 | 75.05% | 2 | 0 | 10.5 |  |  |  |  | R-454B | 3.5417 | Residential & Commercial | USHP | Ducted CEE Tier 1
215934256 | Central HP <5.4 tons | HEIL | HRCU-A-CB (Split System: Heat Pump with Remote Outdoor Unit-Air-Source) | H5H3V48*K*AAA* |  |  | EA*5X61M21A*+WALLCON | *97CMN0802120B* | 45000 | 21 | 9.5 | 48500 | 37000 | 76.29% | 2 | 0 | 11 |  |  |  |  | R-454B | 3.75 | Residential & Commercial | USHP | Ducted CEE Tier 1
213310736 | Central HP <5.4 tons | GREE | HRCU-A-CB (Split System: Heat Pump with Remote Outdoor Unit-Air-Source) | FLEXX36HP230V1AO | ADP |  | V,R36H142P429+AEFE3A* | 0 | 23000 | 16 | 8.9 | 22400 | 21600 | 96.43% | 1.78 | 0 | 11.5 |  |  |  |  | R-410A | 1.9167 | Residential & Commercial | USHP | Ducted CEE Tier 1
213082108 | Central HP <5.4 tons | GREE | HRCU-A-C (Split System: Heat Pump with Remote Outdoor Unit with No Indoor Fan --Air Source) | GUD36W/A-D(U) | ADP |  | H,RG8J936+TD | 0 | 22600 | 15.2 | 8.5 | 22400 | 21200 | 94.64% | 1.8 | 0 | 10.5 |  |  |  |  | R-410A | 1.8833 | Residential & Commercial | USHP | Ducted CEE Tier 1
215674069 | Central HP <5.4 tons | COMFORTMAKER | HRCU-A-CB (Split System: Heat Pump with Remote Outdoor Unit-Air-Source) | C5H0V48*K*AAA* |  |  | EA*5X48M21A*+WALLCON | *80CTL1102120B* | 44500 | 18 | 9 | 48500 | 34000 | 70.1% | 2.06 | 0 | 9.5 |  |  |  |  | R-454B | 3.7083 | Residential & Commercial | USHP
215669921 | Central HP <5.4 tons | COMFORTMAKER | HRCU-A-CB (Split System: Heat Pump with Remote Outdoor Unit-Air-Source) | C5H0V36*K*AAA* |  |  | ESH5X36M12A*+WALLCON | *96CTN1002122B* | 33800 | 16.5 | 8.5 | 35800 | 25400 | 70.95% | 1.76 | 0 | 9.5 |  |  |  |  | R-454B | 2.8167 | Residential & Commercial | USHP
215669969 | Central HP <5.4 tons | COMFORTMAKER | HRCU-A-CB (Split System: Heat Pump with Remote Outdoor Unit-Air-Source) | C5H0V36*K*AAA* |  |  | ESH5X42M12A*+WALLCON | *80CTL0701412B* | 33800 | 16.5 | 8.5 | 35800 | 25400 | 70.95% | 1.78 | 0 | 9 |  |  |  |  | R-454B | 2.8167 | Residential & Commercial | USHP
214838743 | Central HP <5.4 tons | GREE | HRCU-A-CB (Split System: Heat Pump with Remote Outdoor Unit-Air-Source) | FLEXX60HP230V1AO | ADP |  | F,PE*CC4948 | 0 | 47500 | 16 | 9 | 46000 | 38500 | 83.7% | 1.8 | 0 | 11 |  |  |  |  | R-410A | 3.9583 | Residential & Commercial | USHP | Ducted CEE Tier 1
212986716 | Central HP <5.4 tons | BRYANT HEATING AND COOLING SYSTEMS | HRCU-A-CB (Split System: Heat Pump with Remote Outdoor Unit-Air-Source) | 38MURAQ18AB3* |  |  | CNPV*3017AL* | 916SA36040M17*** | 17400 | 15.5 | 8.1 | 18100 | 18700 | 103.3% | 2.24 | 0 | 10.5 |  |  |  |  | R-410A | 1.45 | Residential & Commercial | USHP | Ducted CEE Tier 1
212986332 | Central HP <5.4 tons | BRYANT HEATING AND COOLING SYSTEMS | HRCU-A-CB (Split System: Heat Pump with Remote Outdoor Unit-Air-Source) | 38MURAQ18AB3* |  |  | CNPV*1814AL* | 916SA30040M14*** | 17200 | 15.5 | 8.5 | 18500 | 19800 | 107% | 2.38 | 0 | 10.5 |  |  |  |  | R-410A | 1.4333 | Residential & Commercial | USHP | Ducted CEE Tier 1
212986368 | Central HP <5.4 tons | BRYANT HEATING AND COOLING SYSTEMS | HRCU-A-CB (Split System: Heat Pump with Remote Outdoor Unit-Air-Source) | 38MURAQ18AB3* |  |  | CNPV*3014AL* | 916SA30040M14*** | 17600 | 16 | 8.1 | 18200 | 18600 | 102.2% | 2.24 | 0 | 10.5 |  |  |  |  | R-410A | 1.4667 | Residential & Commercial | USHP | Ducted CEE Tier 1
212989274 | Central HP <5.4 tons | BRYANT HEATING AND COOLING SYSTEMS | HRCU-A-CB (Split System: Heat Pump with Remote Outdoor Unit-Air-Source) | 38MURAQ18AB3* |  |  | CAP**2417AL* | 935SB48060M17*** | 17300 | 16.5 | 8.5 | 18200 | 19400 | 106.6% | 2.34 | 0 | 10.5 |  |  |  |  | R-410A | 1.4417 | Residential & Commercial | USHP | Ducted CEE Tier 1
215674099 | Central HP <5.4 tons | COMFORTMAKER | HRCU-A-CB (Split System: Heat Pump with Remote Outdoor Unit-Air-Source) | C5H0V48*K*AAA* |  |  | EA*5X48M21A*+WALLCON | *97CMN0602120B* | 44000 | 17 | 9 | 49000 | 34600 | 70.61% | 2.04 | 0 | 9.5 |  |  |  |  | R-454B | 3.6667 | Residential & Commercial | USHP
215674149 | Central HP <5.4 tons | COMFORTMAKER | HRCU-A-CB (Split System: Heat Pump with Remote Outdoor Unit-Air-Source) | C5H0V48*K*AAA* |  |  | EA*5X48M21A*+WALLCON | *96CTN1002122B* | 44000 | 17.5 | 9 | 48500 | 34000 | 70.1% | 2.04 | 0 | 9.5 |  |  |  |  | R-454B | 3.6667 | Residential & Commercial | USHP
215674399 | Central HP <5.4 tons | COMFORTMAKER | HRCU-A-CB (Split System: Heat Pump with Remote Outdoor Unit-Air-Source) | C5H0V48*K*AAA* |  |  | EA*5X61M21A*+WALLCON | *95CSU1002122B* | 46000 | 18 | 9 | 48000 | 33600 | 70% | 2.08 | 0 | 10 |  |  |  |  | R-454B | 3.8333 | Residential & Commercial | USHP | Ducted CEE Tier 1
215662869 | Central HP <5.4 tons | COMFORTMAKER | HRCU-A-CB (Split System: Heat Pump with Remote Outdoor Unit-Air-Source) | C5H0V48*K*AAA* |  |  | FCMA5B48L0C*+WALLCON | 0 | 45500 | 19 | 9 | 48000 | 33600 | 70% | 2.1 | 0 | 10.5 |  |  |  |  | R-454B | 3.7917 | Residential & Commercial | USHP | Ducted CEE Tier 1
213613886 | Central HP <5.4 tons | GREE | HRCU-A-C (Split System: Heat Pump with Remote Outdoor Unit with No Indoor Fan --Air Source) | FLEXX60HP230V1AO | ADP |  | *E50960 | 0 | 47000 | 15.2 | 8.4 | 46000 | 33200 | 72.17% | 1.78 | 0 | 10 |  |  |  |  | R-410A | 3.9167 | Residential & Commercial | USHP | Ducted CEE Tier 1
213082063 | Central HP <5.4 tons | GREE | HRCU-A-C (Split System: Heat Pump with Remote Outdoor Unit with No Indoor Fan --Air Source) | GUD36W/A-D(U) | ADP |  | PL36H175P149+TD | 0 | 22800 | 15.2 | 8.5 | 22400 | 21200 | 94.64% | 1.8 | 0 | 11 |  |  |  |  | R-410A | 1.9 | Residential & Commercial | USHP | Ducted CEE Tier 1
216440379 | Central HP <5.4 tons | AMERICAN STANDARD | HRCU-A-CB (Split System: Heat Pump with Remote Outdoor Unit-Air-Source) | 5A6V0X48A1 |  |  | 5TXCD008AS3 | S9V2C080U5VSB+LRP | 44000 | 20 | 9.7 | 46500 | 33400 | 71.83% | 2.1 | 0 | 12 |  |  |  |  | R-454B | 3.6667 | Residential & Commercial | USHP | Ducted CEE Tier 1
216790862 | Central HP <5.4 tons | GREE | HRCU-A-C (Split System: Heat Pump with Remote Outdoor Unit with No Indoor Fan --Air Source) | GUD36W/A-D(U) | ADP |  | HG9J936+TD | 0 | 22800 | 15.2 | 8.5 | 22400 | 21200 | 94.64% | 1.8 | 0 | 11 |  |  |  |  | R-410A | 1.9 | Residential & Commercial | USHP | Ducted CEE Tier 1
213771406 | Central HP <5.4 tons | BRYANT HEATING AND COOLING SYSTEMS | HRCU-A-CB (Split System: Heat Pump with Remote Outdoor Unit-Air-Source) | 288BNV025*0**B* |  |  | CAP**4224AL*+UI | 987MC66120C24*** | 23800 | 16.5 | 8.1 | 21400 | 16600 | 77.57% | 1.96 | 0 | 11 |  |  |  |  | R-410A | 1.9833 | Residential & Commercial | USHP | Ducted CEE Tier 1
213771506 | Central HP <5.4 tons | BRYANT HEATING AND COOLING SYSTEMS | HRCU-A-CB (Split System: Heat Pump with Remote Outdoor Unit-Air-Source) | 288BNV025*0**B* |  |  | CAP**4321AL*+UI | 987MC42080C17*** | 24400 | 16.5 | 8.1 | 21200 | 16700 | 78.77% | 2.02 | 0 | 11 |  |  |  |  | R-410A | 2.0333 | Residential & Commercial | USHP | Ducted CEE Tier 1
213771556 | Central HP <5.4 tons | BRYANT HEATING AND COOLING SYSTEMS | HRCU-A-CB (Split System: Heat Pump with Remote Outdoor Unit-Air-Source) | 288BNV025*0**B* |  |  | CAP**4821AL*+UI | 88*TB36045C17*** | 24000 | 16.5 | 8.1 | 21000 | 16600 | 79.05% | 2 | 0 | 10.5 |  |  |  |  | R-410A | 2 | Residential & Commercial | USHP | Ducted CEE Tier 1
213771306 | Central HP <5.4 tons | BRYANT HEATING AND COOLING SYSTEMS | HRCU-A-CB (Split System: Heat Pump with Remote Outdoor Unit-Air-Source) | 288BNV025*0**B* |  |  | CAP**4221AL*+UI | 987MC42060C17*** | 23600 | 16 | 8.1 | 21600 | 16700 | 77.31% | 1.94 | 0 | 10.5 |  |  |  |  | R-410A | 1.9667 | Residential & Commercial | USHP | Ducted CEE Tier 1
215674329 | Central HP <5.4 tons | COMFORTMAKER | HRCU-A-CB (Split System: Heat Pump with Remote Outdoor Unit-Air-Source) | C5H0V48*K*AAA* |  |  | EA*5X61M21A*+WALLCON | *80CTL0451712B* | 45500 | 17 | 9 | 48500 | 34600 | 71.34% | 2.06 | 0 | 9.5 |  |  |  |  | R-454B | 3.7917 | Residential & Commercial | USHP
216790852 | Central HP <5.4 tons | GREE | HRCU-A-C (Split System: Heat Pump with Remote Outdoor Unit with No Indoor Fan --Air Source) | GUD24W/A-D(U) | ADP |  | HG9J936+TD | 0 | 22800 | 15.2 | 8.5 | 22400 | 19100 | 85.27% | 1.8 | 0 | 11 |  |  |  |  | R-410A | 1.9 | Residential & Commercial | USHP | Ducted CEE Tier 1
213082106 | Central HP <5.4 tons | GREE | HRCU-A-C (Split System: Heat Pump with Remote Outdoor Unit with No Indoor Fan --Air Source) | GUD36W/A-D(U) | ADP |  | H,RG33936+TD | 0 | 22400 | 15.2 | 8.4 | 22400 | 21200 | 94.64% | 1.78 | 0 | 10.5 |  |  |  |  | R-410A | 1.8667 | Residential & Commercial | USHP | Ducted CEE Tier 1
213082121 | Central HP <5.4 tons | GREE | HRCU-A-C (Split System: Heat Pump with Remote Outdoor Unit with No Indoor Fan --Air Source) | FLEXX60HP230V1AO | ADP |  | V,R60H210P529+TD | 0 | 50500 | 15.2 | 8.5 | 51000 | 36800 | 72.16% | 1.8 | 0 | 9.5 |  |  |  |  | R-410A | 4.2083 | Residential & Commercial | USHP
213088356 | Central HP <5.4 tons | GREE | HRCU-A-CB (Split System: Heat Pump with Remote Outdoor Unit-Air-Source) | FLEXX60HP230V1AO | ADP |  | H,RG52960+AEFE5* | 0 | 54000 | 15.8 | 9 | 54000 | 41000 | 75.93% | 1.8 | 0 | 10 |  |  |  |  | R-410A | 4.5 | Residential & Commercial | USHP | Ducted CEE Tier 1
212978297 | Central HP <5.4 tons | BRYANT HEATING AND COOLING SYSTEMS | HRCU-A-CB (Split System: Heat Pump with Remote Outdoor Unit-Air-Source) | 38MURAQ18AB3* |  |  | CNPV*1814AL* | 8(0,1)*SB36070M14*** | 17400 | 16 | 8.5 | 18500 | 19700 | 106.5% | 2.38 | 0 | 10.5 |  |  |  |  | R-410A | 1.45 | Residential & Commercial | USHP | Ducted CEE Tier 1
214336703 | Central HP <5.4 tons | RHEEM | HRCU-A-CB (Split System: Heat Pump with Remote Outdoor Unit-Air-Source) | RD17AZ60AJ3N | ASPEN |  | CP61C34+TDR | R98MV1005A21UPS | 51500 | 17 | 8.1 | 54500 | 49500 | 90.83% | 1.75 | 0 | 9.8 |  |  |  |  | R-410A | 4.2917 | Residential & Commercial | USHP
214336664 | Central HP <5.4 tons | RHEEM | HRCU-A-CB (Split System: Heat Pump with Remote Outdoor Unit-Air-Source) | RD17AZ60AJ3N | ASPEN |  | CP61C34+TDR | R801V1005A21DZ | 52000 | 17.9 | 8.1 | 53500 | 49000 | 91.59% | 1.75 | 0 | 9.8 |  |  |  |  | R-410A | 4.3333 | Residential & Commercial | USHP
215674269 | Central HP <5.4 tons | COMFORTMAKER | HRCU-A-CB (Split System: Heat Pump with Remote Outdoor Unit-Air-Source) | C5H0V48*K*AAA* |  |  | EA*5X60M24A*+WALLCON | *97CMN1202422B* | 45000 | 18 | 9 | 47500 | 33600 | 70.74% | 2.06 | 0 | 10 |  |  |  |  | R-454B | 3.75 | Residential & Commercial | USHP | Ducted CEE Tier 1
215674389 | Central HP <5.4 tons | COMFORTMAKER | HRCU-A-CB (Split System: Heat Pump with Remote Outdoor Unit-Air-Source) | C5H0V48*K*AAA* |  |  | EA*5X61M21A*+WALLCON | *95CSU0601716B* | 45500 | 17.5 | 9 | 48000 | 34200 | 71.25% | 2.06 | 0 | 9.5 |  |  |  |  | R-454B | 3.7917 | Residential & Commercial | USHP
215674439 | Central HP <5.4 tons | COMFORTMAKER | HRCU-A-CB (Split System: Heat Pump with Remote Outdoor Unit-Air-Source) | C5H0V48*K*AAA* |  |  | EA*5X61M21A*+WALLCON | *96CTN0801714B* | 45500 | 17.5 | 9 | 48000 | 33600 | 70% | 2.08 | 0 | 9.5 |  |  |  |  | R-454B | 3.7917 | Residential & Commercial | USHP
212984758 | Central HP <5.4 tons | BRYANT HEATING AND COOLING SYSTEMS | HRCU-A-CB (Split System: Heat Pump with Remote Outdoor Unit-Air-Source) | 38MURAQ18AB3* |  |  | CNPV*3017AL* | 912SE48080M17*** | 17400 | 16.5 | 8.1 | 17900 | 18600 | 103.9% | 2.24 | 0 | 11 |  |  |  |  | R-410A | 1.45 | Residential & Commercial | USHP | Ducted CEE Tier 1
212986680 | Central HP <5.4 tons | BRYANT HEATING AND COOLING SYSTEMS | HRCU-A-CB (Split System: Heat Pump with Remote Outdoor Unit-Air-Source) | 38MURAQ18AB3* |  |  | CAP**2517AL* | 916SA36040M17*** | 17700 | 15.5 | 8.1 | 17700 | 17800 | 100.6% | 2.14 | 0 | 10.5 |  |  |  |  | R-410A | 1.475 | Residential & Commercial | USHP | Ducted CEE Tier 1
215932086 | Central HP <5.4 tons | HEIL | HRCU-A-CB (Split System: Heat Pump with Remote Outdoor Unit-Air-Source) | H5H3V36*K*AAA* |  |  | EA*5X36M17A*+WALLCON | *97CMN0601714B* | 32000 | 19 | 9.5 | 34600 | 26600 | 76.88% | 2 | 0 | 10.5 |  |  |  |  | R-454B | 2.6667 | Residential & Commercial | USHP | Ducted CEE Tier 1
215932336 | Central HP <5.4 tons | HEIL | HRCU-A-CB (Split System: Heat Pump with Remote Outdoor Unit-Air-Source) | H5H3V36*K*AAA* |  |  | EA*5X42M21A*+WALLCON | *96CTN0601714B* | 32400 | 19.5 | 9.5 | 34200 | 26400 | 77.19% | 2.02 | 0 | 10.5 |  |  |  |  | R-454B | 2.7 | Residential & Commercial | USHP | Ducted CEE Tier 1
213613902 | Central HP <5.4 tons | GREE | HRCU-A-C (Split System: Heat Pump with Remote Outdoor Unit with No Indoor Fan --Air Source) | GUD36W/A-D(U) | ADP |  | *G8J936 | 0 | 22600 | 15.2 | 8.5 | 22400 | 21200 | 94.64% | 1.8 | 0 | 10.5 |  |  |  |  | R-410A | 1.8833 | Residential & Commercial | USHP | Ducted CEE Tier 1
215673999 | Central HP <5.4 tons | COMFORTMAKER | HRCU-A-CB (Split System: Heat Pump with Remote Outdoor Unit-Air-Source) | C5H0V48*K*AAA* |  |  | EA*5X48M21A*+WALLCON | *80CSU0802120A* | 44500 | 18 | 9 | 48500 | 34000 | 70.1% | 2.06 | 0 | 9.5 |  |  |  |  | R-454B | 3.7083 | Residential & Commercial | USHP
215674469 | Central HP <5.4 tons | COMFORTMAKER | HRCU-A-CB (Split System: Heat Pump with Remote Outdoor Unit-Air-Source) | C5H0V48*K*AAA* |  |  | EA*5X61M24A*+WALLCON | *80CSU1002120A* | 46000 | 18 | 9 | 48000 | 33800 | 70.42% | 2.08 | 0 | 9.5 |  |  |  |  | R-454B | 3.8333 | Residential & Commercial | USHP
212983295 | Central HP <5.4 tons | BRYANT HEATING AND COOLING SYSTEMS | HRCU-A-CB (Split System: Heat Pump with Remote Outdoor Unit-Air-Source) | 38MURAQ18AB3* |  |  | CNPV*2417AL* | 912SE36040M17*** | 17200 | 15.5 | 8.1 | 18300 | 19300 | 105.5% | 2.3 | 0 | 10.5 |  |  |  |  | R-410A | 1.4333 | Residential & Commercial | USHP | Ducted CEE Tier 1
212985944 | Central HP <5.4 tons | BRYANT HEATING AND COOLING SYSTEMS | HRCU-A-CB (Split System: Heat Pump with Remote Outdoor Unit-Air-Source) | 38MURAQ18AB3* |  |  | CNPV*2414AL* | 916SA30026M14*** | 17300 | 20 | 8.1 | 18300 | 19200 | 104.9% | 2.3 | 0 | 10.5 |  |  |  |  | R-410A | 1.4417 | Residential & Commercial | USHP | Ducted CEE Tier 1
212986296 | Central HP <5.4 tons | BRYANT HEATING AND COOLING SYSTEMS | HRCU-A-CB (Split System: Heat Pump with Remote Outdoor Unit-Air-Source) | 38MURAQ18AB3* |  |  | CAP**2417AL* | 916SA30040M14*** | 17400 | 16 | 8.5 | 18500 | 19500 | 105.4% | 2.34 | 0 | 10.5 |  |  |  |  | R-410A | 1.45 | Residential & Commercial | USHP | Ducted CEE Tier 1
212987532 | Central HP <5.4 tons | BRYANT HEATING AND COOLING SYSTEMS | HRCU-A-CB (Split System: Heat Pump with Remote Outdoor Unit-Air-Source) | 38MURAQ18AB3* |  |  | CAP**3017AL* | 916SA48080M17*** | 17300 | 16 | 8.1 | 17600 | 18300 | 104% | 2.2 | 0 | 10.5 |  |  |  |  | R-410A | 1.4417 | Residential & Commercial | USHP | Ducted CEE Tier 1
206772885 | Central HP <5.4 tons | AIRQUEST | HRCU-A-CB (Split System: Heat Pump with Remote Outdoor Unit-Air-Source) | HVH837GKA2* |  |  | EHD4X48AAL+WALLCON | *80CTL0902120A* | 32600 | 17 | 8.1 | 33000 | 25000 | 75.76% | 1.98 | 12 | 11 |  |  |  |  | R-410A | 2.7167 | Residential & Commercial | USHP | Ducted CEE Tier 1
215931676 | Central HP <5.4 tons | HEIL | HRCU-A-CB (Split System: Heat Pump with Remote Outdoor Unit-Air-Source) | H5H3V60*K*AAA* |  |  | EA*5X61M24A*+WALLCON | *80CSU1002120A* | 57000 | 19 | 8.5 | 60500 | 46500 | 76.86% | 2.02 | 0 | 11 |  |  |  |  | R-454B | 4.75 | Residential & Commercial | USHP | Ducted CEE Tier 1
215414561 | Central HP <5.4 tons | GREE | HRCU-A-CB (Split System: Heat Pump with Remote Outdoor Unit-Air-Source) | FLEXX36HP230V1AO | ADP |  | F,PE*G33(1,2)36+TXV | 0 | 31400 | 15.2 | 8.4 | 32400 | 23600 | 72.84% | 1.78 | 0 | 9 |  |  |  |  | R-410A | 2.6167 | Residential & Commercial | USHP
215936934 | Central HP <5.4 tons | CARRIER | HRCU-A-CB (Split System: Heat Pump with Remote Outdoor Unit-Air-Source) | 27VNA336A*030* |  |  | CVAVA6124XMA*+UI | 58TN*B110C21**20 | 36000 | 22.5 | 8.5 | 37600 | 28200 | 75% | 2.06 | 0 | 12.5 |  |  |  |  | R-454B | 3 | Residential & Commercial | USHP | Ducted CEE Tier 1
216487380 | Central HP <5.4 tons | BRYANT HEATING AND COOLING SYSTEMS | HRCU-A-CB (Split System: Heat Pump with Remote Outdoor Unit-Air-Source) | 290VAN024**AA* | ADP |  | CE(P,V)3614G34*+TXV | 987MC60060C21*** | 22600 | 16 | 9 | 22200 | 16000 | 72.07% | 2.02 | 0 | 9.5 |  |  |  |  | R-454B | 1.8833 | Residential & Commercial | USHP
216487793 | Central HP <5.4 tons | BRYANT HEATING AND COOLING SYSTEMS | HRCU-A-CB (Split System: Heat Pump with Remote Outdoor Unit-Air-Source) | 290VAN024**AA* | ADP |  | CE(P,V)2417G31*+TXV | 986TD42060C17*** | 22600 | 17 | 9 | 22400 | 16300 | 72.77% | 1.96 | 0 | 9.5 |  |  |  |  | R-454B | 1.8833 | Residential & Commercial | USHP
216487800 | Central HP <5.4 tons | BRYANT HEATING AND COOLING SYSTEMS | HRCU-A-CB (Split System: Heat Pump with Remote Outdoor Unit-Air-Source) | 290VAN024**AA* | ADP |  | CE(P,V)2414G31*+TXV | 986TD42080C17*** | 22800 | 17 | 9 | 22600 | 16200 | 71.68% | 1.98 | 0 | 9.5 |  |  |  |  | R-454B | 1.9 | Residential & Commercial | USHP
214066589 | Central HP <5.4 tons | FRIEDRICH | HRCU-A-CB (Split System: Heat Pump with Remote Outdoor Unit-Air-Source) | RD17AZ36AJ3N |  |  | TCFZ3621MTANM | FR951V0855A21M4 | 34200 | 18 | 8.1 | 34200 | 29600 | 86.55% | 1.9 | 0 | 10 |  |  |  |  | R-410A | 2.85 | Residential & Commercial | USHP | Ducted CEE Tier 1
214066616 | Central HP <5.4 tons | FRIEDRICH | HRCU-A-CB (Split System: Heat Pump with Remote Outdoor Unit-Air-Source) | RD17AZ36AJ3N |  |  | TCFZ3621MTANM | FR962V0603A17M4 | 34200 | 18 | 8.1 | 34200 | 29800 | 87.13% | 1.9 | 0 | 10 |  |  |  |  | R-410A | 2.85 | Residential & Commercial | USHP | Ducted CEE Tier 1
216487859 | Central HP <5.4 tons | BRYANT HEATING AND COOLING SYSTEMS | HRCU-A-CB (Split System: Heat Pump with Remote Outdoor Unit-Air-Source) | 290VAN036**AA* | ADP |  | H,PG53*36+TXV | 986TD66120C24*** | 34400 | 18 | 9 | 32600 | 24400 | 74.85% | 1.9 | 0 | 10.5 |  |  |  |  | R-454B | 2.8667 | Residential & Commercial | USHP | Ducted CEE Tier 1
211708526 | Central HP <5.4 tons | COLEMAN | HRCU-A-CB (Split System: Heat Pump with Remote Outdoor Unit-Air-Source) | THF2B48T21 | ASPEN |  | D(A,C,E)48D34+TDR | TP9C120D20MP13 | 46000 | 16 | 8.2 | 44500 | 31200 | 70.11% | 3.11 | 0 | 11.9 |  |  |  |  | R-410A | 3.8333 | Residential & Commercial | USHP | Ducted CEE Tier 1
204299081 | Central HP <5.4 tons | DAY & NIGHT | HRCU-A-CB (Split System: Heat Pump with Remote Outdoor Unit-Air-Source) | CVH837GKA** |  |  | EA*4X42L24A*+WALLCON | *80CTL1352422A* | 31800 | 17.5 | 8.1 | 33000 | 24400 | 73.94% | 1.9 | 12 | 11.5 |  |  |  |  | R-410A | 2.65 | Residential & Commercial | USHP | Ducted CEE Tier 1
204299901 | Central HP <5.4 tons | DAY & NIGHT | HRCU-A-CB (Split System: Heat Pump with Remote Outdoor Unit-Air-Source) | CVH837GKA** |  |  | EN(A,D)4X48L24**+WALLCON | *96CTN1202422A* | 32400 | 17.5 | 8.1 | 32800 | 24800 | 75.61% | 1.96 | 12 | 11.7 |  |  |  |  | R-410A | 2.7 | Residential & Commercial | USHP | Ducted CEE Tier 1
212623443 | Central HP <5.4 tons | COLEMAN | HRCU-A-CB (Split System: Heat Pump with Remote Outdoor Unit-Air-Source) | HMH72B341 | ASPEN |  | D(A,C,E)48A34+TDR | TM9Y080C16MP11 | 32200 | 18.5 | 8.5 | 33800 | 28200 | 83.43% | 2.67 | 0 | 9.4 |  |  |  |  | R-410A | 2.6833 | Residential & Commercial | USHP
212623470 | Central HP <5.4 tons | COLEMAN | HRCU-A-CB (Split System: Heat Pump with Remote Outdoor Unit-Air-Source) | HMH72B341 | ASPEN |  | C(A,C,D,E)42A24+TDR | TM8V080C16MP12 | 29200 | 16.7 | 8.5 | 33800 | 27200 | 80.47% | 2.67 | 0 | 9.4 |  |  |  |  | R-410A | 2.4333 | Residential & Commercial | USHP
212623543 | Central HP <5.4 tons | COLEMAN | HRCU-A-CB (Split System: Heat Pump with Remote Outdoor Unit-Air-Source) | HMH72B341 | ASPEN |  | D(A,C,E)48A34+TDR | TP9C100C20MP13 | 32200 | 17.5 | 8.1 | 33800 | 28200 | 83.43% | 2.46 | 0 | 9.4 |  |  |  |  | R-410A | 2.6833 | Residential & Commercial | USHP
212623636 | Central HP <5.4 tons | COLEMAN | HRCU-A-CB (Split System: Heat Pump with Remote Outdoor Unit-Air-Source) | HMH72B341 | ASPEN |  | C(A,C,D,E)42D24+TDR | CPLC080B12MP13 | 31600 | 17 | 8.1 | 33600 | 29400 | 87.5% | 2.42 | 0 | 9 |  |  |  |  | R-410A | 2.6333 | Residential & Commercial | USHP
212623709 | Central HP <5.4 tons | COLEMAN | HRCU-A-CB (Split System: Heat Pump with Remote Outdoor Unit-Air-Source) | HMH72B341 | ASPEN |  | C(A,C,D,E)36C34+TDR | TM9E060B12MP12 | 32600 | 17.5 | 8.1 | 34000 | 28000 | 82.35% | 2.39 | 0 | 9.5 |  |  |  |  | R-410A | 2.7167 | Residential & Commercial | USHP
212623754 | Central HP <5.4 tons | COLEMAN | HRCU-A-CB (Split System: Heat Pump with Remote Outdoor Unit-Air-Source) | HMH72B341 | ASPEN |  | D(A,C,E)42C34+TDR | TM9E060B12MP12 | 32800 | 17.5 | 8.1 | 34000 | 28000 | 82.35% | 2.39 | 0 | 9.5 |  |  |  |  | R-410A | 2.7333 | Residential & Commercial | USHP
212623818 | Central HP <5.4 tons | COLEMAN | HRCU-A-CB (Split System: Heat Pump with Remote Outdoor Unit-Air-Source) | HMH72B341 | ASPEN |  | C(A,C,D,E)36C34+TDR | CP9C060B12MP13 | 32600 | 17.5 | 8.1 | 34000 | 27800 | 81.76% | 2.42 | 0 | 9.5 |  |  |  |  | R-410A | 2.7167 | Residential & Commercial | USHP
212623827 | Central HP <5.4 tons | COLEMAN | HRCU-A-CB (Split System: Heat Pump with Remote Outdoor Unit-Air-Source) | HMH72B341 | ASPEN |  | D(A,C,E)36B34+TDR | CP9C060B12MP13 | 32200 | 17.5 | 8.1 | 34000 | 27800 | 81.76% | 2.42 | 0 | 9.4 |  |  |  |  | R-410A | 2.6833 | Residential & Commercial | USHP
212623852 | Central HP <5.4 tons | COLEMAN | HRCU-A-CB (Split System: Heat Pump with Remote Outdoor Unit-Air-Source) | HMH72B341 | ASPEN |  | C(A,C,D,E)36D24+TDR | TM9V060B12MP12 | 30400 | 17 | 8.1 | 34000 | 27800 | 81.76% | 2.42 | 0 | 9.1 |  |  |  |  | R-410A | 2.5333 | Residential & Commercial | USHP
212623945 | Central HP <5.4 tons | COLEMAN | HRCU-A-CB (Split System: Heat Pump with Remote Outdoor Unit-Air-Source) | HMH72B341 | ASPEN |  | D(A,C,E)48D24+TDR | TM9V080B12MP12 | 32200 | 17 | 8.4 | 34000 | 29400 | 86.47% | 2.74 | 0 | 9.5 |  |  |  |  | R-410A | 2.6833 | Residential & Commercial | USHP
212621505 | Central HP <5.4 tons | COLEMAN | HRCU-A-CB (Split System: Heat Pump with Remote Outdoor Unit-Air-Source) | HMH72B341 | ASPEN |  | C(A,C,D,E)42A24+TDR | CPLC100C20MP13 | 28600 | 15.6 | 8.1 | 32000 | 27600 | 86.25% | 2.44 | 0 | 8.4 |  |  |  |  | R-410A | 2.3833 | Residential & Commercial | USHP
212621537 | Central HP <5.4 tons | COLEMAN | HRCU-A-CB (Split System: Heat Pump with Remote Outdoor Unit-Air-Source) | HMH72B341 | ASPEN |  | C(A,C,D,E)48A34+TDR | TM8V100C20MP12 | 31600 | 16.5 | 8.1 | 32200 | 27600 | 85.71% | 2.44 | 0 | 8.9 |  |  |  |  | R-410A | 2.6333 | Residential & Commercial | USHP
212621548 | Central HP <5.4 tons | COLEMAN | HRCU-A-CB (Split System: Heat Pump with Remote Outdoor Unit-Air-Source) | HMH72B341 | ASPEN |  | D(A,C,E)48A34+TDR | TM8V120C20MP12 | 31600 | 16.5 | 8.5 | 32200 | 27600 | 85.71% | 2.7 | 0 | 8.9 |  |  |  |  | R-410A | 2.6333 | Residential & Commercial | USHP
212621564 | Central HP <5.4 tons | COLEMAN | HRCU-A-CB (Split System: Heat Pump with Remote Outdoor Unit-Air-Source) | HMH72B341 | ASPEN |  | D(A,C,E)48A34+TDR | TPLC100C20MP13 | 31600 | 16.5 | 8.1 | 32200 | 27600 | 85.71% | 2.44 | 0 | 8.9 |  |  |  |  | R-410A | 2.6333 | Residential & Commercial | USHP
212621573 | Central HP <5.4 tons | COLEMAN | HRCU-A-CB (Split System: Heat Pump with Remote Outdoor Unit-Air-Source) | HMH72B341 | ASPEN |  | D(A,C,E)48B24+TDR | TPLC120C20MP13 | 29600 | 15.9 | 8.1 | 32200 | 27600 | 85.71% | 2.44 | 0 | 8 |  |  |  |  | R-410A | 2.4667 | Residential & Commercial | USHP
212621587 | Central HP <5.4 tons | COLEMAN | HRCU-A-CB (Split System: Heat Pump with Remote Outdoor Unit-Air-Source) | HMH72B341 | ASPEN |  | C(A,C,D,E)42A24+TDR | TM9V120D20MP12 | 28800 | 16.1 | 8.5 | 32200 | 28000 | 86.96% | 2.79 | 0 | 8.9 |  |  |  |  | R-410A | 2.4 | Residential & Commercial | USHP
212983273 | Central HP <5.4 tons | BRYANT HEATING AND COOLING SYSTEMS | HRCU-A-CB (Split System: Heat Pump with Remote Outdoor Unit-Air-Source) | 38MURAQ18AB3* |  |  | CAP**2517AL* | 912SE36040M17*** | 17700 | 16 | 8.1 | 17700 | 17800 | 100.6% | 2.14 | 0 | 10.5 |  |  |  |  | R-410A | 1.475 | Residential & Commercial | USHP | Ducted CEE Tier 1
212983240 | Central HP <5.4 tons | BRYANT HEATING AND COOLING SYSTEMS | HRCU-A-CB (Split System: Heat Pump with Remote Outdoor Unit-Air-Source) | 38MURAQ24AB3* |  |  | CNPV*3621AL* | 912SE36040M17*** | 23400 | 15.5 | 8.1 | 26200 | 24200 | 92.37% | 1.98 | 0 | 10 |  |  |  |  | R-410A | 1.95 | Residential & Commercial | USHP | Ducted CEE Tier 1
212985030 | Central HP <5.4 tons | BRYANT HEATING AND COOLING SYSTEMS | HRCU-A-CB (Split System: Heat Pump with Remote Outdoor Unit-Air-Source) | 38MURAQ24AB3* |  |  | CAP**3621AL* | 912SE60080M21*** | 23600 | 17.5 | 8.5 | 26000 | 24000 | 92.31% | 2.02 | 0 | 10 |  |  |  |  | R-410A | 1.9667 | Residential & Commercial | USHP | Ducted CEE Tier 1
212985764 | Central HP <5.4 tons | BRYANT HEATING AND COOLING SYSTEMS | HRCU-A-CB (Split System: Heat Pump with Remote Outdoor Unit-Air-Source) | 38MURAQ24AB3* |  |  | CAP**2417AL* | 916SA30026M14*** | 23400 | 16.5 | 8.5 | 27000 | 26200 | 97.04% | 2.2 | 0 | 10 |  |  |  |  | R-410A | 1.95 | Residential & Commercial | USHP | Ducted CEE Tier 1
212984662 | Central HP <5.4 tons | BRYANT HEATING AND COOLING SYSTEMS | HRCU-A-CB (Split System: Heat Pump with Remote Outdoor Unit-Air-Source) | 38MURAQ24AB3* |  |  | CNPV*3017AL* | 912SE48080M17*** | 23600 | 17.5 | 8.5 | 26200 | 24600 | 93.89% | 2.04 | 0 | 10.5 |  |  |  |  | R-410A | 1.9667 | Residential & Commercial | USHP | Ducted CEE Tier 1
212986918 | Central HP <5.4 tons | BRYANT HEATING AND COOLING SYSTEMS | HRCU-A-CB (Split System: Heat Pump with Remote Outdoor Unit-Air-Source) | 38MURAQ24AB3* |  |  | CAP**3717AL* | 916SA36060M14*** | 24000 | 16.5 | 8.5 | 25200 | 22200 | 88.1% | 1.84 | 0 | 10 |  |  |  |  | R-410A | 2 | Residential & Commercial | USHP | Ducted CEE Tier 1
212621596 | Central HP <5.4 tons | COLEMAN | HRCU-A-CB (Split System: Heat Pump with Remote Outdoor Unit-Air-Source) | HMH72B341 | ASPEN |  | C(A,C,D,E)48A34+TDR | CP9C120D20MP13 | 31800 | 17 | 8.1 | 32200 | 28200 | 87.58% | 2.5 | 0 | 9.4 |  |  |  |  | R-410A | 2.65 | Residential & Commercial | USHP
212621628 | Central HP <5.4 tons | COLEMAN | HRCU-A-CB (Split System: Heat Pump with Remote Outdoor Unit-Air-Source) | HMH72B341 | ASPEN |  | D(A,C,E)42C24+TDR | TMLV120C20MP12 | 29600 | 15.9 | 8.1 | 32400 | 27400 | 84.57% | 2.45 | 0 | 8 |  |  |  |  | R-410A | 2.4667 | Residential & Commercial | USHP
212621646 | Central HP <5.4 tons | COLEMAN | HRCU-A-CB (Split System: Heat Pump with Remote Outdoor Unit-Air-Source) | HMH72B341 | ASPEN |  | C(A,C,D,E)48D24+TDR | CPLC100C20MP13 | 30400 | 16.1 | 8.1 | 32400 | 27800 | 85.8% | 2.44 | 0 | 8 |  |  |  |  | R-410A | 2.5333 | Residential & Commercial | USHP
212621648 | Central HP <5.4 tons | COLEMAN | HRCU-A-CB (Split System: Heat Pump with Remote Outdoor Unit-Air-Source) | HMH72B341 | ASPEN |  | D(A,C,E)36B34+TDR | CPLC100C20MP13 | 31400 | 16.5 | 8.1 | 32400 | 27800 | 85.8% | 2.44 | 0 | 8.9 |  |  |  |  | R-410A | 2.6167 | Residential & Commercial | USHP
212621673 | Central HP <5.4 tons | COLEMAN | HRCU-A-CB (Split System: Heat Pump with Remote Outdoor Unit-Air-Source) | HMH72B341 | ASPEN |  | D(A,C,E)36C34+TDR | CPLC120C20MP13 | 31800 | 16.5 | 8.1 | 32400 | 27800 | 85.8% | 2.44 | 0 | 8.9 |  |  |  |  | R-410A | 2.65 | Residential & Commercial | USHP
212621687 | Central HP <5.4 tons | COLEMAN | HRCU-A-CB (Split System: Heat Pump with Remote Outdoor Unit-Air-Source) | HMH72B341 | ASPEN |  | C(A,C,D,E)36C34+TDR | TM8V100C20MP12 | 31800 | 16.5 | 8.1 | 32400 | 27800 | 85.8% | 2.44 | 0 | 8.9 |  |  |  |  | R-410A | 2.65 | Residential & Commercial | USHP
212621696 | Central HP <5.4 tons | COLEMAN | HRCU-A-CB (Split System: Heat Pump with Remote Outdoor Unit-Air-Source) | HMH72B341 | ASPEN |  | D(A,C,E)36C34+TDR | TM8V100C20MP12 | 31800 | 16.5 | 8.1 | 32400 | 27800 | 85.8% | 2.44 | 0 | 8.9 |  |  |  |  | R-410A | 2.65 | Residential & Commercial | USHP
212621703 | Central HP <5.4 tons | COLEMAN | HRCU-A-CB (Split System: Heat Pump with Remote Outdoor Unit-Air-Source) | HMH72B341 | ASPEN |  | D(A,C,E)48B34+TDR | TM8V100C20MP12 | 32000 | 16.5 | 8.1 | 32400 | 27800 | 85.8% | 2.44 | 0 | 8.9 |  |  |  |  | R-410A | 2.6667 | Residential & Commercial | USHP
212621712 | Central HP <5.4 tons | COLEMAN | HRCU-A-CB (Split System: Heat Pump with Remote Outdoor Unit-Air-Source) | HMH72B341 | ASPEN |  | C(A,C,D,E)42C24+TDR | TM8V120C20MP12 | 29600 | 15.9 | 8.5 | 32400 | 27800 | 85.8% | 2.7 | 0 | 8 |  |  |  |  | R-410A | 2.4667 | Residential & Commercial | USHP
212621764 | Central HP <5.4 tons | COLEMAN | HRCU-A-CB (Split System: Heat Pump with Remote Outdoor Unit-Air-Source) | HMH72B341 | ASPEN |  | D(A,C,E)36B44+TDR | TPLC100C20MP13 | 32400 | 16.5 | 8.1 | 32400 | 27800 | 85.8% | 2.44 | 0 | 9 |  |  |  |  | R-410A | 2.7 | Residential & Commercial | USHP
212621771 | Central HP <5.4 tons | COLEMAN | HRCU-A-CB (Split System: Heat Pump with Remote Outdoor Unit-Air-Source) | HMH72B341 | ASPEN |  | D(A,C,E)42D34+TDR | TPLC100C20MP13 | 32600 | 16.5 | 8.1 | 32400 | 27800 | 85.8% | 2.44 | 0 | 9 |  |  |  |  | R-410A | 2.7167 | Residential & Commercial | USHP
212621782 | Central HP <5.4 tons | COLEMAN | HRCU-A-CB (Split System: Heat Pump with Remote Outdoor Unit-Air-Source) | HMH72B341 | ASPEN |  | C(A,C,D,E)42D24+TDR | TPLC120C20MP13 | 30000 | 16 | 8.1 | 32400 | 27800 | 85.8% | 2.44 | 0 | 8.6 |  |  |  |  | R-410A | 2.5 | Residential & Commercial | USHP
212621789 | Central HP <5.4 tons | COLEMAN | HRCU-A-CB (Split System: Heat Pump with Remote Outdoor Unit-Air-Source) | HMH72B341 | ASPEN |  | D(A,C,E)36D34+TDR | TPLC120C20MP13 | 32200 | 16.5 | 8.1 | 32400 | 27800 | 85.8% | 2.44 | 0 | 9 |  |  |  |  | R-410A | 2.6833 | Residential & Commercial | USHP
212621832 | Central HP <5.4 tons | COLEMAN | HRCU-A-CB (Split System: Heat Pump with Remote Outdoor Unit-Air-Source) | HMH72B341 | ASPEN |  | C(A,C,D,E)36B24+TDR | CP9C120D20MP13 | 28800 | 16.1 | 8.1 | 32400 | 27800 | 85.8% | 2.52 | 0 | 8.9 |  |  |  |  | R-410A | 2.4 | Residential & Commercial | USHP
212621848 | Central HP <5.4 tons | COLEMAN | HRCU-A-CB (Split System: Heat Pump with Remote Outdoor Unit-Air-Source) | HMH72B341 | ASPEN |  | C(A,C,D,E)36D24+TDR | CP9C120D20MP13 | 29800 | 16.4 | 8.1 | 32400 | 28200 | 87.04% | 2.51 | 0 | 9 |  |  |  |  | R-410A | 2.4833 | Residential & Commercial | USHP
212621857 | Central HP <5.4 tons | COLEMAN | HRCU-A-CB (Split System: Heat Pump with Remote Outdoor Unit-Air-Source) | HMH72B341 | ASPEN |  | D(A,C,E)36D34+TDR | CP9C120D20MP13 | 32400 | 17 | 8.1 | 32400 | 28200 | 87.04% | 2.51 | 0 | 9.5 |  |  |  |  | R-410A | 2.7 | Residential & Commercial | USHP
212621864 | Central HP <5.4 tons | COLEMAN | HRCU-A-CB (Split System: Heat Pump with Remote Outdoor Unit-Air-Source) | HMH72B341 | ASPEN |  | D(A,C,E)48C24+TDR | CP9C120D20MP13 | 30200 | 16.5 | 8.1 | 32400 | 28200 | 87.04% | 2.51 | 0 | 9.1 |  |  |  |  | R-410A | 2.5167 | Residential & Commercial | USHP
212621873 | Central HP <5.4 tons | COLEMAN | HRCU-A-CB (Split System: Heat Pump with Remote Outdoor Unit-Air-Source) | HMH72B341 | ASPEN |  | C(A,C,D,E)42C24+TDR | TM9V120D20MP12 | 29800 | 16.4 | 8.5 | 32400 | 28200 | 87.04% | 2.79 | 0 | 9 |  |  |  |  | R-410A | 2.4833 | Residential & Commercial | USHP
212621887 | Central HP <5.4 tons | COLEMAN | HRCU-A-CB (Split System: Heat Pump with Remote Outdoor Unit-Air-Source) | HMH72B341 | ASPEN |  | D(A,C,E)48B34+TDR | TM9V120D20MP12 | 32200 | 17 | 8.5 | 32400 | 28200 | 87.04% | 2.79 | 0 | 9.4 |  |  |  |  | R-410A | 2.6833 | Residential & Commercial | USHP
212621896 | Central HP <5.4 tons | COLEMAN | HRCU-A-CB (Split System: Heat Pump with Remote Outdoor Unit-Air-Source) | HMH72B341 | ASPEN |  | C(A,C,D,E)36D24+TDR | TP9C120D20MP13 | 29800 | 16.4 | 8.1 | 32400 | 28200 | 87.04% | 2.51 | 0 | 9 |  |  |  |  | R-410A | 2.4833 | Residential & Commercial | USHP
212621907 | Central HP <5.4 tons | COLEMAN | HRCU-A-CB (Split System: Heat Pump with Remote Outdoor Unit-Air-Source) | HMH72B341 | ASPEN |  | D(A,C,E)42B34+TDR | TP9C120D20MP13 | 32000 | 17 | 8.1 | 32400 | 28200 | 87.04% | 2.51 | 0 | 9.4 |  |  |  |  | R-410A | 2.6667 | Residential & Commercial | USHP
212621912 | Central HP <5.4 tons | COLEMAN | HRCU-A-CB (Split System: Heat Pump with Remote Outdoor Unit-Air-Source) | HMH72B341 | ASPEN |  | D(A,C,E)48C24+TDR | TP9C120D20MP13 | 30200 | 16.5 | 8.1 | 32400 | 28200 | 87.04% | 2.51 | 0 | 9.1 |  |  |  |  | R-410A | 2.5167 | Residential & Commercial | USHP
212621937 | Central HP <5.4 tons | COLEMAN | HRCU-A-CB (Split System: Heat Pump with Remote Outdoor Unit-Air-Source) | HMH72B341 | ASPEN |  | C(A,C,D,E)36B34+TDR | TM9V040A10MP12 | 31600 | 17 | 8.1 | 33200 | 27400 | 82.53% | 2.41 | 0 | 9.4 |  |  |  |  | R-410A | 2.6333 | Residential & Commercial | USHP
212621948 | Central HP <5.4 tons | COLEMAN | HRCU-A-CB (Split System: Heat Pump with Remote Outdoor Unit-Air-Source) | HMH72B341 | ASPEN |  | D(A,C,E)36B34+TDR | TM9V040A10MP12 | 31600 | 17 | 8.1 | 33200 | 27400 | 82.53% | 2.41 | 0 | 9.4 |  |  |  |  | R-410A | 2.6333 | Residential & Commercial | USHP
212621957 | Central HP <5.4 tons | COLEMAN | HRCU-A-CB (Split System: Heat Pump with Remote Outdoor Unit-Air-Source) | HMH72B341 | ASPEN |  | D(A,C,E)42D24+TDR | TM9V040A10MP12 | 30400 | 16.7 | 8.1 | 33200 | 27400 | 82.53% | 2.41 | 0 | 9 |  |  |  |  | R-410A | 2.5333 | Residential & Commercial | USHP
212621962 | Central HP <5.4 tons | COLEMAN | HRCU-A-CB (Split System: Heat Pump with Remote Outdoor Unit-Air-Source) | HMH72B341 | ASPEN |  | D(A,C,E)48D24+TDR | TM9V040A10MP12 | 30800 | 16.8 | 8.1 | 33200 | 27400 | 82.53% | 2.41 | 0 | 9.3 |  |  |  |  | R-410A | 2.5667 | Residential & Commercial | USHP
212622105 | Central HP <5.4 tons | COLEMAN | HRCU-A-CB (Split System: Heat Pump with Remote Outdoor Unit-Air-Source) | HMH72B341 | ASPEN |  | D(A,C,E)48B24+TDR | TM9E100C16MP12 | 30400 | 17.5 | 8.4 | 33400 | 27400 | 82.04% | 2.62 | 0 | 9 |  |  |  |  | R-410A | 2.5333 | Residential & Commercial | USHP
212622107 | Central HP <5.4 tons | COLEMAN | HRCU-A-CB (Split System: Heat Pump with Remote Outdoor Unit-Air-Source) | HMH72B341 | ASPEN |  | C(A,C,D,E)36B24+TDR | TM8Y080B12MP11 | 29600 | 17.3 | 8.5 | 33400 | 27400 | 82.04% | 2.65 | 0 | 9.4 |  |  |  |  | R-410A | 2.4667 | Residential & Commercial | USHP
212622116 | Central HP <5.4 tons | COLEMAN | HRCU-A-CB (Split System: Heat Pump with Remote Outdoor Unit-Air-Source) | HMH72B341 | ASPEN |  | C(A,C,D,E)48C24+TDR | TM8Y080B12MP11 | 31000 | 17.7 | 8.5 | 33400 | 27400 | 82.04% | 2.65 | 0 | 9 |  |  |  |  | R-410A | 2.5833 | Residential & Commercial | USHP
212622339 | Central HP <5.4 tons | COLEMAN | HRCU-A-CB (Split System: Heat Pump with Remote Outdoor Unit-Air-Source) | HMH72B341 | ASPEN |  | D(A,C,E)48B34+TDR | TM8E080C16MP11 | 33000 | 18 | 8.2 | 33600 | 28200 | 83.93% | 2.69 | 0 | 10 |  |  |  |  | R-410A | 2.75 | Residential & Commercial | USHP | Ducted CEE Tier 1
212983250 | Central HP <5.4 tons | CARRIER | HRCU-A-CB (Split System: Heat Pump with Remote Outdoor Unit-Air-Source) | 38MURAQ18AB3* |  |  | CAP**1917AL* | 59SC2E040M17**12 | 17700 | 16 | 8.1 | 17900 | 18000 | 100.6% | 2.16 | 0 | 10.5 |  |  |  |  | R-410A | 1.475 | Residential & Commercial | USHP | Ducted CEE Tier 1
216968921 | Central HP <5.4 tons | CONCORD | HRCU-A-CB (Split System: Heat Pump with Remote Outdoor Unit-Air-Source) | 4HP18V36P | ADP |  | H,A,DG9J(1,2)36+TXV | 97G2DF070BV16 | 23600 | 19 | 8.5 | 22400 | 16300 | 72.77% | 2.14 | 0 | 12 |  |  |  |  | R-410A | 1.9667 | Residential & Commercial | USHP | Ducted CEE Tier 1
216968922 | Central HP <5.4 tons | CONCORD | HRCU-A-CB (Split System: Heat Pump with Remote Outdoor Unit-Air-Source) | 4HP18V36P | ADP |  | H,A,DG9J936 | 97G2DF070BV16 | 23600 | 19 | 8.5 | 22400 | 16300 | 72.77% | 2.14 | 0 | 12 |  |  |  |  | R-410A | 1.9667 | Residential & Commercial | USHP | Ducted CEE Tier 1
216968923 | Central HP <5.4 tons | CONCORD | HRCU-A-CB (Split System: Heat Pump with Remote Outdoor Unit-Air-Source) | 4HP18V36P | ADP |  | H,A,DG1K(1,2)36+TXV | 97G2DF070BV16 | 23600 | 19 | 8.5 | 22400 | 16300 | 72.77% | 2.14 | 0 | 12 |  |  |  |  | R-410A | 1.9667 | Residential & Commercial | USHP | Ducted CEE Tier 1
212622416 | Central HP <5.4 tons | COLEMAN | HRCU-A-CB (Split System: Heat Pump with Remote Outdoor Unit-Air-Source) | HMH72B341 | ASPEN |  | C(A,C,D,E)42A24+TDR | TM9E100C16MP12 | 29400 | 17.2 | 8.4 | 33600 | 27200 | 80.95% | 2.64 | 0 | 9.4 |  |  |  |  | R-410A | 2.45 | Residential & Commercial | USHP
212622441 | Central HP <5.4 tons | COLEMAN | HRCU-A-CB (Split System: Heat Pump with Remote Outdoor Unit-Air-Source) | HMH72B341 | ASPEN |  | C(A,C,D,E)48A24+TDR | TM8Y100C16MP11 | 29800 | 17.8 | 8.3 | 33600 | 27200 | 80.95% | 2.63 | 0 | 9.5 |  |  |  |  | R-410A | 2.4833 | Residential & Commercial | USHP
212622466 | Central HP <5.4 tons | COLEMAN | HRCU-A-CB (Split System: Heat Pump with Remote Outdoor Unit-Air-Source) | HMH72B341 | ASPEN |  | D(A,C,E)42D24+TDR | TM9E100C16MP12 | 30800 | 17.7 | 8.5 | 33600 | 27200 | 80.95% | 2.66 | 0 | 9 |  |  |  |  | R-410A | 2.5667 | Residential & Commercial | USHP
212622475 | Central HP <5.4 tons | COLEMAN | HRCU-A-CB (Split System: Heat Pump with Remote Outdoor Unit-Air-Source) | HMH72B341 | ASPEN |  | C(A,C,D,E)48B24+TDR | TM8Y100C20MP11 | 32200 | 18 | 8.3 | 33600 | 30000 | 89.29% | 2.81 | 0 | 9.5 |  |  |  |  | R-410A | 2.6833 | Residential & Commercial | USHP
212622480 | Central HP <5.4 tons | COLEMAN | HRCU-A-CB (Split System: Heat Pump with Remote Outdoor Unit-Air-Source) | HMH72B341 | ASPEN |  | D(A,C,E)42C24+TDR | TM8Y120C20MP11 | 32200 | 18 | 8.3 | 33600 | 30000 | 89.29% | 2.81 | 0 | 9.5 |  |  |  |  | R-410A | 2.6833 | Residential & Commercial | USHP
212622482 | Central HP <5.4 tons | COLEMAN | HRCU-A-CB (Split System: Heat Pump with Remote Outdoor Unit-Air-Source) | HMH72B341 | ASPEN |  | C(A,C,D,E)42A24+TDR | TL9E080C16UH11 | 29200 | 16.7 | 8.5 | 33600 | 28000 | 83.33% | 2.66 | 0 | 8.9 |  |  |  |  | R-410A | 2.4333 | Residential & Commercial | USHP
212622773 | Central HP <5.4 tons | COLEMAN | HRCU-A-CB (Split System: Heat Pump with Remote Outdoor Unit-Air-Source) | HMH72B341 | ASPEN |  | D(A,C,E)42B34+TDR | TM9E060A10MP12 | 32200 | 17.5 | 8.1 | 33800 | 27400 | 81.07% | 2.4 | 0 | 9.5 |  |  |  |  | R-410A | 2.6833 | Residential & Commercial | USHP
215932636 | Central HP <5.4 tons | HEIL | HRCU-A-CB (Split System: Heat Pump with Remote Outdoor Unit-Air-Source) | H5H3V36*K*AAA* |  |  | EA*5X60M24A*+WALLCON | *96CTN1002122B* | 34000 | 20.5 | 9.5 | 34000 | 25800 | 75.88% | 2.06 | 0 | 12 |  |  |  |  | R-454B | 2.8333 | Residential & Commercial | USHP | Ducted CEE Tier 1
215932686 | Central HP <5.4 tons | HEIL | HRCU-A-CB (Split System: Heat Pump with Remote Outdoor Unit-Air-Source) | H5H3V36*K*AAA* |  |  | EA*5X61M21A*+WALLCON | *80CTL0451712B* | 34000 | 19.5 | 9 | 35200 | 26800 | 76.14% | 1.92 | 0 | 11 |  |  |  |  | R-454B | 2.8333 | Residential & Commercial | USHP | Ducted CEE Tier 1
215932786 | Central HP <5.4 tons | HEIL | HRCU-A-CB (Split System: Heat Pump with Remote Outdoor Unit-Air-Source) | H5H3V36*K*AAA* |  |  | EA*5X61M21A*+WALLCON | *97CMN0602120B* | 34200 | 20 | 9 | 34800 | 26600 | 76.44% | 1.92 | 0 | 11.5 |  |  |  |  | R-454B | 2.85 | Residential & Commercial | USHP | Ducted CEE Tier 1
215932186 | Central HP <5.4 tons | HEIL | HRCU-A-CB (Split System: Heat Pump with Remote Outdoor Unit-Air-Source) | H5H3V36*K*AAA* |  |  | EA*5X42M21A*+WALLCON | *80CSU0401712A* | 32600 | 20 | 9.5 | 35000 | 26800 | 76.57% | 2 | 0 | 11 |  |  |  |  | R-454B | 2.7167 | Residential & Commercial | USHP | Ducted CEE Tier 1
212986164 | Central HP <5.4 tons | BRYANT HEATING AND COOLING SYSTEMS | HRCU-A-CB (Split System: Heat Pump with Remote Outdoor Unit-Air-Source) | 38MURAQ24AB3* |  |  | CAP**3014AL* | 916SA30040M14*** | 23400 | 16 | 8.5 | 26400 | 24800 | 93.94% | 2.04 | 0 | 10 |  |  |  |  | R-410A | 1.95 | Residential & Commercial | USHP | Ducted CEE Tier 1
212986948 | Central HP <5.4 tons | BRYANT HEATING AND COOLING SYSTEMS | HRCU-A-CB (Split System: Heat Pump with Remote Outdoor Unit-Air-Source) | 38MURAQ24AB3* |  |  | CNPV*3014AL* | 916SA36060M14*** | 23400 | 16.5 | 8.1 | 26400 | 24600 | 93.18% | 2.04 | 0 | 10 |  |  |  |  | R-410A | 1.95 | Residential & Commercial | USHP | Ducted CEE Tier 1
216571222 | Central HP <5.4 tons | TRANE | HRCU-A-CB (Split System: Heat Pump with Remote Outdoor Unit-Air-Source) | 5TWV8X24A1 |  |  | 5PX*BD06AS3 | S8V2A040M3PDB | 21800 | 18.1 | 8.5 | 23800 | 18600 | 78.15% | 2.2 | 0 | 11.5 |  |  |  |  | R-454B | 1.8167 | Residential & Commercial | USHP | Ducted CEE Tier 1
204300185 | Central HP <5.4 tons | DAY & NIGHT | HRCU-A-CB (Split System: Heat Pump with Remote Outdoor Unit-Air-Source) | CVH837GKA** |  |  | EHD4X36AAL+WALLCON | *96CTN1002122A* | 32200 | 16.5 | 8.1 | 33200 | 24800 | 74.7% | 1.94 | 11.5 | 11 |  |  |  |  | R-410A | 2.6833 | Residential & Commercial | USHP | Ducted CEE Tier 1
214075323 | Central HP <5.4 tons | FRIEDRICH | HRCU-A-CB (Split System: Heat Pump with Remote Outdoor Unit-Air-Source) | RD17AZ60AJ3N |  |  | TCFZ6024STANM | FR921V1155A24M4 | 55500 | 18 | 8.1 | 54000 | 49000 | 90.74% | 1.75 | 0 | 10 |  |  |  |  | R-410A | 4.625 | Residential & Commercial | USHP | Ducted CEE Tier 1
214075346 | Central HP <5.4 tons | FRIEDRICH | HRCU-A-CB (Split System: Heat Pump with Remote Outdoor Unit-Air-Source) | RD17AZ60AJ3N |  |  | TCFZ6024STANM | FR951V1005A21UHU | 55000 | 18 | 8.1 | 54000 | 49500 | 91.67% | 1.75 | 0 | 10 |  |  |  |  | R-410A | 4.5833 | Residential & Commercial | USHP | Ducted CEE Tier 1
212400418 | Central HP <5.4 tons | COLEMAN | HRCU-A-CB (Split System: Heat Pump with Remote Outdoor Unit-Air-Source) | HMH72B361 | ASPEN |  | C(A,C,D,E)36C46+JMET12BS4N1+TDR | 0 | 35400 | 18 | 8.1 | 36000 | 26400 | 73.33% | 2.81 | 0 | 9 |  |  |  |  | R-410A | 2.95 | Residential & Commercial | USHP
213082122 | Central HP <5.4 tons | GREE | HRCU-A-C (Split System: Heat Pump with Remote Outdoor Unit with No Indoor Fan --Air Source) | FLEXX60HP230V1AO | ADP |  | H,RG52960+TD | 0 | 50500 | 15.2 | 8.5 | 51000 | 36800 | 72.16% | 1.8 | 0 | 9.5 |  |  |  |  | R-410A | 4.2083 | Residential & Commercial | USHP
214327650 | Central HP <5.4 tons | FRIEDRICH | HRCU-A-CB (Split System: Heat Pump with Remote Outdoor Unit-Air-Source) | FRP18AZ48AJVC |  |  | RCFZ6021SEAAM | FR962V1005A21M4 | 44500 | 19 | 8.5 | 43500 | 45000 | 103.4% | 2 | 0 | 10.9 |  |  |  |  | R-410A | 3.7083 | Residential & Commercial | USHP | Ducted CEE Tier 1
212633392 | Central HP <5.4 tons | GREE | HRCU-A-CB (Split System: Heat Pump with Remote Outdoor Unit-Air-Source) | FLEXX36HP230V1AO | ADP |  | CDP36K15P+TD | 0 | 22800 | 15.2 | 8.5 | 22400 | 21200 | 94.64% | 1.8 | 0 | 11 |  |  |  |  | R-410A | 1.9 | Residential & Commercial | USHP | Ducted CEE Tier 1
211749906 | Central HP <5.4 tons | GREE | HRCU-A-C (Split System: Heat Pump with Remote Outdoor Unit with No Indoor Fan --Air Source) | GUD60W/A-D(U) | ADP |  | HE50960+TD | 0 | 50500 | 15.2 | 8.4 | 51000 | 36800 | 72.16% | 1.78 | 0 | 9.5 |  |  |  |  | R-410A | 4.2083 | Residential & Commercial | USHP
211750040 | Central HP <5.4 tons | GREE | HRCU-A-C (Split System: Heat Pump with Remote Outdoor Unit with No Indoor Fan --Air Source) | GUD60W/A-D(U) | ADP |  | *E88960+TD | 0 | 50500 | 15.2 | 8.5 | 51000 | 36800 | 72.16% | 1.8 | 0 | 9.5 |  |  |  |  | R-410A | 4.2083 | Residential & Commercial | USHP
213307108 | Central HP <5.4 tons | GREE | HRCU-A-C (Split System: Heat Pump with Remote Outdoor Unit with No Indoor Fan --Air Source) | FLEXX36HP230V1AO | ADP |  | V36H***P429+TD | 0 | 22200 | 15.2 | 8.35 | 22400 | 21200 | 94.64% | 1.78 | 0 | 10.5 |  |  |  |  | R-410A | 1.85 | Residential & Commercial | USHP | Ducted CEE Tier 1
211750031 | Central HP <5.4 tons | GREE | HRCU-A-C (Split System: Heat Pump with Remote Outdoor Unit with No Indoor Fan --Air Source) | FLEXX36HP230V1AO | ADP |  | *G34936+TD | 0 | 31600 | 15.2 | 8.5 | 32400 | 23600 | 72.84% | 1.8 | 0 | 9 |  |  |  |  | R-410A | 2.6333 | Residential & Commercial | USHP
212622798 | Central HP <5.4 tons | COLEMAN | HRCU-A-CB (Split System: Heat Pump with Remote Outdoor Unit-Air-Source) | HMH72B341 | ASPEN |  | C(A,C,D,E)36C34+TDR | TM9Y100C16MP11 | 32800 | 18 | 8.3 | 33800 | 28600 | 84.62% | 2.68 | 0 | 10 |  |  |  |  | R-410A | 2.7333 | Residential & Commercial | USHP | Ducted CEE Tier 1
212622843 | Central HP <5.4 tons | COLEMAN | HRCU-A-CB (Split System: Heat Pump with Remote Outdoor Unit-Air-Source) | HMH72B341 | ASPEN |  | D(A,C,E)36D24+TDR | TM8E100C16MP11 | 31800 | 18 | 8.3 | 33800 | 28600 | 84.62% | 2.7 | 0 | 10 |  |  |  |  | R-410A | 2.65 | Residential & Commercial | USHP | Ducted CEE Tier 1
212622891 | Central HP <5.4 tons | COLEMAN | HRCU-A-CB (Split System: Heat Pump with Remote Outdoor Unit-Air-Source) | HMH72B341 | ASPEN |  | C(A,C,D,E)36A34+TDR | TM8V080C16MP12 | 31400 | 17.4 | 8.2 | 33800 | 27200 | 80.47% | 2.62 | 0 | 9.8 |  |  |  |  | R-410A | 2.6167 | Residential & Commercial | USHP
212622923 | Central HP <5.4 tons | COLEMAN | HRCU-A-CB (Split System: Heat Pump with Remote Outdoor Unit-Air-Source) | HMH72B341 | ASPEN |  | D(A,C,E)42B34+TDR | TM8E100C16MP11 | 33000 | 18 | 8.3 | 33800 | 28600 | 84.62% | 2.7 | 0 | 10 |  |  |  |  | R-410A | 2.75 | Residential & Commercial | USHP | Ducted CEE Tier 1
214075290 | Central HP <5.4 tons | FRIEDRICH | HRCU-A-CB (Split System: Heat Pump with Remote Outdoor Unit-Air-Source) | RD17AZ60AJ3N |  |  | TCFZ6024STANM | FR802V1005A21DZ | 55500 | 18 | 8.1 | 53500 | 49000 | 91.59% | 1.75 | 0 | 10 |  |  |  |  | R-410A | 4.625 | Residential & Commercial | USHP | Ducted CEE Tier 1
214075347 | Central HP <5.4 tons | FRIEDRICH | HRCU-A-CB (Split System: Heat Pump with Remote Outdoor Unit-Air-Source) | RD17AZ60AJ3N |  |  | TCFZ6024STANM | FR951V1155A24M4 | 55500 | 18 | 8.1 | 54000 | 49000 | 90.74% | 1.75 | 0 | 10 |  |  |  |  | R-410A | 4.625 | Residential & Commercial | USHP | Ducted CEE Tier 1
214075381 | Central HP <5.4 tons | FRIEDRICH | HRCU-A-CB (Split System: Heat Pump with Remote Outdoor Unit-Air-Source) | RD17AZ60AJ3N |  |  | TCFZ6024STANM | FR962V1155A24M4 | 55500 | 18 | 8.1 | 54000 | 49000 | 90.74% | 1.75 | 0 | 10 |  |  |  |  | R-410A | 4.625 | Residential & Commercial | USHP | Ducted CEE Tier 1
214075490 | Central HP <5.4 tons | FRIEDRICH | HRCU-A-CB (Split System: Heat Pump with Remote Outdoor Unit-Air-Source) | RD17AZ24AJ3N |  |  | TCFZ2417MTANM | FR951V0603A17UHU | 22400 | 17 | 9.5 | 22400 | 17000 | 75.89% | 2 | 0 | 10 |  |  |  |  | R-410A | 1.8667 | Residential & Commercial | USHP | Ducted CEE Tier 1
215932176 | Central HP <5.4 tons | HEIL | HRCU-A-CB (Split System: Heat Pump with Remote Outdoor Unit-Air-Source) | H5H3V36*K*AAA* |  |  | EA*5X37M21A*+WALLCON | *96CTN0601714B* | 33800 | 19.5 | 9.5 | 34200 | 26000 | 76.02% | 2.06 | 0 | 11 |  |  |  |  | R-454B | 2.8167 | Residential & Commercial | USHP | Ducted CEE Tier 1
212623043 | Central HP <5.4 tons | COLEMAN | HRCU-A-CB (Split System: Heat Pump with Remote Outdoor Unit-Air-Source) | HMH72B341 | ASPEN |  | C(A,C,D,E)48C24+TDR | TM9E080B12MP12 | 30800 | 17.2 | 8.5 | 33800 | 27400 | 81.07% | 2.65 | 0 | 9 |  |  |  |  | R-410A | 2.5667 | Residential & Commercial | USHP
212623066 | Central HP <5.4 tons | COLEMAN | HRCU-A-CB (Split System: Heat Pump with Remote Outdoor Unit-Air-Source) | HMH72B341 | ASPEN |  | D(A,C,E)42C24+TDR | TM9E080B12MP12 | 30400 | 17 | 8.5 | 33800 | 27400 | 81.07% | 2.65 | 0 | 9 |  |  |  |  | R-410A | 2.5333 | Residential & Commercial | USHP
212623100 | Central HP <5.4 tons | COLEMAN | HRCU-A-CB (Split System: Heat Pump with Remote Outdoor Unit-Air-Source) | HMH72B341 | ASPEN |  | D(A,C,E)48B34+TDR | TM8Y120C20MP11 | 33600 | 18 | 8.2 | 33800 | 30000 | 88.76% | 2.77 | 0 | 9.5 |  |  |  |  | R-410A | 2.8 | Residential & Commercial | USHP
212623109 | Central HP <5.4 tons | COLEMAN | HRCU-A-CB (Split System: Heat Pump with Remote Outdoor Unit-Air-Source) | HMH72B341 | ASPEN |  | C(A,C,D,E)36C24+TDR | TM8E060A12MP11 | 30000 | 17.4 | 8.1 | 33800 | 27400 | 81.07% | 2.44 | 0 | 9.5 |  |  |  |  | R-410A | 2.5 | Residential & Commercial | USHP
212623118 | Central HP <5.4 tons | COLEMAN | HRCU-A-CB (Split System: Heat Pump with Remote Outdoor Unit-Air-Source) | HMH72B341 | ASPEN |  | D(A,C,E)36A44+TDR | TM8E060A12MP11 | 32200 | 18 | 8.1 | 33800 | 27400 | 81.07% | 2.44 | 0 | 9.9 |  |  |  |  | R-410A | 2.6833 | Residential & Commercial | USHP
212623127 | Central HP <5.4 tons | COLEMAN | HRCU-A-CB (Split System: Heat Pump with Remote Outdoor Unit-Air-Source) | HMH72B341 | ASPEN |  | D(A,C,E)42C34+TDR | TM8E060A12MP11 | 33000 | 18 | 8.1 | 33800 | 27400 | 81.07% | 2.44 | 0 | 10 |  |  |  |  | R-410A | 2.75 | Residential & Commercial | USHP | Ducted CEE Tier 1
212623157 | Central HP <5.4 tons | COLEMAN | HRCU-A-CB (Split System: Heat Pump with Remote Outdoor Unit-Air-Source) | HMH72B341 | ASPEN |  | D(A,C,E)42D24+TDR | TM8E100B12MP11 | 30800 | 17.7 | 8.5 | 33800 | 27400 | 81.07% | 2.64 | 0 | 9 |  |  |  |  | R-410A | 2.5667 | Residential & Commercial | USHP
212623193 | Central HP <5.4 tons | COLEMAN | HRCU-A-CB (Split System: Heat Pump with Remote Outdoor Unit-Air-Source) | HMH72B341 | ASPEN |  | C(A,C,D,E)36A44+TDR | TMLE100B12MP11 | 32200 | 18 | 8.1 | 33800 | 27400 | 81.07% | 2.44 | 0 | 9.9 |  |  |  |  | R-410A | 2.6833 | Residential & Commercial | USHP
216968915 | Central HP <5.4 tons | CONCORD | HRCU-A-CB (Split System: Heat Pump with Remote Outdoor Unit-Air-Source) | 4HP18V36P | ADP |  | H,A,DG35936 | 97G2DF070BE16 | 23800 | 18 | 8.5 | 22400 | 16300 | 72.77% | 2.16 | 0 | 12 |  |  |  |  | R-410A | 1.9833 | Residential & Commercial | USHP | Ducted CEE Tier 1
213781597 | Central HP <5.4 tons | HEIL | HRCU-A-CB (Split System: Heat Pump with Remote Outdoor Unit-Air-Source) | HVH837GKA2* |  |  | EA*4X61L21A*+WALLCON | *97CMN0601714B* | 33000 | 17 | 8.1 | 32200 | 25200 | 78.26% | 1.94 | 0 | 11 |  |  |  |  | R-410A | 2.75 | Residential & Commercial | USHP | Ducted CEE Tier 1
212976104 | Central HP <5.4 tons | HEIL | HRCU-A-CB (Split System: Heat Pump with Remote Outdoor Unit-Air-Source) | DLCURAH24ABK |  |  | EN(A,D)4X30L17** | *96VTN0801716B* | 23400 | 16.5 | 8.1 | 25800 | 24200 | 93.8% | 2 | 0 | 10 |  |  |  |  | R-410A | 1.95 | Residential & Commercial | USHP | Ducted CEE Tier 1
211378712 | Central HP <5.4 tons | YORK | HRCU-A-CB (Split System: Heat Pump with Remote Outdoor Unit-Air-Source) | HMH72B341 |  |  | XAFB30CXXN1+TXV | TM8E080B12MP11 | 32800 | 17.5 | 8.1 | 34000 | 23800 | 70% | 2.02 | 0 | 9.5 |  |  |  |  | R-410A | 2.7333 | Residential & Commercial | USHP
214328318 | Central HP <5.4 tons | NAPOLEON | HRCU-A-CB (Split System: Heat Pump with Remote Outdoor Unit-Air-Source) | WSEHV2436RA1-N | ADP |  | H,A,DG34936 | WUV050T3AA | 22000 | 17 | 8.5 | 23400 | 17100 | 73.08% | 1.8 | 0 | 10 |  |  |  |  | R-410A | 1.8333 | Residential & Commercial | USHP | Ducted CEE Tier 1
214328320 | Central HP <5.4 tons | NAPOLEON | HRCU-A-CB (Split System: Heat Pump with Remote Outdoor Unit-Air-Source) | WSEHV2436RA1-N | ADP |  | H,A,DG34936 | WUV060T3AA | 22000 | 17 | 8.5 | 23400 | 17100 | 73.08% | 1.8 | 0 | 10 |  |  |  |  | R-410A | 1.8333 | Residential & Commercial | USHP | Ducted CEE Tier 1
215669647 | Central HP <5.4 tons | COMFORTMAKER | HRCU-A-CB (Split System: Heat Pump with Remote Outdoor Unit-Air-Source) | C5H0V36*K*AAA* |  |  | EA*5X61M24A*+WALLCON | *80CTL1102120B* | 35000 | 18.5 | 9 | 34400 | 24600 | 71.51% | 1.92 | 0 | 10.5 |  |  |  |  | R-454B | 2.9167 | Residential & Commercial | USHP | Ducted CEE Tier 1
212623209 | Central HP <5.4 tons | COLEMAN | HRCU-A-CB (Split System: Heat Pump with Remote Outdoor Unit-Air-Source) | HMH72B341 | ASPEN |  | D(A,C,E)36D24+TDR | TMLE100B12MP11 | 30400 | 17.5 | 8.1 | 33800 | 27400 | 81.07% | 2.44 | 0 | 9 |  |  |  |  | R-410A | 2.5333 | Residential & Commercial | USHP
212623216 | Central HP <5.4 tons | COLEMAN | HRCU-A-CB (Split System: Heat Pump with Remote Outdoor Unit-Air-Source) | HMH72B341 | ASPEN |  | D(A,C,E)42D34+TDR | TMLE100B12MP11 | 33200 | 18 | 8.1 | 33800 | 27400 | 81.07% | 2.44 | 0 | 10 |  |  |  |  | R-410A | 2.7667 | Residential & Commercial | USHP | Ducted CEE Tier 1
212623218 | Central HP <5.4 tons | COLEMAN | HRCU-A-CB (Split System: Heat Pump with Remote Outdoor Unit-Air-Source) | HMH72B341 | ASPEN |  | D(A,C,E)48C24+TDR | TMLE100B12MP11 | 30800 | 17.7 | 8.1 | 33800 | 27400 | 81.07% | 2.44 | 0 | 9 |  |  |  |  | R-410A | 2.5667 | Residential & Commercial | USHP
212623243 | Central HP <5.4 tons | COLEMAN | HRCU-A-CB (Split System: Heat Pump with Remote Outdoor Unit-Air-Source) | HMH72B341 | ASPEN |  | D(A,C,E)42A34+TDR | TL8E080C16UH11 | 31800 | 17.5 | 8.4 | 33800 | 27400 | 81.07% | 2.64 | 0 | 9.9 |  |  |  |  | R-410A | 2.65 | Residential & Commercial | USHP
212623293 | Central HP <5.4 tons | COLEMAN | HRCU-A-CB (Split System: Heat Pump with Remote Outdoor Unit-Air-Source) | HMH72B341 | ASPEN |  | C(A,C,D,E)36B24+TDR | CP9C080C16MP13 | 29400 | 16.7 | 8.1 | 33800 | 27400 | 81.07% | 2.45 | 0 | 9.4 |  |  |  |  | R-410A | 2.45 | Residential & Commercial | USHP
212623361 | Central HP <5.4 tons | COLEMAN | HRCU-A-CB (Split System: Heat Pump with Remote Outdoor Unit-Air-Source) | HMH72B341 | ASPEN |  | D(A,C,E)48B34+TDR | TM9V080C16MP12 | 32800 | 17.5 | 8.5 | 33800 | 27400 | 81.07% | 2.66 | 0 | 10 |  |  |  |  | R-410A | 2.7333 | Residential & Commercial | USHP | Ducted CEE Tier 1
212623366 | Central HP <5.4 tons | COLEMAN | HRCU-A-CB (Split System: Heat Pump with Remote Outdoor Unit-Air-Source) | HMH72B341 | ASPEN |  | C(A,C,D,E)36A44+TDR | TP9C080C16MP13 | 32000 | 17.5 | 8.1 | 33800 | 27400 | 81.07% | 2.45 | 0 | 9.9 |  |  |  |  | R-410A | 2.6667 | Residential & Commercial | USHP
212623377 | Central HP <5.4 tons | COLEMAN | HRCU-A-CB (Split System: Heat Pump with Remote Outdoor Unit-Air-Source) | HMH72B341 | ASPEN |  | C(A,C,D,E)48D24+TDR | TP9C080C16MP13 | 31200 | 17.3 | 8.1 | 33800 | 27400 | 81.07% | 2.45 | 0 | 9.7 |  |  |  |  | R-410A | 2.6 | Residential & Commercial | USHP
212984746 | Central HP <5.4 tons | BRYANT HEATING AND COOLING SYSTEMS | HRCU-A-CB (Split System: Heat Pump with Remote Outdoor Unit-Air-Source) | 38MURAQ18AB3* |  |  | CNPV*2417AL* | 912SE48080M17*** | 17700 | 16.5 | 8.5 | 18700 | 19100 | 102.1% | 2.3 | 0 | 11 |  |  |  |  | R-410A | 1.475 | Residential & Commercial | USHP | Ducted CEE Tier 1
212987068 | Central HP <5.4 tons | BRYANT HEATING AND COOLING SYSTEMS | HRCU-A-CB (Split System: Heat Pump with Remote Outdoor Unit-Air-Source) | 38MURAQ18AB3* |  |  | CNPV*3014AL* | 916SA36060M14*** | 17500 | 16 | 8.1 | 18000 | 18600 | 103.3% | 2.24 | 0 | 11 |  |  |  |  | R-410A | 1.4583 | Residential & Commercial | USHP | Ducted CEE Tier 1
212987520 | Central HP <5.4 tons | BRYANT HEATING AND COOLING SYSTEMS | HRCU-A-CB (Split System: Heat Pump with Remote Outdoor Unit-Air-Source) | 38MURAQ18AB3* |  |  | CAP**2517AL* | 916SA48080M17*** | 18200 | 16.5 | 8.5 | 18100 | 17600 | 97.24% | 2.14 | 0 | 11 |  |  |  |  | R-410A | 1.5167 | Residential & Commercial | USHP | Ducted CEE Tier 1
212989310 | Central HP <5.4 tons | BRYANT HEATING AND COOLING SYSTEMS | HRCU-A-CB (Split System: Heat Pump with Remote Outdoor Unit-Air-Source) | 38MURAQ18AB3* |  |  | CNPV*2417AL* | 935SB48060M17*** | 17300 | 16 | 8.1 | 18300 | 19200 | 104.9% | 2.32 | 0 | 10.5 |  |  |  |  | R-410A | 1.4417 | Residential & Commercial | USHP | Ducted CEE Tier 1
212989526 | Central HP <5.4 tons | BRYANT HEATING AND COOLING SYSTEMS | HRCU-A-CB (Split System: Heat Pump with Remote Outdoor Unit-Air-Source) | 38MURAQ30AB3* |  |  | CAP**3721AL* | 935SB60080M21*** | 30600 | 15.2 | 8.1 | 33400 | 26400 | 79.04% | 1.86 | 0 | 9 |  |  |  |  | R-410A | 2.55 | Residential & Commercial | USHP
214521925 | Central HP <5.4 tons | COLEMAN | HRCU-A-CB (Split System: Heat Pump with Remote Outdoor Unit-Air-Source) | HMH72B341 | ASPEN |  | C(A,C,D,E)48A34+TDR | Z8ES080C20SMPS1 | 32200 | 18 | 8.5 | 33200 | 28200 | 84.94% | 2.71 | 0 | 9.9 |  |  |  |  | R-410A | 2.6833 | Residential & Commercial | USHP
211378763 | Central HP <5.4 tons | YORK | HRCU-A-CB (Split System: Heat Pump with Remote Outdoor Unit-Air-Source) | HMH72B341 |  |  | XAUB30CXXN1+TXV | TMLE060A12MP11 | 32800 | 17.5 | 8.1 | 33400 | 23400 | 70.06% | 2.02 | 0 | 9.5 |  |  |  |  | R-410A | 2.7333 | Residential & Commercial | USHP
211378813 | Central HP <5.4 tons | YORK | HRCU-A-CB (Split System: Heat Pump with Remote Outdoor Unit-Air-Source) | HMH72B341 |  |  | XAHC36DXXN1+TXV | TL9E100C20UH11 | 34000 | 16.5 | 8.1 | 34000 | 24600 | 72.35% | 2.08 | 0 | 9.5 |  |  |  |  | R-410A | 2.8333 | Residential & Commercial | USHP
211378829 | Central HP <5.4 tons | YORK | HRCU-A-CB (Split System: Heat Pump with Remote Outdoor Unit-Air-Source) | HMH72B341 |  |  | XAHC36DXXN1+TXV | TL9E080C16UH11 | 34000 | 17 | 8.1 | 33800 | 24000 | 71.01% | 2.06 | 0 | 9.5 |  |  |  |  | R-410A | 2.8333 | Residential & Commercial | USHP
211378876 | Central HP <5.4 tons | YORK | HRCU-A-CB (Split System: Heat Pump with Remote Outdoor Unit-Air-Source) | HMH72B341 |  |  | XAUB30CXXN1+TXV | TL9E060B12UH11 | 32600 | 17.5 | 8.1 | 33600 | 23600 | 70.24% | 2 | 0 | 9.5 |  |  |  |  | R-410A | 2.7167 | Residential & Commercial | USHP
211379060 | Central HP <5.4 tons | YORK | HRCU-A-CB (Split System: Heat Pump with Remote Outdoor Unit-Air-Source) | HMH72B341 |  |  | XAUC48FXXN1+TXV | TM9Y060B12MP11 | 33200 | 16.5 | 8.1 | 32600 | 24000 | 73.62% | 2.02 | 0 | 9 |  |  |  |  | R-410A | 2.7667 | Residential & Commercial | USHP
211379080 | Central HP <5.4 tons | YORK | HRCU-A-CB (Split System: Heat Pump with Remote Outdoor Unit-Air-Source) | HMH72B341 |  |  | XAFD48FXXN1+TXV | TM9V120D20MP12 | 34000 | 17 | 8.5 | 32400 | 23800 | 73.46% | 2.1 | 0 | 9.5 |  |  |  |  | R-410A | 2.8333 | Residential & Commercial | USHP
215674229 | Central HP <5.4 tons | COMFORTMAKER | HRCU-A-CB (Split System: Heat Pump with Remote Outdoor Unit-Air-Source) | C5H0V48*K*AAA* |  |  | EA*5X60M24A*+WALLCON | *95CSU1002122B* | 45000 | 18 | 9 | 47500 | 33400 | 70.32% | 2.08 | 0 | 10 |  |  |  |  | R-454B | 3.75 | Residential & Commercial | USHP | Ducted CEE Tier 1
215674429 | Central HP <5.4 tons | COMFORTMAKER | HRCU-A-CB (Split System: Heat Pump with Remote Outdoor Unit-Air-Source) | C5H0V48*K*AAA* |  |  | EA*5X61M21A*+WALLCON | *97CMN1002122B* | 46000 | 18 | 9 | 47500 | 33800 | 71.16% | 2.08 | 0 | 10 |  |  |  |  | R-454B | 3.8333 | Residential & Commercial | USHP | Ducted CEE Tier 1
213356084 | Central HP <5.4 tons | CARRIER | HRCU-A-CB (Split System: Heat Pump with Remote Outdoor Unit-Air-Source) | 38MURAQ18AB3* | ADP |  | A24VBA+TXV+CBPE3A* | 0 | 17800 | 15.5 | 9 | 17100 | 19400 | 113.5% | 2.4 | 0 | 10.5 |  |  |  |  | R-410A | 1.4833 | Residential & Commercial | USHP | Ducted CEE Tier 1
214092320 | Central HP <5.4 tons | LUXAIRE | HRCU-A-CB (Split System: Heat Pump with Remote Outdoor Unit-Air-Source) | HMH72B341 | ASPEN |  | D(A,C,E)36A34+TDR | TM8Y060A12MP11 | 31600 | 17.9 | 8.1 | 32400 | 44000 | 135.8% | 3.06 | 0 | 9.8 |  |  |  |  | R-410A | 2.6333 | Residential & Commercial | USHP
214521919 | Central HP <5.4 tons | COLEMAN | HRCU-A-CB (Split System: Heat Pump with Remote Outdoor Unit-Air-Source) | HMH72B341 | ASPEN |  | C(A,C,D,E)48A34+TDR | Z8ES080C16SMPS1 | 32200 | 18 | 8.5 | 33200 | 27400 | 82.53% | 2.7 | 0 | 9.9 |  |  |  |  | R-410A | 2.6833 | Residential & Commercial | USHP
214336699 | Central HP <5.4 tons | RHEEM | HRCU-A-CB (Split System: Heat Pump with Remote Outdoor Unit-Air-Source) | RD17AZ60AJ3N | ASPEN |  | CP61C34+TDR | R97MV0855A21DHS | 51500 | 17.9 | 8.1 | 54000 | 49500 | 91.67% | 1.75 | 0 | 9.8 |  |  |  |  | R-410A | 4.2917 | Residential & Commercial | USHP
214336668 | Central HP <5.4 tons | RHEEM | HRCU-A-CB (Split System: Heat Pump with Remote Outdoor Unit-Air-Source) | RD17AZ60AJ3N | ASPEN |  | CP61C34+TDR | R801V1255A24DZ | 52000 | 17.9 | 8.1 | 53500 | 49000 | 91.59% | 1.75 | 0 | 9.8 |  |  |  |  | R-410A | 4.3333 | Residential & Commercial | USHP
215931916 | Central HP <5.4 tons | HEIL | HRCU-A-CB (Split System: Heat Pump with Remote Outdoor Unit-Air-Source) | H5H3V60*K*AAA* |  |  | ESH5X60M12A*+WALLCON | *96CTN1202422B* | 56500 | 18 | 8.1 | 61000 | 46000 | 75.41% | 1.95 | 0 | 11 |  |  |  |  | R-454B | 4.7083 | Residential & Commercial | USHP | Ducted CEE Tier 1
213781637 | Central HP <5.4 tons | HEIL | HRCU-A-CB (Split System: Heat Pump with Remote Outdoor Unit-Air-Source) | HVH837GKA2* |  |  | EA*4X61L21A*+WALLCON | *96CTN0801714B* | 33000 | 17 | 8.1 | 32000 | 25000 | 78.12% | 1.96 | 0 | 11 |  |  |  |  | R-410A | 2.75 | Residential & Commercial | USHP | Ducted CEE Tier 1
215669697 | Central HP <5.4 tons | COMFORTMAKER | HRCU-A-CB (Split System: Heat Pump with Remote Outdoor Unit-Air-Source) | C5H0V36*K*AAA* |  |  | EA*5X61M24A*+WALLCON | *97CMN0802120B* | 34800 | 18 | 9 | 34400 | 24800 | 72.09% | 1.92 | 0 | 10.5 |  |  |  |  | R-454B | 2.9 | Residential & Commercial | USHP | Ducted CEE Tier 1
215669777 | Central HP <5.4 tons | COMFORTMAKER | HRCU-A-CB (Split System: Heat Pump with Remote Outdoor Unit-Air-Source) | C5H0V36*K*AAA* |  |  | ESH5X36M12A*+WALLCON | *80CTL0701412B* | 33400 | 16.5 | 8.5 | 35800 | 25600 | 71.51% | 1.76 | 0 | 9 |  |  |  |  | R-454B | 2.7833 | Residential & Commercial | USHP
215669881 | Central HP <5.4 tons | COMFORTMAKER | HRCU-A-CB (Split System: Heat Pump with Remote Outdoor Unit-Air-Source) | C5H0V36*K*AAA* |  |  | ESH5X36M12A*+WALLCON | *97CMN0802120B* | 33800 | 16.5 | 8.5 | 35800 | 25400 | 70.95% | 1.76 | 0 | 9.5 |  |  |  |  | R-454B | 2.8167 | Residential & Commercial | USHP
215669913 | Central HP <5.4 tons | COMFORTMAKER | HRCU-A-CB (Split System: Heat Pump with Remote Outdoor Unit-Air-Source) | C5H0V36*K*AAA* |  |  | ESH5X36M12A*+WALLCON | *96CTN0601714B* | 33400 | 16 | 8.5 | 36000 | 25800 | 71.67% | 1.76 | 0 | 9 |  |  |  |  | R-454B | 2.7833 | Residential & Commercial | USHP
212986998 | Central HP <5.4 tons | BRYANT HEATING AND COOLING SYSTEMS | HRCU-A-CB (Split System: Heat Pump with Remote Outdoor Unit-Air-Source) | 38MURAQ18AB3* |  |  | CAP**2417AL* | 916SA36060M14*** | 17300 | 16 | 8.5 | 18200 | 19400 | 106.6% | 2.34 | 0 | 10.5 |  |  |  |  | R-410A | 1.4417 | Residential & Commercial | USHP | Ducted CEE Tier 1
215674019 | Central HP <5.4 tons | COMFORTMAKER | HRCU-A-CB (Split System: Heat Pump with Remote Outdoor Unit-Air-Source) | C5H0V48*K*AAA* |  |  | EA*5X48M21A*+WALLCON | *80CTL0451712B* | 43500 | 17 | 9 | 49000 | 35000 | 71.43% | 2.02 | 0 | 9 |  |  |  |  | R-454B | 3.625 | Residential & Commercial | USHP
212621521 | Central HP <5.4 tons | COLEMAN | HRCU-A-CB (Split System: Heat Pump with Remote Outdoor Unit-Air-Source) | HMH72B341 | ASPEN |  | C(A,C,D,E)48A34+TDR | CPLC100C20MP13 | 31600 | 16.5 | 8.1 | 32200 | 27600 | 85.71% | 2.44 | 0 | 8.9 |  |  |  |  | R-410A | 2.6333 | Residential & Commercial | USHP
212621578 | Central HP <5.4 tons | COLEMAN | HRCU-A-CB (Split System: Heat Pump with Remote Outdoor Unit-Air-Source) | HMH72B341 | ASPEN |  | C(A,C,D,E)42A24+TDR | TM9Y120D20MP11 | 28800 | 15.6 | 8.5 | 32200 | 28000 | 86.96% | 2.77 | 0 | 8.9 |  |  |  |  | R-410A | 2.4 | Residential & Commercial | USHP
212621605 | Central HP <5.4 tons | COLEMAN | HRCU-A-CB (Split System: Heat Pump with Remote Outdoor Unit-Air-Source) | HMH72B341 | ASPEN |  | C(A,C,D,E)36C24+TDR | CPLC100C20MP13 | 29000 | 15.8 | 8.1 | 32400 | 27400 | 84.57% | 2.45 | 0 | 8.5 |  |  |  |  | R-410A | 2.4167 | Residential & Commercial | USHP
212621630 | Central HP <5.4 tons | COLEMAN | HRCU-A-CB (Split System: Heat Pump with Remote Outdoor Unit-Air-Source) | HMH72B341 | ASPEN |  | C(A,C,D,E)36C24+TDR | TPLC100C20MP13 | 29000 | 15.8 | 8.1 | 32400 | 27400 | 84.57% | 2.45 | 0 | 8.5 |  |  |  |  | R-410A | 2.4167 | Residential & Commercial | USHP
212621678 | Central HP <5.4 tons | COLEMAN | HRCU-A-CB (Split System: Heat Pump with Remote Outdoor Unit-Air-Source) | HMH72B341 | ASPEN |  | D(A,C,E)42D24+TDR | CPLC120C20MP13 | 30000 | 16 | 8.1 | 32400 | 27800 | 85.8% | 2.44 | 0 | 8.6 |  |  |  |  | R-410A | 2.5 | Residential & Commercial | USHP
212621680 | Central HP <5.4 tons | COLEMAN | HRCU-A-CB (Split System: Heat Pump with Remote Outdoor Unit-Air-Source) | HMH72B341 | ASPEN |  | D(A,C,E)48B34+TDR | CPLC120C20MP13 | 32000 | 16.5 | 8.1 | 32400 | 27800 | 85.8% | 2.44 | 0 | 8.9 |  |  |  |  | R-410A | 2.6667 | Residential & Commercial | USHP
212621746 | Central HP <5.4 tons | COLEMAN | HRCU-A-CB (Split System: Heat Pump with Remote Outdoor Unit-Air-Source) | HMH72B341 | ASPEN |  | D(A,C,E)42C34+TDR | TMLV120C20MP12 | 32200 | 16.5 | 8.1 | 32400 | 27800 | 85.8% | 2.44 | 0 | 9 |  |  |  |  | R-410A | 2.6833 | Residential & Commercial | USHP
212621773 | Central HP <5.4 tons | COLEMAN | HRCU-A-CB (Split System: Heat Pump with Remote Outdoor Unit-Air-Source) | HMH72B341 | ASPEN |  | D(A,C,E)48C24+TDR | TPLC100C20MP13 | 30000 | 16 | 8.1 | 32400 | 27800 | 85.8% | 2.44 | 0 | 8.6 |  |  |  |  | R-410A | 2.5 | Residential & Commercial | USHP
212621778 | Central HP <5.4 tons | COLEMAN | HRCU-A-CB (Split System: Heat Pump with Remote Outdoor Unit-Air-Source) | HMH72B341 | ASPEN |  | C(A,C,D,E)36B34+TDR | TPLC120C20MP13 | 31400 | 16.5 | 8.1 | 32400 | 27800 | 85.8% | 2.44 | 0 | 8.9 |  |  |  |  | R-410A | 2.6167 | Residential & Commercial | USHP
212621787 | Central HP <5.4 tons | COLEMAN | HRCU-A-CB (Split System: Heat Pump with Remote Outdoor Unit-Air-Source) | HMH72B341 | ASPEN |  | D(A,C,E)36B44+TDR | TPLC120C20MP13 | 32400 | 16.5 | 8.1 | 32400 | 27800 | 85.8% | 2.44 | 0 | 9 |  |  |  |  | R-410A | 2.7 | Residential & Commercial | USHP
212621812 | Central HP <5.4 tons | COLEMAN | HRCU-A-CB (Split System: Heat Pump with Remote Outdoor Unit-Air-Source) | HMH72B341 | ASPEN |  | C(A,C,D,E)48D24+TDR | TM9Y120D20MP11 | 30600 | 16.1 | 8.5 | 32400 | 28200 | 87.04% | 2.77 | 0 | 9 |  |  |  |  | R-410A | 2.55 | Residential & Commercial | USHP
212621880 | Central HP <5.4 tons | COLEMAN | HRCU-A-CB (Split System: Heat Pump with Remote Outdoor Unit-Air-Source) | HMH72B341 | ASPEN |  | D(A,C,E)36C34+TDR | TM9V120D20MP12 | 32000 | 17 | 8.5 | 32400 | 28200 | 87.04% | 2.79 | 0 | 9.4 |  |  |  |  | R-410A | 2.6667 | Residential & Commercial | USHP
213613901 | Central HP <5.4 tons | GREE | HRCU-A-C (Split System: Heat Pump with Remote Outdoor Unit with No Indoor Fan --Air Source) | FLEXX36HP230V1AO | ADP |  | *G8J936 | 0 | 22600 | 15.2 | 8.5 | 22400 | 21200 | 94.64% | 1.8 | 0 | 10.5 |  |  |  |  | R-410A | 1.8833 | Residential & Commercial | USHP | Ducted CEE Tier 1
216968911 | Central HP <5.4 tons | CONCORD | HRCU-A-CB (Split System: Heat Pump with Remote Outdoor Unit-Air-Source) | 4HP18V36P | ADP |  | H,A,DG9J(1,2)36+TXV | 97G2DF045BE12 | 24000 | 18 | 8.5 | 22400 | 16300 | 72.77% | 2.16 | 0 | 12 |  |  |  |  | R-410A | 2 | Residential & Commercial | USHP | Ducted CEE Tier 1
212622892 | Central HP <5.4 tons | COLEMAN | HRCU-A-CB (Split System: Heat Pump with Remote Outdoor Unit-Air-Source) | HMH72B341 | ASPEN |  | C(A,C,D,E)36A34+TDR | TM8V100C16MP12 | 31400 | 17.4 | 8.2 | 33800 | 27200 | 80.47% | 2.62 | 0 | 9.8 |  |  |  |  | R-410A | 2.6167 | Residential & Commercial | USHP
216761959 | Central HP <5.4 tons | BRYANT HEATING AND COOLING SYSTEMS | HRCU-A-CB (Split System: Heat Pump with Remote Outdoor Unit-Air-Source) | 38MURAQ18AB3* | ADP |  | H,PG9J936 | 927TA48060V17*** | 18600 | 17 | 10 | 16600 | 29200 | 175.9% | 2.26 | 0 | 11.5 |  |  |  |  | R-410A | 1.55 | Residential & Commercial | USHP | Ducted CEE Tier 1
216968918 | Central HP <5.4 tons | CONCORD | HRCU-A-CB (Split System: Heat Pump with Remote Outdoor Unit-Air-Source) | 4HP18V36P | ADP |  | H,A,DG1K936 | 97G2DF070BE16 | 23800 | 18 | 8.5 | 22400 | 16300 | 72.77% | 2.16 | 0 | 12 |  |  |  |  | R-410A | 1.9833 | Residential & Commercial | USHP | Ducted CEE Tier 1
214660183 | Central HP <5.4 tons | ECOER | HRCU-A-CB (Split System: Heat Pump with Remote Outdoor Unit-Air-Source) | EODA18H-4860BAA | ASPEN |  | D(A,C,E)60B44+TDR | MGH96M120D5A | 52000 | 16.5 | 8.5 | 54000 | 37800 | 70% | 1.9 | 0 | 10 |  |  |  |  | R-410A | 4.3333 | Residential & Commercial | USHP | Ducted CEE Tier 1
214521942 | Central HP <5.4 tons | COLEMAN | HRCU-A-CB (Split System: Heat Pump with Remote Outdoor Unit-Air-Source) | HMH72B341 | ASPEN |  | C(A,C,D,E)42A34+TDR | Z8ES100C20SMPS1 | 31800 | 17.5 | 8.4 | 33200 | 27400 | 82.53% | 2.68 | 0 | 9.4 |  |  |  |  | R-410A | 2.65 | Residential & Commercial | USHP
216968913 | Central HP <5.4 tons | CONCORD | HRCU-A-CB (Split System: Heat Pump with Remote Outdoor Unit-Air-Source) | 4HP18V36P | ADP |  | H,A,DG1K936 | 97G2DF045BE12 | 24000 | 18 | 8.5 | 22400 | 16300 | 72.77% | 2.16 | 0 | 12 |  |  |  |  | R-410A | 2 | Residential & Commercial | USHP | Ducted CEE Tier 1
216571258 | Central HP <5.4 tons | TRANE | HRCU-A-CB (Split System: Heat Pump with Remote Outdoor Unit-Air-Source) | 5TWV8X36A1 |  |  | 5PX*B006AS3 | L8V1A060U3VSB+LRP | 32400 | 18.1 | 8.5 | 33400 | 25800 | 77.25% | 2 | 0 | 10 |  |  |  |  | R-454B | 2.7 | Residential & Commercial | USHP | Ducted CEE Tier 1
212623135 | Central HP <5.4 tons | COLEMAN | HRCU-A-CB (Split System: Heat Pump with Remote Outdoor Unit-Air-Source) | HMH72B341 | ASPEN |  | C(A,C,D,E)36A44+TDR | TM8E100B12MP11 | 32200 | 18 | 8.5 | 33800 | 27400 | 81.07% | 2.64 | 0 | 9.9 |  |  |  |  | R-410A | 2.6833 | Residential & Commercial | USHP
212623144 | Central HP <5.4 tons | COLEMAN | HRCU-A-CB (Split System: Heat Pump with Remote Outdoor Unit-Air-Source) | HMH72B341 | ASPEN |  | C(A,C,D,E)48B24+TDR | TM8E100B12MP11 | 30400 | 17.5 | 8.5 | 33800 | 27400 | 81.07% | 2.64 | 0 | 9 |  |  |  |  | R-410A | 2.5333 | Residential & Commercial | USHP
212623151 | Central HP <5.4 tons | COLEMAN | HRCU-A-CB (Split System: Heat Pump with Remote Outdoor Unit-Air-Source) | HMH72B341 | ASPEN |  | D(A,C,E)36D24+TDR | TM8E100B12MP11 | 30400 | 17.5 | 8.5 | 33800 | 27400 | 81.07% | 2.64 | 0 | 9 |  |  |  |  | R-410A | 2.5333 | Residential & Commercial | USHP
212623160 | Central HP <5.4 tons | COLEMAN | HRCU-A-CB (Split System: Heat Pump with Remote Outdoor Unit-Air-Source) | HMH72B341 | ASPEN |  | D(A,C,E)48C24+TDR | TM8E100B12MP11 | 30800 | 17.7 | 8.5 | 33800 | 27400 | 81.07% | 2.64 | 0 | 9 |  |  |  |  | R-410A | 2.5667 | Residential & Commercial | USHP
212623167 | Central HP <5.4 tons | COLEMAN | HRCU-A-CB (Split System: Heat Pump with Remote Outdoor Unit-Air-Source) | HMH72B341 | ASPEN |  | C(A,C,D,E)36C24+TDR | TMLE060A12MP11 | 30000 | 17.4 | 8.1 | 33800 | 27400 | 81.07% | 2.44 | 0 | 9.5 |  |  |  |  | R-410A | 2.5 | Residential & Commercial | USHP
212621905 | Central HP <5.4 tons | COLEMAN | HRCU-A-CB (Split System: Heat Pump with Remote Outdoor Unit-Air-Source) | HMH72B341 | ASPEN |  | D(A,C,E)36D34+TDR | TP9C120D20MP13 | 32400 | 17 | 8.1 | 32400 | 28200 | 87.04% | 2.51 | 0 | 9.5 |  |  |  |  | R-410A | 2.7 | Residential & Commercial | USHP
212621946 | Central HP <5.4 tons | COLEMAN | HRCU-A-CB (Split System: Heat Pump with Remote Outdoor Unit-Air-Source) | HMH72B341 | ASPEN |  | C(A,C,D,E)48D24+TDR | TM9V040A10MP12 | 30800 | 16.8 | 8.1 | 33200 | 27400 | 82.53% | 2.41 | 0 | 9.3 |  |  |  |  | R-410A | 2.5667 | Residential & Commercial | USHP
212621955 | Central HP <5.4 tons | COLEMAN | HRCU-A-CB (Split System: Heat Pump with Remote Outdoor Unit-Air-Source) | HMH72B341 | ASPEN |  | D(A,C,E)42C24+TDR | TM9V040A10MP12 | 30000 | 16.6 | 8.1 | 33200 | 27400 | 82.53% | 2.41 | 0 | 9.1 |  |  |  |  | R-410A | 2.5 | Residential & Commercial | USHP
212621996 | Central HP <5.4 tons | COLEMAN | HRCU-A-CB (Split System: Heat Pump with Remote Outdoor Unit-Air-Source) | HMH72B341 | ASPEN |  | D(A,C,E)42D34+TDR | TM9E100C20MP12 | 33200 | 15.5 | 8.1 | 33200 | 27000 | 81.33% | 2.43 | 0 | 10 |  |  |  |  | R-410A | 2.7667 | Residential & Commercial | USHP | Ducted CEE Tier 1
212622071 | Central HP <5.4 tons | COLEMAN | HRCU-A-CB (Split System: Heat Pump with Remote Outdoor Unit-Air-Source) | HMH72B341 | ASPEN |  | C(A,C,D,E)42D24+TDR | TM8Y060A12MP11 | 30800 | 17.7 | 8.1 | 33400 | 27400 | 82.04% | 2.42 | 0 | 9 |  |  |  |  | R-410A | 2.5667 | Residential & Commercial | USHP
211198237 | Central HP <5.4 tons | CARRIER | HRCU-A-CB (Split System: Heat Pump with Remote Outdoor Unit-Air-Source) | 25VNA436A*031* | ADP |  | H,PG9J936 | 59MN7B060C17**14 | 32800 | 19 | 9 | 34000 | 25800 | 75.88% | 2 | 0 | 11.5 |  |  |  |  | R-410A | 2.7333 | Residential & Commercial | USHP | Ducted CEE Tier 1
214521946 | Central HP <5.4 tons | COLEMAN | HRCU-A-CB (Split System: Heat Pump with Remote Outdoor Unit-Air-Source) | HMH72B341 | ASPEN |  | C(A,C,D,E)48A34+TDR | Z8ES120C16LMPS1 | 33600 | 18 | 8.1 | 32600 | 30200 | 92.64% | 2.73 | 0 | 9.5 |  |  |  |  | R-410A | 2.8 | Residential & Commercial | USHP
214521962 | Central HP <5.4 tons | COLEMAN | HRCU-A-CB (Split System: Heat Pump with Remote Outdoor Unit-Air-Source) | HMH72B341 | ASPEN |  | C(A,C,D,E)36A34+TDR | Z8ET100C16LMPS1 | 31200 | 17.8 | 8.3 | 33000 | 27800 | 84.24% | 2.66 | 0 | 9.3 |  |  |  |  | R-410A | 2.6 | Residential & Commercial | USHP
214521969 | Central HP <5.4 tons | COLEMAN | HRCU-A-CB (Split System: Heat Pump with Remote Outdoor Unit-Air-Source) | HMH72B341 | ASPEN |  | C(A,C,D,E)42A34+TDR | Z8ET120C20LMPS1 | 31800 | 18.5 | 8.4 | 33200 | 27800 | 83.73% | 2.68 | 0 | 9.4 |  |  |  |  | R-410A | 2.65 | Residential & Commercial | USHP
215931497 | Central HP <5.4 tons | HEIL | HRCU-A-CB (Split System: Heat Pump with Remote Outdoor Unit-Air-Source) | H5H3V36*K*AAA* |  |  | FCMA5B48L0C*+WALLCON | 0 | 34400 | 21.5 | 9.5 | 34200 | 25800 | 75.44% | 2.06 | 0 | 12.5 |  |  |  |  | R-454B | 2.8667 | Residential & Commercial | USHP | Ducted CEE Tier 1
216737138 | Central HP <5.4 tons | BRYANT HEATING AND COOLING SYSTEMS | HRCU-A-CB (Split System: Heat Pump with Remote Outdoor Unit-Air-Source) | 37MUHAQ24AA3 |  |  | CSAH*3012AM* | 8(0,1)*SB60155M24*** | 22400 | 15.2 | 8.1 | 21000 | 18800 | 89.52% | 1.9 | 0 | 10.5 |  |  |  |  | R-454B | 1.8667 | Residential & Commercial | USHP | Ducted CEE Tier 1
214092239 | Central HP <5.4 tons | LUXAIRE | HRCU-A-CB (Split System: Heat Pump with Remote Outdoor Unit-Air-Source) | HMH72B341 | ASPEN |  | D(A,C,E)36A34+TDR | LP9C100C20MP13 | 31600 | 17.5 | 8.1 | 32400 | 45000 | 138.9% | 3.18 | 0 | 9.3 |  |  |  |  | R-410A | 2.6333 | Residential & Commercial | USHP
214092241 | Central HP <5.4 tons | LUXAIRE | HRCU-A-CB (Split System: Heat Pump with Remote Outdoor Unit-Air-Source) | HMH72B341 | ASPEN |  | D(A,C,E)48B34+TDR | LP9C100C20MP13 | 32600 | 17.5 | 8.1 | 32400 | 45000 | 138.9% | 3.16 | 0 | 9.5 |  |  |  |  | R-410A | 2.7167 | Residential & Commercial | USHP
214569381 | Central HP <5.4 tons | BRYANT HEATING AND COOLING SYSTEMS | HRCU-A-CB (Split System: Heat Pump with Remote Outdoor Unit-Air-Source) | 284ANV024*0**B* |  |  | CNPV*3621AL*+UI | 88*TB60070C21*** | 23200 | 20 | 10 | 26600 | 19900 | 74.81% | 2.4 | 0 | 13 |  |  |  |  | R-410A | 1.9333 | Residential & Commercial | USHP | Ducted CEE Tier 1
216968924 | Central HP <5.4 tons | CONCORD | HRCU-A-CB (Split System: Heat Pump with Remote Outdoor Unit-Air-Source) | 4HP18V36P | ADP |  | H,A,DG1K936 | 97G2DF070BV16 | 23600 | 19 | 8.5 | 22400 | 16300 | 72.77% | 2.14 | 0 | 12 |  |  |  |  | R-410A | 1.9667 | Residential & Commercial | USHP | Ducted CEE Tier 1
216035462 | Central HP <5.4 tons | GREE | HRCU-A-C (Split System: Heat Pump with Remote Outdoor Unit with No Indoor Fan --Air Source) | FLEXX36HP230V1AO | ADP |  | V,C36H***P429+TD | 0 | 22200 | 15.2 | 8.35 | 22400 | 21200 | 94.64% | 1.78 | 0 | 10.5 |  |  |  |  | R-410A | 1.85 | Residential & Commercial | USHP | Ducted CEE Tier 1
216737156 | Central HP <5.4 tons | BRYANT HEATING AND COOLING SYSTEMS | HRCU-A-CB (Split System: Heat Pump with Remote Outdoor Unit-Air-Source) | 37MUHAQ24AA3 |  |  | CSAH*3012AM* | 82*SB36070V14*** | 22600 | 16 | 8.1 | 21000 | 18800 | 89.52% | 1.85 | 0 | 10.5 |  |  |  |  | R-454B | 1.8833 | Residential & Commercial | USHP | Ducted CEE Tier 1
212624015 | Central HP <5.4 tons | COLEMAN | HRCU-A-CB (Split System: Heat Pump with Remote Outdoor Unit-Air-Source) | HMH72B341 | ASPEN |  | C(A,C,D,E)42D24+TDR | TMLE080B12MP11 | 30600 | 17.7 | 8.1 | 34000 | 28000 | 82.35% | 2.41 | 0 | 9 |  |  |  |  | R-410A | 2.55 | Residential & Commercial | USHP
212624017 | Central HP <5.4 tons | COLEMAN | HRCU-A-CB (Split System: Heat Pump with Remote Outdoor Unit-Air-Source) | HMH72B341 | ASPEN |  | C(A,C,D,E)48B24+TDR | TMLE080B12MP11 | 30200 | 17.5 | 8.1 | 34000 | 28000 | 82.35% | 2.41 | 0 | 9 |  |  |  |  | R-410A | 2.5167 | Residential & Commercial | USHP
212624033 | Central HP <5.4 tons | COLEMAN | HRCU-A-CB (Split System: Heat Pump with Remote Outdoor Unit-Air-Source) | HMH72B341 | ASPEN |  | D(A,C,E)42A44+TDR | TMLE080B12MP11 | 32400 | 18 | 8.1 | 34000 | 28000 | 82.35% | 2.41 | 0 | 9.5 |  |  |  |  | R-410A | 2.7 | Residential & Commercial | USHP
212624115 | Central HP <5.4 tons | COLEMAN | HRCU-A-CB (Split System: Heat Pump with Remote Outdoor Unit-Air-Source) | HMH72B341 | ASPEN |  | D(A,C,E)48D34+TDR | TMLV060A12MP12 | 32800 | 17.5 | 8.1 | 33400 | 28800 | 86.23% | 2.49 | 0 | 9.5 |  |  |  |  | R-410A | 2.7333 | Residential & Commercial | USHP
212624116 | Central HP <5.4 tons | COLEMAN | HRCU-A-CB (Split System: Heat Pump with Remote Outdoor Unit-Air-Source) | HMH72B341 | ASPEN |  | C(A,C,D,E)36D24+TDR | TPLC060A12MP13 | 31600 | 17.5 | 8.1 | 33400 | 28800 | 86.23% | 2.49 | 0 | 9.5 |  |  |  |  | R-410A | 2.6333 | Residential & Commercial | USHP
216968912 | Central HP <5.4 tons | CONCORD | HRCU-A-CB (Split System: Heat Pump with Remote Outdoor Unit-Air-Source) | 4HP18V36P | ADP |  | H,A,DG1K(1,2)36+TXV | 97G2DF045BE12 | 24000 | 18 | 8.5 | 22400 | 16300 | 72.77% | 2.16 | 0 | 12 |  |  |  |  | R-410A | 2 | Residential & Commercial | USHP | Ducted CEE Tier 1
216676510 | Central HP <5.4 tons | DAY & NIGHT | HRCU-A-CB (Split System: Heat Pump with Remote Outdoor Unit-Air-Source) | D5CURAH24AAK |  |  | ESH5X30M12A* | *80MS(N,L)0701412A* | 23800 | 15.2 | 8.5 | 24200 | 19500 | 80.58% | 1.9 | 0 | 9.8 |  |  |  |  | R-454B | 1.9833 | Residential & Commercial | USHP
216968909 | Central HP <5.4 tons | CONCORD | HRCU-A-CB (Split System: Heat Pump with Remote Outdoor Unit-Air-Source) | 4HP18V36P | ADP |  | H,A,DG35(1,2)36+TXV | 97G2DF045BE12 | 24000 | 18 | 8.5 | 22400 | 16300 | 72.77% | 2.16 | 0 | 12 |  |  |  |  | R-410A | 2 | Residential & Commercial | USHP | Ducted CEE Tier 1
216968920 | Central HP <5.4 tons | CONCORD | HRCU-A-CB (Split System: Heat Pump with Remote Outdoor Unit-Air-Source) | 4HP18V36P | ADP |  | H,A,DG35936 | 97G2DF070BV16 | 23600 | 19 | 8.5 | 22400 | 16300 | 72.77% | 2.14 | 0 | 12 |  |  |  |  | R-410A | 1.9667 | Residential & Commercial | USHP | Ducted CEE Tier 1
216440059 | Central HP <5.4 tons | AMERICAN STANDARD | HRCU-A-CB (Split System: Heat Pump with Remote Outdoor Unit-Air-Source) | 5A6V0X36A1 |  |  | 5PX*C005AS3 | S9V2C100U5PSC+LRP | 33200 | 18.8 | 9.4 | 32000 | 24000 | 75% | 2.1 | 0 | 12 |  |  |  |  | R-454B | 2.7667 | Residential & Commercial | USHP | Ducted CEE Tier 1
212624181 | Central HP <5.4 tons | COLEMAN | HRCU-A-CB (Split System: Heat Pump with Remote Outdoor Unit-Air-Source) | HMH72B341 | ASPEN |  | D(A,C,E)36D34+TDR | TM9Y100C20MP11 | 32800 | 15.5 | 8.1 | 34000 | 27800 | 81.76% | 2.38 | 0 | 9.5 |  |  |  |  | R-410A | 2.7333 | Residential & Commercial | USHP
212624215 | Central HP <5.4 tons | COLEMAN | HRCU-A-CB (Split System: Heat Pump with Remote Outdoor Unit-Air-Source) | HMH72B341 | ASPEN |  | C(A,C,D,E)42D24+TDR | TM8E040A12MP11 | 32000 | 18 | 8.1 | 33400 | 29000 | 86.83% | 2.48 | 0 | 10 |  |  |  |  | R-410A | 2.6667 | Residential & Commercial | USHP | Ducted CEE Tier 1
212624265 | Central HP <5.4 tons | COLEMAN | HRCU-A-CB (Split System: Heat Pump with Remote Outdoor Unit-Air-Source) | HMH72B341 | ASPEN |  | C(A,C,D,E)48C24+TDR | TMLE080C16MP11 | 32200 | 18 | 8.1 | 33000 | 29000 | 87.88% | 2.49 | 0 | 10 |  |  |  |  | R-410A | 2.6833 | Residential & Commercial | USHP | Ducted CEE Tier 1
212624284 | Central HP <5.4 tons | COLEMAN | HRCU-A-CB (Split System: Heat Pump with Remote Outdoor Unit-Air-Source) | HMH72B341 | ASPEN |  | C(A,C,D,E)42D24+TDR | TM9E080C16MP12 | 32200 | 18 | 8.1 | 33000 | 29200 | 88.48% | 2.49 | 0 | 10 |  |  |  |  | R-410A | 2.6833 | Residential & Commercial | USHP | Ducted CEE Tier 1
212624301 | Central HP <5.4 tons | COLEMAN | HRCU-A-CB (Split System: Heat Pump with Remote Outdoor Unit-Air-Source) | HMH72B341 | ASPEN |  | C(A,C,D,E)36D24+TDR | TM8E100C16MP11 | 31800 | 18 | 8.5 | 34000 | 28400 | 83.53% | 2.76 | 0 | 10 |  |  |  |  | R-410A | 2.65 | Residential & Commercial | USHP | Ducted CEE Tier 1
212624385 | Central HP <5.4 tons | COLEMAN | HRCU-A-CB (Split System: Heat Pump with Remote Outdoor Unit-Air-Source) | HMH72B341 | ASPEN |  | C(A,C,D,E)36B34+TDR | TM9Y080C16MP11 | 32000 | 18.5 | 8.5 | 34000 | 28000 | 82.35% | 2.66 | 0 | 9.4 |  |  |  |  | R-410A | 2.6667 | Residential & Commercial | USHP
212624450 | Central HP <5.4 tons | COLEMAN | HRCU-A-CB (Split System: Heat Pump with Remote Outdoor Unit-Air-Source) | HMH72B341 | ASPEN |  | C(A,C,D,E)42B24+TDR | TM8V100C16MP12 | 29800 | 16.9 | 8.5 | 34000 | 27000 | 79.41% | 2.67 | 0 | 9.5 |  |  |  |  | R-410A | 2.4833 | Residential & Commercial | USHP
212624465 | Central HP <5.4 tons | COLEMAN | HRCU-A-CB (Split System: Heat Pump with Remote Outdoor Unit-Air-Source) | HMH72B341 | ASPEN |  | D(A,C,E)48A34+TDR | TM9V100C16MP12 | 32200 | 17.5 | 8.4 | 34000 | 27400 | 80.59% | 2.65 | 0 | 9.9 |  |  |  |  | R-410A | 2.6833 | Residential & Commercial | USHP
215669849 | Central HP <5.4 tons | COMFORTMAKER | HRCU-A-CB (Split System: Heat Pump with Remote Outdoor Unit-Air-Source) | C5H0V36*K*AAA* |  |  | ESH5X36M12A*+WALLCON | *95CSU1002122B* | 33800 | 16.5 | 8.5 | 35800 | 25400 | 70.95% | 1.76 | 0 | 9.5 |  |  |  |  | R-454B | 2.8167 | Residential & Commercial | USHP
212624485 | Central HP <5.4 tons | COLEMAN | HRCU-A-CB (Split System: Heat Pump with Remote Outdoor Unit-Air-Source) | HMH72B341 | ASPEN |  | D(A,C,E)36B44+TDR | CPLC080C16MP13 | 33000 | 17.5 | 8.1 | 33800 | 27400 | 81.07% | 2.47 | 0 | 10 |  |  |  |  | R-410A | 2.75 | Residential & Commercial | USHP | Ducted CEE Tier 1
212624499 | Central HP <5.4 tons | COLEMAN | HRCU-A-CB (Split System: Heat Pump with Remote Outdoor Unit-Air-Source) | HMH72B341 | ASPEN |  | D(A,C,E)48C34+TDR | CPLC080C16MP13 | 33200 | 17.5 | 8.1 | 33800 | 27400 | 81.07% | 2.47 | 0 | 10 |  |  |  |  | R-410A | 2.7667 | Residential & Commercial | USHP | Ducted CEE Tier 1
212624516 | Central HP <5.4 tons | COLEMAN | HRCU-A-CB (Split System: Heat Pump with Remote Outdoor Unit-Air-Source) | HMH72B341 | ASPEN |  | C(A,C,D,E)48C24+TDR | CPLC100C16MP13 | 30600 | 17.2 | 8.1 | 33800 | 27400 | 81.07% | 2.47 | 0 | 9.6 |  |  |  |  | R-410A | 2.55 | Residential & Commercial | USHP
212624551 | Central HP <5.4 tons | COLEMAN | HRCU-A-CB (Split System: Heat Pump with Remote Outdoor Unit-Air-Source) | HMH72B341 | ASPEN |  | D(A,C,E)48C34+TDR | CPLC100C16MP13 | 33200 | 17.5 | 8.1 | 33800 | 27400 | 81.07% | 2.47 | 0 | 10 |  |  |  |  | R-410A | 2.7667 | Residential & Commercial | USHP | Ducted CEE Tier 1
212624565 | Central HP <5.4 tons | COLEMAN | HRCU-A-CB (Split System: Heat Pump with Remote Outdoor Unit-Air-Source) | HMH72B341 | ASPEN |  | C(A,C,D,E)36B34+TDR | TM8V080C16MP12 | 32000 | 17.5 | 8.5 | 34000 | 27400 | 80.59% | 2.67 | 0 | 9.9 |  |  |  |  | R-410A | 2.6667 | Residential & Commercial | USHP
212624567 | Central HP <5.4 tons | COLEMAN | HRCU-A-CB (Split System: Heat Pump with Remote Outdoor Unit-Air-Source) | HMH72B341 | ASPEN |  | C(A,C,D,E)36C34+TDR | TM8V080C16MP12 | 32400 | 17.5 | 8.5 | 34000 | 27400 | 80.59% | 2.67 | 0 | 10 |  |  |  |  | R-410A | 2.7 | Residential & Commercial | USHP | Ducted CEE Tier 1
212624583 | Central HP <5.4 tons | COLEMAN | HRCU-A-CB (Split System: Heat Pump with Remote Outdoor Unit-Air-Source) | HMH72B341 | ASPEN |  | D(A,C,E)42B34+TDR | TM8V080C16MP12 | 32400 | 17.5 | 8.5 | 34000 | 27400 | 80.59% | 2.67 | 0 | 10 |  |  |  |  | R-410A | 2.7 | Residential & Commercial | USHP | Ducted CEE Tier 1
212624615 | Central HP <5.4 tons | COLEMAN | HRCU-A-CB (Split System: Heat Pump with Remote Outdoor Unit-Air-Source) | HMH72B341 | ASPEN |  | C(A,C,D,E)48D24+TDR | TM8V100C16MP12 | 31000 | 17.3 | 8.5 | 34000 | 27400 | 80.59% | 2.67 | 0 | 9.7 |  |  |  |  | R-410A | 2.5833 | Residential & Commercial | USHP
216487466 | Central HP <5.4 tons | BRYANT HEATING AND COOLING SYSTEMS | HRCU-A-CB (Split System: Heat Pump with Remote Outdoor Unit-Air-Source) | 290VAN048**AA* | ADP |  | CE(P,V)4817G1K*+TXV | 88*TB48070C17*** | 44000 | 17 | 9 | 47000 | 34000 | 72.34% | 2.04 | 0 | 9.5 |  |  |  |  | R-454B | 3.6667 | Residential & Commercial | USHP
214521939 | Central HP <5.4 tons | COLEMAN | HRCU-A-CB (Split System: Heat Pump with Remote Outdoor Unit-Air-Source) | HMH72B341 | ASPEN |  | C(A,C,D,E)42A34+TDR | Z8ES100C20LMPS1 | 31800 | 17.5 | 8.4 | 33200 | 27400 | 82.53% | 2.68 | 0 | 9.4 |  |  |  |  | R-410A | 2.65 | Residential & Commercial | USHP
214066621 | Central HP <5.4 tons | FRIEDRICH | HRCU-A-CB (Split System: Heat Pump with Remote Outdoor Unit-Air-Source) | RD17AZ36AJ3N |  |  | TCFZ3621MTANM | FR98MV0603A17UP | 34200 | 18 | 8.1 | 34200 | 29800 | 87.13% | 1.9 | 0 | 10 |  |  |  |  | R-410A | 2.85 | Residential & Commercial | USHP | Ducted CEE Tier 1
212624632 | Central HP <5.4 tons | COLEMAN | HRCU-A-CB (Split System: Heat Pump with Remote Outdoor Unit-Air-Source) | HMH72B341 | ASPEN |  | D(A,C,E)48C34+TDR | TM8V100C16MP12 | 33200 | 17.5 | 8.5 | 34000 | 27400 | 80.59% | 2.67 | 0 | 10 |  |  |  |  | R-410A | 2.7667 | Residential & Commercial | USHP | Ducted CEE Tier 1
212624682 | Central HP <5.4 tons | COLEMAN | HRCU-A-CB (Split System: Heat Pump with Remote Outdoor Unit-Air-Source) | HMH72B341 | ASPEN |  | C(A,C,D,E)36C24+TDR | TPLC080C16MP13 | 29800 | 16.9 | 8.1 | 33800 | 27400 | 81.07% | 2.47 | 0 | 9.5 |  |  |  |  | R-410A | 2.4833 | Residential & Commercial | USHP
212624683 | Central HP <5.4 tons | COLEMAN | HRCU-A-CB (Split System: Heat Pump with Remote Outdoor Unit-Air-Source) | HMH72B341 | ASPEN |  | C(A,C,D,E)36C34+TDR | TPLC080C16MP13 | 32400 | 17.5 | 8.1 | 33800 | 27400 | 81.07% | 2.47 | 0 | 10 |  |  |  |  | R-410A | 2.7 | Residential & Commercial | USHP | Ducted CEE Tier 1
212624784 | Central HP <5.4 tons | COLEMAN | HRCU-A-CB (Split System: Heat Pump with Remote Outdoor Unit-Air-Source) | HMH72B341 | ASPEN |  | D(A,C,E)36B34+TDR | TL8E080C16UH11 | 32000 | 17.5 | 8.5 | 34000 | 27800 | 81.76% | 2.68 | 0 | 9.9 |  |  |  |  | R-410A | 2.6667 | Residential & Commercial | USHP
212624786 | Central HP <5.4 tons | COLEMAN | HRCU-A-CB (Split System: Heat Pump with Remote Outdoor Unit-Air-Source) | HMH72B341 | ASPEN |  | D(A,C,E)36C34+TDR | TL8E080C16UH11 | 32400 | 17.5 | 8.5 | 34000 | 27800 | 81.76% | 2.68 | 0 | 10 |  |  |  |  | R-410A | 2.7 | Residential & Commercial | USHP | Ducted CEE Tier 1
212624799 | Central HP <5.4 tons | COLEMAN | HRCU-A-CB (Split System: Heat Pump with Remote Outdoor Unit-Air-Source) | HMH72B341 | ASPEN |  | D(A,C,E)42C34+TDR | TL8E080C16UH11 | 32800 | 17.5 | 8.5 | 34000 | 27800 | 81.76% | 2.68 | 0 | 10 |  |  |  |  | R-410A | 2.7333 | Residential & Commercial | USHP | Ducted CEE Tier 1
212624836 | Central HP <5.4 tons | COLEMAN | HRCU-A-CB (Split System: Heat Pump with Remote Outdoor Unit-Air-Source) | HMH72B341 | ASPEN |  | D(A,C,E)36B44+TDR | TL9E080C16UH11 | 33000 | 17.5 | 8.5 | 34000 | 28000 | 82.35% | 2.66 | 0 | 9 |  |  |  |  | R-410A | 2.75 | Residential & Commercial | USHP
212624850 | Central HP <5.4 tons | COLEMAN | HRCU-A-CB (Split System: Heat Pump with Remote Outdoor Unit-Air-Source) | HMH72B341 | ASPEN |  | D(A,C,E)48C34+TDR | TL9E080C16UH11 | 33000 | 17.5 | 8.5 | 34000 | 28000 | 82.35% | 2.66 | 0 | 9 |  |  |  |  | R-410A | 2.75 | Residential & Commercial | USHP
212624901 | Central HP <5.4 tons | COLEMAN | HRCU-A-CB (Split System: Heat Pump with Remote Outdoor Unit-Air-Source) | HMH72B341 | ASPEN |  | D(A,C,E)48D34+TDR | CP9C100C16MP13 | 33400 | 17.5 | 8.1 | 34000 | 27400 | 80.59% | 2.47 | 0 | 10 |  |  |  |  | R-410A | 2.7833 | Residential & Commercial | USHP | Ducted CEE Tier 1
212624918 | Central HP <5.4 tons | COLEMAN | HRCU-A-CB (Split System: Heat Pump with Remote Outdoor Unit-Air-Source) | HMH72B341 | ASPEN |  | C(A,C,D,E)48D24+TDR | TM8Y080C16MP11 | 31000 | 18.2 | 8.5 | 34000 | 27400 | 80.59% | 2.67 | 0 | 9.7 |  |  |  |  | R-410A | 2.5833 | Residential & Commercial | USHP
212624953 | Central HP <5.4 tons | COLEMAN | HRCU-A-CB (Split System: Heat Pump with Remote Outdoor Unit-Air-Source) | HMH72B341 | ASPEN |  | D(A,C,E)48C24+TDR | TM8Y080C16MP11 | 30600 | 18.1 | 8.5 | 34000 | 27400 | 80.59% | 2.67 | 0 | 9.6 |  |  |  |  | R-410A | 2.55 | Residential & Commercial | USHP
212625087 | Central HP <5.4 tons | COLEMAN | HRCU-A-CB (Split System: Heat Pump with Remote Outdoor Unit-Air-Source) | HMH72B341 | ASPEN |  | C(A,C,D,E)36A44+TDR | TP9C100C16MP13 | 32000 | 17.5 | 8.1 | 34000 | 27400 | 80.59% | 2.47 | 0 | 9.9 |  |  |  |  | R-410A | 2.6667 | Residential & Commercial | USHP
212625101 | Central HP <5.4 tons | COLEMAN | HRCU-A-CB (Split System: Heat Pump with Remote Outdoor Unit-Air-Source) | HMH72B341 | ASPEN |  | C(A,C,D,E)42C24+TDR | TP9C100C16MP13 | 30200 | 17 | 8.1 | 34000 | 27400 | 80.59% | 2.47 | 0 | 9 |  |  |  |  | R-410A | 2.5167 | Residential & Commercial | USHP
212625185 | Central HP <5.4 tons | COLEMAN | HRCU-A-CB (Split System: Heat Pump with Remote Outdoor Unit-Air-Source) | HMH72B341 | ASPEN |  | D(A,C,E)48A34+TDR | TL8E100C20UH11 | 32200 | 17.5 | 8.4 | 34000 | 27400 | 80.59% | 2.66 | 0 | 9.9 |  |  |  |  | R-410A | 2.6833 | Residential & Commercial | USHP
212625352 | Central HP <5.4 tons | COLEMAN | HRCU-A-CB (Split System: Heat Pump with Remote Outdoor Unit-Air-Source) | HMH72B341 | ASPEN |  | D(A,C,E)42D24+TDR | CP9C100C20MP13 | 30400 | 17.1 | 8.1 | 34000 | 28400 | 83.53% | 2.46 | 0 | 9 |  |  |  |  | R-410A | 2.5333 | Residential & Commercial | USHP
212625384 | Central HP <5.4 tons | COLEMAN | HRCU-A-CB (Split System: Heat Pump with Remote Outdoor Unit-Air-Source) | HMH72B341 | ASPEN |  | C(A,C,D,E)42D24+TDR | TM9V100C20MP12 | 30400 | 17.1 | 8.5 | 34000 | 28400 | 83.53% | 2.7 | 0 | 9 |  |  |  |  | R-410A | 2.5333 | Residential & Commercial | USHP
216677447 | Central HP <5.4 tons | DAY & NIGHT | HRCU-A-CB (Split System: Heat Pump with Remote Outdoor Unit-Air-Source) | D5CURAH24AAK |  |  | EA*5X37M17A* | *96VSN0401712B* | 24200 | 15.2 | 8.5 | 23600 | 19300 | 81.78% | 1.96 | 0 | 9.8 |  |  |  |  | R-454B | 2.0167 | Residential & Commercial | USHP
216678136 | Central HP <5.4 tons | DAY & NIGHT | HRCU-A-CB (Split System: Heat Pump with Remote Outdoor Unit-Air-Source) | D5CURAH24AAK |  |  | EA*5X37M17A* | *96VTN0801716B* | 24400 | 15.5 | 8.5 | 23600 | 19300 | 81.78% | 1.94 | 0 | 10 |  |  |  |  | R-454B | 2.0333 | Residential & Commercial | USHP | Ducted CEE Tier 1
216678149 | Central HP <5.4 tons | DAY & NIGHT | HRCU-A-CB (Split System: Heat Pump with Remote Outdoor Unit-Air-Source) | D5CURAH24AAK |  |  | EA*5X37M21A* | *96VTN0801716B* | 24800 | 15.5 | 8.5 | 23200 | 19100 | 82.33% | 1.96 | 0 | 10 |  |  |  |  | R-454B | 2.0667 | Residential & Commercial | USHP | Ducted CEE Tier 1
215674199 | Central HP <5.4 tons | COMFORTMAKER | HRCU-A-CB (Split System: Heat Pump with Remote Outdoor Unit-Air-Source) | C5H0V48*K*AAA* |  |  | EA*5X60M24A*+WALLCON | *80CTL1102120B* | 45000 | 18 | 9 | 47500 | 33400 | 70.32% | 2.08 | 0 | 10 |  |  |  |  | R-454B | 3.75 | Residential & Commercial | USHP | Ducted CEE Tier 1
215674449 | Central HP <5.4 tons | COMFORTMAKER | HRCU-A-CB (Split System: Heat Pump with Remote Outdoor Unit-Air-Source) | C5H0V48*K*AAA* |  |  | EA*5X61M21A*+WALLCON | *96CTN1002122B* | 46000 | 18 | 9 | 47500 | 33800 | 71.16% | 2.08 | 0 | 10 |  |  |  |  | R-454B | 3.8333 | Residential & Commercial | USHP | Ducted CEE Tier 1
212625386 | Central HP <5.4 tons | COLEMAN | HRCU-A-CB (Split System: Heat Pump with Remote Outdoor Unit-Air-Source) | HMH72B341 | ASPEN |  | C(A,C,D,E)48C24+TDR | TM9V100C20MP12 | 30400 | 17.1 | 8.5 | 34000 | 28400 | 83.53% | 2.7 | 0 | 9 |  |  |  |  | R-410A | 2.5333 | Residential & Commercial | USHP
212625404 | Central HP <5.4 tons | COLEMAN | HRCU-A-CB (Split System: Heat Pump with Remote Outdoor Unit-Air-Source) | HMH72B341 | ASPEN |  | D(A,C,E)42A44+TDR | TM9V100C20MP12 | 32400 | 17.5 | 8.5 | 34000 | 28400 | 83.53% | 2.7 | 0 | 9.5 |  |  |  |  | R-410A | 2.7 | Residential & Commercial | USHP
212625418 | Central HP <5.4 tons | COLEMAN | HRCU-A-CB (Split System: Heat Pump with Remote Outdoor Unit-Air-Source) | HMH72B341 | ASPEN |  | D(A,C,E)48C24+TDR | TM9V100C20MP12 | 30400 | 17.1 | 8.5 | 34000 | 28400 | 83.53% | 2.7 | 0 | 9 |  |  |  |  | R-410A | 2.5333 | Residential & Commercial | USHP
212625519 | Central HP <5.4 tons | COLEMAN | HRCU-A-CB (Split System: Heat Pump with Remote Outdoor Unit-Air-Source) | HMH72B341 | ASPEN |  | C(A,C,D,E)42A26+TDR | TPLC100C20MP13 | 28600 | 15.6 | 8.1 | 32000 | 27600 | 86.25% | 2.44 | 0 | 8.4 |  |  |  |  | R-410A | 2.3833 | Residential & Commercial | USHP
212625571 | Central HP <5.4 tons | COLEMAN | HRCU-A-CB (Split System: Heat Pump with Remote Outdoor Unit-Air-Source) | HMH72B341 | ASPEN |  | D(A,C,E)36A36+TDR | TM8V100C20MP12 | 31000 | 16.3 | 8.1 | 32200 | 27600 | 85.71% | 2.44 | 0 | 8.8 |  |  |  |  | R-410A | 2.5833 | Residential & Commercial | USHP
212625601 | Central HP <5.4 tons | COLEMAN | HRCU-A-CB (Split System: Heat Pump with Remote Outdoor Unit-Air-Source) | HMH72B341 | ASPEN |  | D(A,C,E)48B26+TDR | TPLC100C20MP13 | 29600 | 15.9 | 8.1 | 32200 | 27600 | 85.71% | 2.44 | 0 | 8 |  |  |  |  | R-410A | 2.4667 | Residential & Commercial | USHP
212625604 | Central HP <5.4 tons | COLEMAN | HRCU-A-CB (Split System: Heat Pump with Remote Outdoor Unit-Air-Source) | HMH72B341 | ASPEN |  | C(A,C,D,E)48A36+TDR | TPLC120C20MP13 | 31600 | 16.5 | 8.1 | 32200 | 27600 | 85.71% | 2.44 | 0 | 8.9 |  |  |  |  | R-410A | 2.6333 | Residential & Commercial | USHP
212625605 | Central HP <5.4 tons | COLEMAN | HRCU-A-CB (Split System: Heat Pump with Remote Outdoor Unit-Air-Source) | HMH72B341 | ASPEN |  | D(A,C,E)36A36+TDR | TPLC120C20MP13 | 31000 | 16.3 | 8.1 | 32200 | 27600 | 85.71% | 2.44 | 0 | 8.8 |  |  |  |  | R-410A | 2.5833 | Residential & Commercial | USHP
212625619 | Central HP <5.4 tons | COLEMAN | HRCU-A-CB (Split System: Heat Pump with Remote Outdoor Unit-Air-Source) | HMH72B341 | ASPEN |  | D(A,C,E)48B26+TDR | CP9C120D20MP13 | 29800 | 16.4 | 8.1 | 32200 | 28000 | 86.96% | 2.51 | 0 | 9 |  |  |  |  | R-410A | 2.4833 | Residential & Commercial | USHP
212625652 | Central HP <5.4 tons | COLEMAN | HRCU-A-CB (Split System: Heat Pump with Remote Outdoor Unit-Air-Source) | HMH72B341 | ASPEN |  | C(A,C,D,E)36C26+TDR | TMLV120C20MP12 | 29000 | 15.8 | 8.1 | 32400 | 27400 | 84.57% | 2.45 | 0 | 8.5 |  |  |  |  | R-410A | 2.4167 | Residential & Commercial | USHP
212625653 | Central HP <5.4 tons | COLEMAN | HRCU-A-CB (Split System: Heat Pump with Remote Outdoor Unit-Air-Source) | HMH72B341 | ASPEN |  | D(A,C,E)36D26+TDR | TMLV120C20MP12 | 29600 | 15.9 | 8.1 | 32400 | 27400 | 84.57% | 2.45 | 0 | 8 |  |  |  |  | R-410A | 2.4667 | Residential & Commercial | USHP
212625668 | Central HP <5.4 tons | COLEMAN | HRCU-A-CB (Split System: Heat Pump with Remote Outdoor Unit-Air-Source) | HMH72B341 | ASPEN |  | D(A,C,E)36B36+TDR | CPLC100C20MP13 | 31400 | 16.5 | 8.1 | 32400 | 27800 | 85.8% | 2.44 | 0 | 8.9 |  |  |  |  | R-410A | 2.6167 | Residential & Commercial | USHP
212625703 | Central HP <5.4 tons | COLEMAN | HRCU-A-CB (Split System: Heat Pump with Remote Outdoor Unit-Air-Source) | HMH72B341 | ASPEN |  | C(A,C,D,E)36C36+TDR | TM8V100C20MP12 | 31800 | 16.5 | 8.1 | 32400 | 27800 | 85.8% | 2.44 | 0 | 8.9 |  |  |  |  | R-410A | 2.65 | Residential & Commercial | USHP
212625722 | Central HP <5.4 tons | COLEMAN | HRCU-A-CB (Split System: Heat Pump with Remote Outdoor Unit-Air-Source) | HMH72B341 | ASPEN |  | C(A,C,D,E)36C36+TDR | TM8V120C20MP12 | 31800 | 16.5 | 8.5 | 32400 | 27800 | 85.8% | 2.7 | 0 | 8.9 |  |  |  |  | R-410A | 2.65 | Residential & Commercial | USHP
212625735 | Central HP <5.4 tons | COLEMAN | HRCU-A-CB (Split System: Heat Pump with Remote Outdoor Unit-Air-Source) | HMH72B341 | ASPEN |  | D(A,C,E)48C26+TDR | TM8V120C20MP12 | 30000 | 16 | 8.5 | 32400 | 27800 | 85.8% | 2.7 | 0 | 8.6 |  |  |  |  | R-410A | 2.5 | Residential & Commercial | USHP
212625755 | Central HP <5.4 tons | COLEMAN | HRCU-A-CB (Split System: Heat Pump with Remote Outdoor Unit-Air-Source) | HMH72B341 | ASPEN |  | D(A,C,E)48C36+TDR | TMLV120C20MP12 | 32600 | 16.5 | 8.1 | 32400 | 27800 | 85.8% | 2.44 | 0 | 9 |  |  |  |  | R-410A | 2.7167 | Residential & Commercial | USHP
214101702 | Central HP <5.4 tons | CONCORD | HRCU-A-CB (Split System: Heat Pump with Remote Outdoor Unit-Air-Source) | 4HP18V36P | ADP |  | H,A,DD15936 | 97G2DF070BE16 | 23800 | 18 | 8.5 | 22400 | 16300 | 72.77% | 2.16 | 0 | 12 |  |  |  |  | R-410A | 1.9833 | Residential & Commercial | USHP | Ducted CEE Tier 1
214775807 | Central HP <5.4 tons | NAPOLEON | HRCU-A-CB (Split System: Heat Pump with Remote Outdoor Unit-Air-Source) | WSEHV2436RA1-N | ADP |  | H,DE35936 | WPV070T3AA | 22000 | 17 | 8.5 | 23400 | 17100 | 73.08% | 1.8 | 0 | 10 |  |  |  |  | R-410A | 1.8333 | Residential & Commercial | USHP | Ducted CEE Tier 1
207436597 | Central HP <5.4 tons | LENNOX | HRCU-A-CB (Split System: Heat Pump with Remote Outdoor Unit-Air-Source) | SL25XPV-048-230A** |  |  | CX35-49C+TDR | SL297UH080NV60C* | 45500 | 20 | 8.9 | 44000 | 36000 | 81.82% | 1.76 | 12.5 | 12 |  |  |  |  | R-410A | 3.7917 | Residential & Commercial | USHP | Ducted CEE Tier 1
212625769 | Central HP <5.4 tons | COLEMAN | HRCU-A-CB (Split System: Heat Pump with Remote Outdoor Unit-Air-Source) | HMH72B341 | ASPEN |  | D(A,C,E)42C36+TDR | TPLC100C20MP13 | 32200 | 16.5 | 8.1 | 32400 | 27800 | 85.8% | 2.44 | 0 | 9 |  |  |  |  | R-410A | 2.6833 | Residential & Commercial | USHP
212625785 | Central HP <5.4 tons | COLEMAN | HRCU-A-CB (Split System: Heat Pump with Remote Outdoor Unit-Air-Source) | HMH72B341 | ASPEN |  | D(A,C,E)36D36+TDR | TPLC120C20MP13 | 32200 | 16.5 | 8.1 | 32400 | 27800 | 85.8% | 2.44 | 0 | 9 |  |  |  |  | R-410A | 2.6833 | Residential & Commercial | USHP
213088354 | Central HP <5.4 tons | GREE | HRCU-A-CB (Split System: Heat Pump with Remote Outdoor Unit-Air-Source) | FLEXX36HP230V1AO | ADP |  | V,R36H175P149+AEFE4B* | 0 | 33000 | 15.5 | 8.7 | 35800 | 28000 | 78.21% | 1.8 | 0 | 9.5 |  |  |  |  | R-410A | 2.75 | Residential & Commercial | USHP
213782037 | Central HP <5.4 tons | HEIL | HRCU-A-CB (Split System: Heat Pump with Remote Outdoor Unit-Air-Source) | HVH837GKA2* |  |  | EHD4X42AAL+WALLCON | *96CTN1202422B* | 32600 | 16.5 | 8.1 | 33000 | 24600 | 74.55% | 1.94 | 0 | 11 |  |  |  |  | R-410A | 2.7167 | Residential & Commercial | USHP | Ducted CEE Tier 1
213782257 | Central HP <5.4 tons | HEIL | HRCU-A-CB (Split System: Heat Pump with Remote Outdoor Unit-Air-Source) | HVH837GKA2* |  |  | EHD4X60AAL+WALLCON | *80CTL1102120B* | 33000 | 16.5 | 8.1 | 32200 | 25400 | 78.88% | 2.04 | 0 | 11.5 |  |  |  |  | R-410A | 2.75 | Residential & Commercial | USHP | Ducted CEE Tier 1
211656179 | Central HP <5.4 tons | LUXAIRE | HRCU-A-CB (Split System: Heat Pump with Remote Outdoor Unit-Air-Source) | HMH72B361 | ASPEN |  | AFM474+TDR | 0 | 35200 | 18 | 8.1 | 36000 | 26000 | 72.22% | 2.81 | 0 | 9 |  |  |  |  | R-410A | 2.9333 | Residential & Commercial | USHP
215670065 | Central HP <5.4 tons | COMFORTMAKER | HRCU-A-CB (Split System: Heat Pump with Remote Outdoor Unit-Air-Source) | C5H0V36*K*AAA* |  |  | ESH5X42M12A*+WALLCON | *97CMN0802120B* | 34000 | 16.5 | 8.5 | 35600 | 25200 | 70.79% | 1.78 | 0 | 9.5 |  |  |  |  | R-454B | 2.8333 | Residential & Commercial | USHP
215670231 | Central HP <5.4 tons | COMFORTMAKER | HRCU-A-CB (Split System: Heat Pump with Remote Outdoor Unit-Air-Source) | C5H0V36*K*AAA* |  |  | ESH5X48M12A*+WALLCON | *80CTL1352422B* | 34200 | 17 | 8.5 | 35400 | 25200 | 71.19% | 1.9 | 0 | 9.5 |  |  |  |  | R-454B | 2.85 | Residential & Commercial | USHP
215668991 | Central HP <5.4 tons | COMFORTMAKER | HRCU-A-CB (Split System: Heat Pump with Remote Outdoor Unit-Air-Source) | C5H0V36*K*AAA* |  |  | EA*5X43M21A*+WALLCON | *80CTL0702120B* | 34400 | 18 | 9 | 35400 | 25200 | 71.19% | 1.88 | 0 | 10 |  |  |  |  | R-454B | 2.8667 | Residential & Commercial | USHP | Ducted CEE Tier 1
215669357 | Central HP <5.4 tons | COMFORTMAKER | HRCU-A-CB (Split System: Heat Pump with Remote Outdoor Unit-Air-Source) | C5H0V36*K*AAA* |  |  | EA*5X60M24A*+WALLCON | *95CSU1002122B* | 34400 | 18 | 9 | 34200 | 24600 | 71.93% | 1.92 | 0 | 10 |  |  |  |  | R-454B | 2.8667 | Residential & Commercial | USHP | Ducted CEE Tier 1
215669407 | Central HP <5.4 tons | COMFORTMAKER | HRCU-A-CB (Split System: Heat Pump with Remote Outdoor Unit-Air-Source) | C5H0V36*K*AAA* |  |  | EA*5X60M24A*+WALLCON | *96CTN1002122B* | 34400 | 18 | 9 | 34200 | 24800 | 72.51% | 1.9 | 0 | 10.5 |  |  |  |  | R-454B | 2.8667 | Residential & Commercial | USHP | Ducted CEE Tier 1
212985884 | Central HP <5.4 tons | BRYANT HEATING AND COOLING SYSTEMS | HRCU-A-CB (Split System: Heat Pump with Remote Outdoor Unit-Air-Source) | 38MURAQ18AB3* |  |  | CAP**2414AL* | 916SA30026M14*** | 17300 | 16 | 8.5 | 18200 | 19400 | 106.6% | 2.34 | 0 | 10.5 |  |  |  |  | R-410A | 1.4417 | Residential & Commercial | USHP | Ducted CEE Tier 1
212985914 | Central HP <5.4 tons | BRYANT HEATING AND COOLING SYSTEMS | HRCU-A-CB (Split System: Heat Pump with Remote Outdoor Unit-Air-Source) | 38MURAQ18AB3* |  |  | CAP**3014AL* | 916SA30026M14*** | 17400 | 16 | 8.5 | 18000 | 18800 | 104.4% | 2.26 | 0 | 10.5 |  |  |  |  | R-410A | 1.45 | Residential & Commercial | USHP | Ducted CEE Tier 1
204456441 | Central HP <5.4 tons | DAY & NIGHT | HRCU-A-CB (Split System: Heat Pump with Remote Outdoor Unit-Air-Source) | CVH825GKA2* |  |  | EA*4X25L17A*+WALLCON | *80CTL0451712A* | 24200 | 16.5 | 8.1 | 21400 | 16800 | 78.5% | 2 | 11 | 11 |  |  |  |  | R-410A | 2.0167 | Residential & Commercial | USHP | Ducted CEE Tier 1
204456576 | Central HP <5.4 tons | DAY & NIGHT | HRCU-A-CB (Split System: Heat Pump with Remote Outdoor Unit-Air-Source) | CVH825GKA2* |  |  | EA*4X30L17A*+WALLCON | *80CTL0701412A* | 23600 | 17 | 8.1 | 21600 | 16600 | 76.85% | 1.92 | 11.5 | 11 |  |  |  |  | R-410A | 1.9667 | Residential & Commercial | USHP | Ducted CEE Tier 1
212976422 | Central HP <5.4 tons | HEIL | HRCU-A-CB (Split System: Heat Pump with Remote Outdoor Unit-Air-Source) | DLCURAH24ABK |  |  | EN(A,D)4X36L21** | *96VTN0802120B* | 23800 | 17 | 8.5 | 26400 | 24000 | 90.91% | 1.98 | 0 | 10.5 |  |  |  |  | R-410A | 1.9833 | Residential & Commercial | USHP | Ducted CEE Tier 1
216968914 | Central HP <5.4 tons | CONCORD | HRCU-A-CB (Split System: Heat Pump with Remote Outdoor Unit-Air-Source) | 4HP18V36P | ADP |  | H,A,DG35(1,2)36+TXV | 97G2DF070BE16 | 23800 | 18 | 8.5 | 22400 | 16300 | 72.77% | 2.16 | 0 | 12 |  |  |  |  | R-410A | 1.9833 | Residential & Commercial | USHP | Ducted CEE Tier 1
212380990 | Central HP <5.4 tons | CARRIER | HRCU-A-CB (Split System: Heat Pump with Remote Outdoor Unit-Air-Source) | 25VNA448A*031* | ADP |  | PL60H210P179 | 59MN7B100C21**22 | 44500 | 21 | 8.5 | 44000 | 35800 | 81.36% | 2.34 | 0 | 12 |  |  |  |  | R-410A | 3.7083 | Residential & Commercial | USHP | Ducted CEE Tier 1
214253222 | Central HP <5.4 tons | AMERICAN STANDARD | HRCU-A-CB (Split System: Heat Pump with Remote Outdoor Unit-Air-Source) | 4A6V0X60A1 |  |  | 4TXCD010DS3 | S8V2D120M5PDB | 54000 | 19 | 8.2 | 52000 | 39500 | 75.96% | 1.8 | 0 | 11.7 |  |  |  |  | R-410A | 4.5 | Residential & Commercial | USHP | Ducted CEE Tier 1
212290975 | Central HP <5.4 tons | GOETTL | HRCU-A-CB (Split System: Heat Pump with Remote Outdoor Unit-Air-Source) | ASZS601810A* |  |  | CA*EA2422*4A* | A*VM970804CNB* | 16600 | 17.5 | 8.5 | 17400 | 13000 | 74.71% | 2.1 | 0 | 10.9 |  |  |  |  | R-410A | 1.3833 | Residential & Commercial | USHP | Ducted CEE Tier 1
215931776 | Central HP <5.4 tons | HEIL | HRCU-A-CB (Split System: Heat Pump with Remote Outdoor Unit-Air-Source) | H5H3V60*K*AAA* |  |  | EA*5X61M24A*+WALLCON | *96CTN1002122B* | 57000 | 18.5 | 8.5 | 60500 | 46500 | 76.86% | 2.02 | 0 | 11.5 |  |  |  |  | R-454B | 4.75 | Residential & Commercial | USHP | Ducted CEE Tier 1
210532993 | Central HP <5.4 tons | BRYANT HEATING AND COOLING SYSTEMS | HRCU-A-CB (Split System: Heat Pump with Remote Outdoor Unit-Air-Source) | 284ANV024*0**B* |  |  | CAP**3721AL*+UI | 935CA60080C21*** | 24200 | 20.5 | 10.5 | 26400 | 19600 | 74.24% | 2.56 | 0 | 13.5 |  |  |  |  | R-410A | 2.0167 | Residential & Commercial | USHP | Ducted CEE Tier 1
210532995 | Central HP <5.4 tons | BRYANT HEATING AND COOLING SYSTEMS | HRCU-A-CB (Split System: Heat Pump with Remote Outdoor Unit-Air-Source) | 284ANV024*0**B* |  |  | CAP**3721AL*+UI | 935CA66100C21*** | 24200 | 20.5 | 10.5 | 26400 | 19600 | 74.24% | 2.56 | 0 | 13.5 |  |  |  |  | R-410A | 2.0167 | Residential & Commercial | USHP | Ducted CEE Tier 1
215674299 | Central HP <5.4 tons | COMFORTMAKER | HRCU-A-CB (Split System: Heat Pump with Remote Outdoor Unit-Air-Source) | C5H0V48*K*AAA* |  |  | EA*5X61M21A*+WALLCON | *80CSU0601716A* | 46000 | 18 | 9 | 48000 | 33800 | 70.42% | 2.08 | 0 | 9.5 |  |  |  |  | R-454B | 3.8333 | Residential & Commercial | USHP
215935333 | Central HP <5.4 tons | TEMPSTAR | HRCU-A-CB (Split System: Heat Pump with Remote Outdoor Unit-Air-Source) | T5H3V36*K*AAA* |  |  | EVM5X60M24A*+WALLCON | *80CSU1002120A* | 35400 | 21.5 | 8.5 | 38000 | 28600 | 75.26% | 2.02 | 0 | 12 |  |  |  |  | R-454B | 2.95 | Residential & Commercial | USHP | Ducted CEE Tier 1
215932106 | Central HP <5.4 tons | HEIL | HRCU-A-CB (Split System: Heat Pump with Remote Outdoor Unit-Air-Source) | H5H3V36*K*AAA* |  |  | EA*5X36M17A*+WALLCON | *96CTN0401410B* | 31000 | 17.5 | 9 | 34200 | 26400 | 77.19% | 1.92 | 0 | 10.5 |  |  |  |  | R-454B | 2.5833 | Residential & Commercial | USHP | Ducted CEE Tier 1
213769864 | Central HP <5.4 tons | GREE | HRCU-A-CB (Split System: Heat Pump with Remote Outdoor Unit-Air-Source) | FLEXX36HP230V1AO | ADP |  | H,RG33936+AEFE3A* | 0 | 32600 | 15.5 | 8.7 | 35800 | 28000 | 78.21% | 1.8 | 0 | 9.5 |  |  |  |  | R-410A | 2.7167 | Residential & Commercial | USHP
216678059 | Central HP <5.4 tons | DAY & NIGHT | HRCU-A-CB (Split System: Heat Pump with Remote Outdoor Unit-Air-Source) | D5CURAH24AAK |  |  | EA*5X25M17A* | *96VTN0601716B* | 24400 | 15.5 | 8.5 | 23200 | 19100 | 82.33% | 1.94 | 0 | 10 |  |  |  |  | R-454B | 2.0333 | Residential & Commercial | USHP | Ducted CEE Tier 1
216678595 | Central HP <5.4 tons | DAY & NIGHT | HRCU-A-CB (Split System: Heat Pump with Remote Outdoor Unit-Air-Source) | D5CURAH24AAK |  |  | F5MA5*30L*B* | 0 | 25000 | 15.2 | 9 | 24000 | 19400 | 80.83% | 2.04 | 0 | 10 |  |  |  |  | R-454B | 2.0833 | Residential & Commercial | USHP | Ducted CEE Tier 1
212625819 | Central HP <5.4 tons | COLEMAN | HRCU-A-CB (Split System: Heat Pump with Remote Outdoor Unit-Air-Source) | HMH72B341 | ASPEN |  | D(A,C,E)48C26+TDR | TM9Y120D20MP11 | 30200 | 16 | 8.5 | 32400 | 28200 | 87.04% | 2.77 | 0 | 9.1 |  |  |  |  | R-410A | 2.5167 | Residential & Commercial | USHP
212625821 | Central HP <5.4 tons | COLEMAN | HRCU-A-CB (Split System: Heat Pump with Remote Outdoor Unit-Air-Source) | HMH72B341 | ASPEN |  | D(A,C,E)48D26+TDR | TM9Y120D20MP11 | 30600 | 16.1 | 8.5 | 32400 | 28200 | 87.04% | 2.77 | 0 | 9 |  |  |  |  | R-410A | 2.55 | Residential & Commercial | USHP
216734588 | Central HP <5.4 tons | BRYANT HEATING AND COOLING SYSTEMS | HRCU-A-CB (Split System: Heat Pump with Remote Outdoor Unit-Air-Source) | 37MUHAQ24AA3 |  |  | CAA**3617AM* | 912SE36060M14*** | 22600 | 15.5 | 8.5 | 21000 | 18800 | 89.52% | 1.98 | 0 | 11 |  |  |  |  | R-454B | 1.8833 | Residential & Commercial | USHP | Ducted CEE Tier 1
216734740 | Central HP <5.4 tons | BRYANT HEATING AND COOLING SYSTEMS | HRCU-A-CB (Split System: Heat Pump with Remote Outdoor Unit-Air-Source) | 37MUHAQ24AA3 |  |  | CAA**3617AM* | 935SB48060M17*** | 22400 | 16.5 | 8.5 | 20800 | 18700 | 89.9% | 1.96 | 0 | 10.5 |  |  |  |  | R-454B | 1.8667 | Residential & Commercial | USHP | Ducted CEE Tier 1
216735223 | Central HP <5.4 tons | BRYANT HEATING AND COOLING SYSTEMS | HRCU-A-CB (Split System: Heat Pump with Remote Outdoor Unit-Air-Source) | 37MUHAQ24AA3 |  |  | CAA**3717AM* | 926SB36040V17*** | 22800 | 16 | 8.5 | 20800 | 18600 | 89.42% | 1.96 | 0 | 10.5 |  |  |  |  | R-454B | 1.9 | Residential & Commercial | USHP | Ducted CEE Tier 1
216735259 | Central HP <5.4 tons | BRYANT HEATING AND COOLING SYSTEMS | HRCU-A-CB (Split System: Heat Pump with Remote Outdoor Unit-Air-Source) | 37MUHAQ24AA3 |  |  | CAA**3717AM* | 935SB36040M17*** | 22800 | 16 | 8.5 | 20800 | 18500 | 88.94% | 1.96 | 0 | 11 |  |  |  |  | R-454B | 1.9 | Residential & Commercial | USHP | Ducted CEE Tier 1
216735339 | Central HP <5.4 tons | BRYANT HEATING AND COOLING SYSTEMS | HRCU-A-CB (Split System: Heat Pump with Remote Outdoor Unit-Air-Source) | 37MUHAQ24AA3 |  |  | CAA**3717AM* | 926TC48060V17*** | 22800 | 16 | 8.5 | 20600 | 18400 | 89.32% | 1.96 | 0 | 11 |  |  |  |  | R-454B | 1.9 | Residential & Commercial | USHP | Ducted CEE Tier 1
204299121 | Central HP <5.4 tons | DAY & NIGHT | HRCU-A-CB (Split System: Heat Pump with Remote Outdoor Unit-Air-Source) | CVH837GKA** |  |  | EA*4X42L24A*+WALLCON | *97CMN1202422A* | 31800 | 17 | 8.1 | 33200 | 24400 | 73.49% | 1.88 | 11.5 | 11 |  |  |  |  | R-410A | 2.65 | Residential & Commercial | USHP | Ducted CEE Tier 1
204299341 | Central HP <5.4 tons | DAY & NIGHT | HRCU-A-CB (Split System: Heat Pump with Remote Outdoor Unit-Air-Source) | CVH837GKA** |  |  | EA*4X48L21A*+WALLCON | *97CMN0602120A* | 32200 | 17 | 8.1 | 32800 | 25200 | 76.83% | 1.96 | 11.5 | 11 |  |  |  |  | R-410A | 2.6833 | Residential & Commercial | USHP | Ducted CEE Tier 1
215942381 | Central HP <5.4 tons | BRYANT HEATING AND COOLING SYSTEMS | HRCU-A-CB (Split System: Heat Pump with Remote Outdoor Unit-Air-Source) | 293VAN036**AA* |  |  | CVAMA4921XMA*+UI | 987MC42060C17*** | 35200 | 21 | 8.5 | 37400 | 28000 | 74.87% | 2.06 | 0 | 11.7 |  |  |  |  | R-454B | 2.9333 | Residential & Commercial | USHP | Ducted CEE Tier 1
212625871 | Central HP <5.4 tons | COLEMAN | HRCU-A-CB (Split System: Heat Pump with Remote Outdoor Unit-Air-Source) | HMH72B341 | ASPEN |  | D(A,C,E)48D36+TDR | TM9V120D20MP12 | 33000 | 17 | 8.5 | 32400 | 28200 | 87.04% | 2.79 | 0 | 9 |  |  |  |  | R-410A | 2.75 | Residential & Commercial | USHP
212625889 | Central HP <5.4 tons | COLEMAN | HRCU-A-CB (Split System: Heat Pump with Remote Outdoor Unit-Air-Source) | HMH72B341 | ASPEN |  | D(A,C,E)48C36+TDR | TP9C120D20MP13 | 32800 | 17 | 8.1 | 32400 | 28200 | 87.04% | 2.51 | 0 | 9.5 |  |  |  |  | R-410A | 2.7333 | Residential & Commercial | USHP
212625938 | Central HP <5.4 tons | COLEMAN | HRCU-A-CB (Split System: Heat Pump with Remote Outdoor Unit-Air-Source) | HMH72B341 | ASPEN |  | D(A,C,E)42A36+TDR | TM8Y080B12MP11 | 32000 | 17.9 | 8.3 | 33200 | 27400 | 82.53% | 2.62 | 0 | 9.9 |  |  |  |  | R-410A | 2.6667 | Residential & Commercial | USHP
212626019 | Central HP <5.4 tons | COLEMAN | HRCU-A-CB (Split System: Heat Pump with Remote Outdoor Unit-Air-Source) | HMH72B341 | ASPEN |  | C(A,C,D,E)36A36+TDR | TM9E100C16MP12 | 31400 | 17.8 | 8.2 | 33400 | 27000 | 80.84% | 2.58 | 0 | 9.8 |  |  |  |  | R-410A | 2.6167 | Residential & Commercial | USHP
212626053 | Central HP <5.4 tons | COLEMAN | HRCU-A-CB (Split System: Heat Pump with Remote Outdoor Unit-Air-Source) | HMH72B341 | ASPEN |  | D(A,C,E)48B26+TDR | TM8Y100C20MP11 | 32200 | 18 | 8.1 | 33400 | 29800 | 89.22% | 2.72 | 0 | 9.5 |  |  |  |  | R-410A | 2.6833 | Residential & Commercial | USHP
212626086 | Central HP <5.4 tons | COLEMAN | HRCU-A-CB (Split System: Heat Pump with Remote Outdoor Unit-Air-Source) | HMH72B341 | ASPEN |  | D(A,C,E)48D36+TDR | TM8Y080B12MP11 | 33600 | 18 | 8.5 | 33400 | 27400 | 82.04% | 2.65 | 0 | 10 |  |  |  |  | R-410A | 2.8 | Residential & Commercial | USHP | Ducted CEE Tier 1
212626203 | Central HP <5.4 tons | COLEMAN | HRCU-A-CB (Split System: Heat Pump with Remote Outdoor Unit-Air-Source) | HMH72B341 | ASPEN |  | D(A,C,E)48A36+TDR | TM9V080B12MP12 | 32800 | 17 | 8.1 | 33600 | 29400 | 87.5% | 2.64 | 0 | 9.5 |  |  |  |  | R-410A | 2.7333 | Residential & Commercial | USHP
212626240 | Central HP <5.4 tons | COLEMAN | HRCU-A-CB (Split System: Heat Pump with Remote Outdoor Unit-Air-Source) | HMH72B341 | ASPEN |  | C(A,C,D,E)42A26+TDR | TM8E100C16MP11 | 30800 | 17.9 | 8.1 | 33600 | 28200 | 83.93% | 2.64 | 0 | 9.8 |  |  |  |  | R-410A | 2.5667 | Residential & Commercial | USHP
216676296 | Central HP <5.4 tons | DAY & NIGHT | HRCU-A-CB (Split System: Heat Pump with Remote Outdoor Unit-Air-Source) | D5CURAH24AAK |  |  | EA*5X30M17A* | *80VSL0901716B* | 23400 | 15.2 | 8.5 | 24000 | 19400 | 80.83% | 1.92 | 0 | 9.8 |  |  |  |  | R-454B | 1.95 | Residential & Commercial | USHP
216678217 | Central HP <5.4 tons | DAY & NIGHT | HRCU-A-CB (Split System: Heat Pump with Remote Outdoor Unit-Air-Source) | D5CURAH24AAK |  |  | EA*5X37M21A* | *96VTN1002122B* | 24800 | 15.5 | 9 | 23200 | 19100 | 82.33% | 2.08 | 0 | 10 |  |  |  |  | R-454B | 2.0667 | Residential & Commercial | USHP | Ducted CEE Tier 1
213279235 | Central HP <5.4 tons | COLEMAN | HRCU-A-CB (Split System: Heat Pump with Remote Outdoor Unit-Air-Source) | THF2B48T21 | ASPEN |  | D(A,C,E)60A46+TDR | TL8E080C16UH11 | 43000 | 16 | 8.2 | 44000 | 31200 | 70.91% | 3.13 | 0 | 11.5 |  |  |  |  | R-410A | 3.5833 | Residential & Commercial | USHP | Ducted CEE Tier 1
213279251 | Central HP <5.4 tons | COLEMAN | HRCU-A-CB (Split System: Heat Pump with Remote Outdoor Unit-Air-Source) | THF2B48T21 | ASPEN |  | D(A,C,E)60A46+TDR | TM8V100C20MP12 | 43500 | 16 | 8.3 | 45000 | 31600 | 70.22% | 3.09 | 0 | 11 |  |  |  |  | R-410A | 3.625 | Residential & Commercial | USHP | Ducted CEE Tier 1
212626287 | Central HP <5.4 tons | COLEMAN | HRCU-A-CB (Split System: Heat Pump with Remote Outdoor Unit-Air-Source) | HMH72B341 | ASPEN |  | D(A,C,E)36A36+TDR | TM8E120C16MP11 | 33200 | 18 | 8.1 | 33600 | 28600 | 85.12% | 2.67 | 0 | 10 |  |  |  |  | R-410A | 2.7667 | Residential & Commercial | USHP | Ducted CEE Tier 1
212626354 | Central HP <5.4 tons | COLEMAN | HRCU-A-CB (Split System: Heat Pump with Remote Outdoor Unit-Air-Source) | HMH72B341 | ASPEN |  | C(A,C,D,E)42A26+TDR | TM9E100C16MP12 | 29400 | 17.2 | 8.4 | 33600 | 27200 | 80.95% | 2.64 | 0 | 9.4 |  |  |  |  | R-410A | 2.45 | Residential & Commercial | USHP
212626389 | Central HP <5.4 tons | COLEMAN | HRCU-A-CB (Split System: Heat Pump with Remote Outdoor Unit-Air-Source) | HMH72B341 | ASPEN |  | D(A,C,E)36C36+TDR | TM9E100C16MP12 | 32600 | 18 | 8.5 | 33600 | 27200 | 80.95% | 2.66 | 0 | 10 |  |  |  |  | R-410A | 2.7167 | Residential & Commercial | USHP | Ducted CEE Tier 1
212626404 | Central HP <5.4 tons | COLEMAN | HRCU-A-CB (Split System: Heat Pump with Remote Outdoor Unit-Air-Source) | HMH72B341 | ASPEN |  | C(A,C,D,E)42A26+TDR | TM9Y080C16MP11 | 29200 | 17.7 | 8.5 | 33600 | 28000 | 83.33% | 2.66 | 0 | 8.9 |  |  |  |  | R-410A | 2.4333 | Residential & Commercial | USHP
212626424 | Central HP <5.4 tons | COLEMAN | HRCU-A-CB (Split System: Heat Pump with Remote Outdoor Unit-Air-Source) | HMH72B341 | ASPEN |  | C(A,C,D,E)42A26+TDR | TP9C100C20MP13 | 29200 | 16.7 | 8.1 | 33600 | 28200 | 83.93% | 2.46 | 0 | 8.9 |  |  |  |  | R-410A | 2.4333 | Residential & Commercial | USHP
212626658 | Central HP <5.4 tons | COLEMAN | HRCU-A-CB (Split System: Heat Pump with Remote Outdoor Unit-Air-Source) | HMH72B341 | ASPEN |  | C(A,C,D,E)36B36+TDR | TM9E060A10MP12 | 31800 | 17.5 | 8.1 | 33800 | 27400 | 81.07% | 2.4 | 0 | 9.4 |  |  |  |  | R-410A | 2.65 | Residential & Commercial | USHP
213082064 | Central HP <5.4 tons | GREE | HRCU-A-C (Split System: Heat Pump with Remote Outdoor Unit with No Indoor Fan --Air Source) | GUD60W/A-D(U) | ADP |  | PL60H210P529+TD | 0 | 47000 | 15.2 | 8.5 | 46000 | 33200 | 72.17% | 1.8 | 0 | 10 |  |  |  |  | R-410A | 3.9167 | Residential & Commercial | USHP | Ducted CEE Tier 1
216735008 | Central HP <5.4 tons | BRYANT HEATING AND COOLING SYSTEMS | HRCU-A-CB (Split System: Heat Pump with Remote Outdoor Unit-Air-Source) | 37MUHAQ24AA3 |  |  | CAA**3717AM* | 83*SB48060M17*** | 23200 | 17 | 8.5 | 21000 | 18600 | 88.57% | 1.94 | 0 | 11 |  |  |  |  | R-454B | 1.9333 | Residential & Commercial | USHP | Ducted CEE Tier 1
216735840 | Central HP <5.4 tons | BRYANT HEATING AND COOLING SYSTEMS | HRCU-A-CB (Split System: Heat Pump with Remote Outdoor Unit-Air-Source) | 37MUHAQ24AA3 |  |  | CAA**3721AM* | 916SA60100M21*** | 23400 | 16 | 8.5 | 20800 | 18500 | 88.94% | 1.98 | 0 | 11 |  |  |  |  | R-454B | 1.95 | Residential & Commercial | USHP | Ducted CEE Tier 1
212626671 | Central HP <5.4 tons | COLEMAN | HRCU-A-CB (Split System: Heat Pump with Remote Outdoor Unit-Air-Source) | HMH72B341 | ASPEN |  | D(A,C,E)42C36+TDR | TM9E060A10MP12 | 32600 | 17.5 | 8.1 | 33800 | 27400 | 81.07% | 2.4 | 0 | 9.5 |  |  |  |  | R-410A | 2.7167 | Residential & Commercial | USHP
212626673 | Central HP <5.4 tons | COLEMAN | HRCU-A-CB (Split System: Heat Pump with Remote Outdoor Unit-Air-Source) | HMH72B341 | ASPEN |  | D(A,C,E)42D36+TDR | TM9E060A10MP12 | 33000 | 17.5 | 8.1 | 33800 | 27400 | 81.07% | 2.4 | 0 | 9 |  |  |  |  | R-410A | 2.75 | Residential & Commercial | USHP
212626688 | Central HP <5.4 tons | COLEMAN | HRCU-A-CB (Split System: Heat Pump with Remote Outdoor Unit-Air-Source) | HMH72B341 | ASPEN |  | D(A,C,E)36B36+TDR | TM8E100C16MP11 | 33000 | 18 | 8.2 | 33800 | 28200 | 83.43% | 2.68 | 0 | 10 |  |  |  |  | R-410A | 2.75 | Residential & Commercial | USHP | Ducted CEE Tier 1
212626724 | Central HP <5.4 tons | COLEMAN | HRCU-A-CB (Split System: Heat Pump with Remote Outdoor Unit-Air-Source) | HMH72B341 | ASPEN |  | C(A,C,D,E)36B26+TDR | TM9V080B12MP12 | 30600 | 17 | 8.4 | 33800 | 29200 | 86.39% | 2.69 | 0 | 9.3 |  |  |  |  | R-410A | 2.55 | Residential & Commercial | USHP
212626740 | Central HP <5.4 tons | COLEMAN | HRCU-A-CB (Split System: Heat Pump with Remote Outdoor Unit-Air-Source) | HMH72B341 | ASPEN |  | D(A,C,E)36B36+TDR | TM8E120C16MP11 | 33200 | 18 | 8.2 | 33800 | 28600 | 84.62% | 2.7 | 0 | 10 |  |  |  |  | R-410A | 2.7667 | Residential & Commercial | USHP | Ducted CEE Tier 1
212626791 | Central HP <5.4 tons | COLEMAN | HRCU-A-CB (Split System: Heat Pump with Remote Outdoor Unit-Air-Source) | HMH72B341 | ASPEN |  | D(A,C,E)42B36+TDR | TM8E100C16MP11 | 33000 | 18 | 8.3 | 33800 | 28600 | 84.62% | 2.7 | 0 | 10 |  |  |  |  | R-410A | 2.75 | Residential & Commercial | USHP | Ducted CEE Tier 1
212626821 | Central HP <5.4 tons | COLEMAN | HRCU-A-CB (Split System: Heat Pump with Remote Outdoor Unit-Air-Source) | HMH72B341 | ASPEN |  | C(A,C,D,E)48A36+TDR | TM8E100B12MP11 | 32400 | 18 | 8.4 | 33800 | 27400 | 81.07% | 2.62 | 0 | 9.9 |  |  |  |  | R-410A | 2.7 | Residential & Commercial | USHP
212626888 | Central HP <5.4 tons | COLEMAN | HRCU-A-CB (Split System: Heat Pump with Remote Outdoor Unit-Air-Source) | HMH72B341 | ASPEN |  | D(A,C,E)36A46+TDR | TM8E060A12MP11 | 32200 | 18 | 8.1 | 33800 | 27400 | 81.07% | 2.44 | 0 | 9.9 |  |  |  |  | R-410A | 2.6833 | Residential & Commercial | USHP
216735876 | Central HP <5.4 tons | BRYANT HEATING AND COOLING SYSTEMS | HRCU-A-CB (Split System: Heat Pump with Remote Outdoor Unit-Air-Source) | 37MUHAQ24AA3 |  |  | CAA**3721AM* | 926SB48080V17*** | 23200 | 16.5 | 8.5 | 20800 | 18500 | 88.94% | 1.96 | 0 | 11 |  |  |  |  | R-454B | 1.9333 | Residential & Commercial | USHP | Ducted CEE Tier 1
216735943 | Central HP <5.4 tons | BRYANT HEATING AND COOLING SYSTEMS | HRCU-A-CB (Split System: Heat Pump with Remote Outdoor Unit-Air-Source) | 37MUHAQ24AA3 |  |  | CAA**3721AM* | 935SB66100M21*** | 23600 | 17 | 8.5 | 21000 | 18600 | 88.57% | 1.96 | 0 | 11 |  |  |  |  | R-454B | 1.9667 | Residential & Commercial | USHP | Ducted CEE Tier 1
215670073 | Central HP <5.4 tons | COMFORTMAKER | HRCU-A-CB (Split System: Heat Pump with Remote Outdoor Unit-Air-Source) | C5H0V36*K*AAA* |  |  | ESH5X42M12A*+WALLCON | *97CMN1002122B* | 34000 | 16.5 | 8.5 | 35600 | 25200 | 70.79% | 1.78 | 0 | 9.5 |  |  |  |  | R-454B | 2.8333 | Residential & Commercial | USHP
212977641 | Central HP <5.4 tons | HEIL | HRCU-A-CB (Split System: Heat Pump with Remote Outdoor Unit-Air-Source) | DLCURAH24ABK |  |  | EA*4X37L17A* | *80MS(N,L)0451412A* | 24200 | 17 | 8.5 | 25200 | 22000 | 87.3% | 1.84 | 0 | 10 |  |  |  |  | R-410A | 2.0167 | Residential & Commercial | USHP | Ducted CEE Tier 1
215670171 | Central HP <5.4 tons | COMFORTMAKER | HRCU-A-CB (Split System: Heat Pump with Remote Outdoor Unit-Air-Source) | C5H0V36*K*AAA* |  |  | ESH5X48M12A*+WALLCON | *80CTL0701412B* | 34000 | 16.5 | 8.5 | 35600 | 25400 | 71.35% | 1.76 | 0 | 9.5 |  |  |  |  | R-454B | 2.8333 | Residential & Commercial | USHP
212626889 | Central HP <5.4 tons | COLEMAN | HRCU-A-CB (Split System: Heat Pump with Remote Outdoor Unit-Air-Source) | HMH72B341 | ASPEN |  | D(A,C,E)36B36+TDR | TM8E060A12MP11 | 32200 | 18 | 8.1 | 33800 | 27400 | 81.07% | 2.44 | 0 | 9.9 |  |  |  |  | R-410A | 2.6833 | Residential & Commercial | USHP
212626890 | Central HP <5.4 tons | COLEMAN | HRCU-A-CB (Split System: Heat Pump with Remote Outdoor Unit-Air-Source) | HMH72B341 | ASPEN |  | D(A,C,E)36B46+TDR | TM8E060A12MP11 | 33000 | 18 | 8.1 | 33800 | 27400 | 81.07% | 2.44 | 0 | 10 |  |  |  |  | R-410A | 2.75 | Residential & Commercial | USHP | Ducted CEE Tier 1
212627022 | Central HP <5.4 tons | COLEMAN | HRCU-A-CB (Split System: Heat Pump with Remote Outdoor Unit-Air-Source) | HMH72B341 | ASPEN |  | C(A,C,D,E)42A36+TDR | TM8Y080C16MP11 | 31800 | 18.5 | 8.3 | 33800 | 27400 | 81.07% | 2.63 | 0 | 9.9 |  |  |  |  | R-410A | 2.65 | Residential & Commercial | USHP
212627024 | Central HP <5.4 tons | COLEMAN | HRCU-A-CB (Split System: Heat Pump with Remote Outdoor Unit-Air-Source) | HMH72B341 | ASPEN |  | C(A,C,D,E)42A36+TDR | TM8Y100C16MP11 | 31800 | 18.5 | 8.3 | 33800 | 27400 | 81.07% | 2.63 | 0 | 9.9 |  |  |  |  | R-410A | 2.65 | Residential & Commercial | USHP
212627040 | Central HP <5.4 tons | COLEMAN | HRCU-A-CB (Split System: Heat Pump with Remote Outdoor Unit-Air-Source) | HMH72B341 | ASPEN |  | D(A,C,E)36D26+TDR | CP9C080C16MP13 | 30400 | 17 | 8.1 | 33800 | 27400 | 81.07% | 2.45 | 0 | 9 |  |  |  |  | R-410A | 2.5333 | Residential & Commercial | USHP
212627056 | Central HP <5.4 tons | COLEMAN | HRCU-A-CB (Split System: Heat Pump with Remote Outdoor Unit-Air-Source) | HMH72B341 | ASPEN |  | C(A,C,D,E)36C26+TDR | TM9V080C16MP12 | 29800 | 16.9 | 8.5 | 33800 | 27400 | 81.07% | 2.66 | 0 | 9.5 |  |  |  |  | R-410A | 2.4833 | Residential & Commercial | USHP
212627090 | Central HP <5.4 tons | COLEMAN | HRCU-A-CB (Split System: Heat Pump with Remote Outdoor Unit-Air-Source) | HMH72B341 | ASPEN |  | D(A,C,E)42C26+TDR | TP9C080C16MP13 | 30400 | 17 | 8.1 | 33800 | 27400 | 81.07% | 2.45 | 0 | 9 |  |  |  |  | R-410A | 2.5333 | Residential & Commercial | USHP
212627091 | Central HP <5.4 tons | COLEMAN | HRCU-A-CB (Split System: Heat Pump with Remote Outdoor Unit-Air-Source) | HMH72B341 | ASPEN |  | D(A,C,E)42C36+TDR | TP9C080C16MP13 | 32800 | 17.5 | 8.1 | 33800 | 27400 | 81.07% | 2.45 | 0 | 10 |  |  |  |  | R-410A | 2.7333 | Residential & Commercial | USHP | Ducted CEE Tier 1
212975690 | Central HP <5.4 tons | HEIL | HRCU-A-CB (Split System: Heat Pump with Remote Outdoor Unit-Air-Source) | DLCURAH24ABK |  |  | EA*4X36L17A* | *96VTN0601412B* | 23600 | 17 | 8.5 | 26200 | 24000 | 91.6% | 2 | 0 | 10 |  |  |  |  | R-410A | 1.9667 | Residential & Commercial | USHP | Ducted CEE Tier 1
212976078 | Central HP <5.4 tons | HEIL | HRCU-A-CB (Split System: Heat Pump with Remote Outdoor Unit-Air-Source) | DLCURAH24ABK |  |  | EA*4X37L21A* | *96VTN0801716B* | 24600 | 17 | 8.5 | 25200 | 21200 | 84.13% | 1.78 | 0 | 10.5 |  |  |  |  | R-410A | 2.05 | Residential & Commercial | USHP | Ducted CEE Tier 1
215670371 | Central HP <5.4 tons | COMFORTMAKER | HRCU-A-CB (Split System: Heat Pump with Remote Outdoor Unit-Air-Source) | C5H0V36*K*AAA* |  |  | ESH5X48M12A*+WALLCON | *96CTN1202422B* | 34200 | 17 | 8.5 | 35400 | 25200 | 71.19% | 1.9 | 0 | 9.5 |  |  |  |  | R-454B | 2.85 | Residential & Commercial | USHP
216968916 | Central HP <5.4 tons | CONCORD | HRCU-A-CB (Split System: Heat Pump with Remote Outdoor Unit-Air-Source) | 4HP18V36P | ADP |  | H,A,DG9J(1,2)36+TXV | 97G2DF070BE16 | 23800 | 18 | 8.5 | 22400 | 16300 | 72.77% | 2.16 | 0 | 12 |  |  |  |  | R-410A | 1.9833 | Residential & Commercial | USHP | Ducted CEE Tier 1
216676246 | Central HP <5.4 tons | DAY & NIGHT | HRCU-A-CB (Split System: Heat Pump with Remote Outdoor Unit-Air-Source) | D5CURAH24AAK |  |  | EA*5X30M17A* | *80VSL0701716B* | 23400 | 15.2 | 8.5 | 24000 | 19400 | 80.83% | 1.9 | 0 | 9.8 |  |  |  |  | R-454B | 1.95 | Residential & Commercial | USHP
216736160 | Central HP <5.4 tons | BRYANT HEATING AND COOLING SYSTEMS | HRCU-A-CB (Split System: Heat Pump with Remote Outdoor Unit-Air-Source) | 37MUHAQ24AA3 |  |  | CSAH*2412AM* | 8(0,1)*SB36070M17*** | 22200 | 15.2 | 8.1 | 21000 | 18900 | 90% | 1.9 | 0 | 10.5 |  |  |  |  | R-454B | 1.85 | Residential & Commercial | USHP | Ducted CEE Tier 1
212627106 | Central HP <5.4 tons | COLEMAN | HRCU-A-CB (Split System: Heat Pump with Remote Outdoor Unit-Air-Source) | HMH72B341 | ASPEN |  | D(A,C,E)36C36+TDR | TM8Y120C20MP11 | 33600 | 18 | 8.3 | 33800 | 30200 | 89.35% | 2.82 | 0 | 9.5 |  |  |  |  | R-410A | 2.8 | Residential & Commercial | USHP
212627122 | Central HP <5.4 tons | COLEMAN | HRCU-A-CB (Split System: Heat Pump with Remote Outdoor Unit-Air-Source) | HMH72B341 | ASPEN |  | C(A,C,D,E)48A36+TDR | TM9Y080C16MP11 | 32200 | 18.5 | 8.5 | 33800 | 28200 | 83.43% | 2.67 | 0 | 9.4 |  |  |  |  | R-410A | 2.6833 | Residential & Commercial | USHP
212627142 | Central HP <5.4 tons | COLEMAN | HRCU-A-CB (Split System: Heat Pump with Remote Outdoor Unit-Air-Source) | HMH72B341 | ASPEN |  | C(A,C,D,E)42B36+TDR | TL9E080C16UH11 | 32200 | 17.5 | 8.5 | 33800 | 27800 | 82.25% | 2.66 | 0 | 9.4 |  |  |  |  | R-410A | 2.6833 | Residential & Commercial | USHP
212627157 | Central HP <5.4 tons | COLEMAN | HRCU-A-CB (Split System: Heat Pump with Remote Outdoor Unit-Air-Source) | HMH72B341 | ASPEN |  | D(A,C,E)48B26+TDR | TL8E100C20UH11 | 30200 | 17 | 8.4 | 33800 | 27200 | 80.47% | 2.66 | 0 | 9 |  |  |  |  | R-410A | 2.5167 | Residential & Commercial | USHP
212627224 | Central HP <5.4 tons | COLEMAN | HRCU-A-CB (Split System: Heat Pump with Remote Outdoor Unit-Air-Source) | HMH72B341 | ASPEN |  | D(A,C,E)48C36+TDR | CPLC080B12MP13 | 32400 | 17 | 8.1 | 33600 | 29400 | 87.5% | 2.42 | 0 | 9.5 |  |  |  |  | R-410A | 2.7 | Residential & Commercial | USHP
212627241 | Central HP <5.4 tons | COLEMAN | HRCU-A-CB (Split System: Heat Pump with Remote Outdoor Unit-Air-Source) | HMH72B341 | ASPEN |  | C(A,C,D,E)36C26+TDR | TL9E060B12UH11 | 29800 | 17.4 | 8.1 | 34000 | 27800 | 81.76% | 2.4 | 0 | 9 |  |  |  |  | R-410A | 2.4833 | Residential & Commercial | USHP
212627242 | Central HP <5.4 tons | COLEMAN | HRCU-A-CB (Split System: Heat Pump with Remote Outdoor Unit-Air-Source) | HMH72B341 | ASPEN |  | C(A,C,D,E)36C36+TDR | TL9E060B12UH11 | 32400 | 18 | 8.1 | 34000 | 27800 | 81.76% | 2.4 | 0 | 9.5 |  |  |  |  | R-410A | 2.7 | Residential & Commercial | USHP
212627275 | Central HP <5.4 tons | COLEMAN | HRCU-A-CB (Split System: Heat Pump with Remote Outdoor Unit-Air-Source) | HMH72B341 | ASPEN |  | D(A,C,E)36A46+TDR | TM9E060B12MP12 | 32000 | 17.5 | 8.1 | 34000 | 28000 | 82.35% | 2.39 | 0 | 9.4 |  |  |  |  | R-410A | 2.6667 | Residential & Commercial | USHP
212976117 | Central HP <5.4 tons | HEIL | HRCU-A-CB (Split System: Heat Pump with Remote Outdoor Unit-Air-Source) | DLCURAH24ABK |  |  | EN(A,D,W)4X36L17** | *96VTN0801716B* | 23400 | 16.5 | 8.1 | 25800 | 24200 | 93.8% | 2 | 0 | 10 |  |  |  |  | R-410A | 1.95 | Residential & Commercial | USHP | Ducted CEE Tier 1
212976696 | Central HP <5.4 tons | HEIL | HRCU-A-CB (Split System: Heat Pump with Remote Outdoor Unit-Air-Source) | DLCURAH24ABK |  |  | EN(A,D)4X36L21** | *96VTN1002120B* | 23600 | 17 | 8.5 | 26200 | 24600 | 93.89% | 2.04 | 0 | 10.5 |  |  |  |  | R-410A | 1.9667 | Residential & Commercial | USHP | Ducted CEE Tier 1
212290962 | Central HP <5.4 tons | GOETTL | HRCU-A-CB (Split System: Heat Pump with Remote Outdoor Unit-Air-Source) | ASZS601810A* |  |  | CA*EA1818*4A* | A*VM970804CNB* | 16600 | 17.5 | 8.5 | 17400 | 13000 | 74.71% | 2.1 | 0 | 10.9 |  |  |  |  | R-410A | 1.3833 | Residential & Commercial | USHP | Ducted CEE Tier 1
216735290 | Central HP <5.4 tons | BRYANT HEATING AND COOLING SYSTEMS | HRCU-A-CB (Split System: Heat Pump with Remote Outdoor Unit-Air-Source) | 37MUHAQ24AA3 |  |  | CAA**3717AM* | 986TD42060C17*** | 23000 | 16.5 | 8.5 | 20800 | 18500 | 88.94% | 1.96 | 0 | 11 |  |  |  |  | R-454B | 1.9167 | Residential & Commercial | USHP | Ducted CEE Tier 1
214569339 | Central HP <5.4 tons | BRYANT HEATING AND COOLING SYSTEMS | HRCU-A-CB (Split System: Heat Pump with Remote Outdoor Unit-Air-Source) | 284ANV024*0**B* |  |  | CAP**4221AL*+UI | 987MC60060C21*** | 23400 | 20 | 10.5 | 26600 | 19900 | 74.81% | 2.44 | 0 | 12.5 |  |  |  |  | R-410A | 1.95 | Residential & Commercial | USHP | Ducted CEE Tier 1
214569353 | Central HP <5.4 tons | BRYANT HEATING AND COOLING SYSTEMS | HRCU-A-CB (Split System: Heat Pump with Remote Outdoor Unit-Air-Source) | 284ANV024*0**B* |  |  | CAP**4321AL*+UI | 935CB66100C21*** | 24200 | 20.5 | 11 | 26400 | 19600 | 74.24% | 2.56 | 0 | 13.5 |  |  |  |  | R-410A | 2.0167 | Residential & Commercial | USHP | Ducted CEE Tier 1
212627359 | Central HP <5.4 tons | COLEMAN | HRCU-A-CB (Split System: Heat Pump with Remote Outdoor Unit-Air-Source) | HMH72B341 | ASPEN |  | C(A,C,D,E)36B26+TDR | TP9C060B12MP13 | 29400 | 16.7 | 8.1 | 34000 | 27800 | 81.76% | 2.42 | 0 | 9 |  |  |  |  | R-410A | 2.45 | Residential & Commercial | USHP
212627375 | Central HP <5.4 tons | COLEMAN | HRCU-A-CB (Split System: Heat Pump with Remote Outdoor Unit-Air-Source) | HMH72B341 | ASPEN |  | D(A,C,E)42D36+TDR | TP9C060B12MP13 | 33200 | 17.5 | 8.1 | 34000 | 27800 | 81.76% | 2.42 | 0 | 9 |  |  |  |  | R-410A | 2.7667 | Residential & Commercial | USHP
212627391 | Central HP <5.4 tons | COLEMAN | HRCU-A-CB (Split System: Heat Pump with Remote Outdoor Unit-Air-Source) | HMH72B341 | ASPEN |  | D(A,C,E)36A36+TDR | TM8E080B12MP11 | 31600 | 17.9 | 8.4 | 34000 | 28000 | 82.35% | 2.63 | 0 | 9.3 |  |  |  |  | R-410A | 2.6333 | Residential & Commercial | USHP
212627406 | Central HP <5.4 tons | COLEMAN | HRCU-A-CB (Split System: Heat Pump with Remote Outdoor Unit-Air-Source) | HMH72B341 | ASPEN |  | D(A,C,E)48C36+TDR | TL8E060A12UH11 | 32800 | 18 | 8.1 | 33400 | 29000 | 86.83% | 2.46 | 0 | 9.5 |  |  |  |  | R-410A | 2.7333 | Residential & Commercial | USHP
212627407 | Central HP <5.4 tons | COLEMAN | HRCU-A-CB (Split System: Heat Pump with Remote Outdoor Unit-Air-Source) | HMH72B341 | ASPEN |  | D(A,C,E)48D36+TDR | TL8E060A12UH11 | 32800 | 18 | 8.1 | 33400 | 29000 | 86.83% | 2.46 | 0 | 9.5 |  |  |  |  | R-410A | 2.7333 | Residential & Commercial | USHP
212627425 | Central HP <5.4 tons | COLEMAN | HRCU-A-CB (Split System: Heat Pump with Remote Outdoor Unit-Air-Source) | HMH72B341 | ASPEN |  | D(A,C,E)36B46+TDR | TM8E080B12MP11 | 33000 | 18 | 8.5 | 34000 | 28000 | 82.35% | 2.63 | 0 | 9 |  |  |  |  | R-410A | 2.75 | Residential & Commercial | USHP
212627442 | Central HP <5.4 tons | COLEMAN | HRCU-A-CB (Split System: Heat Pump with Remote Outdoor Unit-Air-Source) | HMH72B341 | ASPEN |  | C(A,C,D,E)36B36+TDR | TM9Y080B12MP11 | 32000 | 18 | 8.1 | 34000 | 28000 | 82.35% | 2.41 | 0 | 9.4 |  |  |  |  | R-410A | 2.6667 | Residential & Commercial | USHP
212627459 | Central HP <5.4 tons | COLEMAN | HRCU-A-CB (Split System: Heat Pump with Remote Outdoor Unit-Air-Source) | HMH72B341 | ASPEN |  | D(A,C,E)48C26+TDR | TM9Y080B12MP11 | 30600 | 17.7 | 8.1 | 34000 | 28000 | 82.35% | 2.41 | 0 | 9 |  |  |  |  | R-410A | 2.55 | Residential & Commercial | USHP
212290977 | Central HP <5.4 tons | GOETTL | HRCU-A-CB (Split System: Heat Pump with Remote Outdoor Unit-Air-Source) | ASZS601810A* |  |  | CA*EA1818*4A*+MBVC1600**-1A* | 0 | 16600 | 17.5 | 8.5 | 17400 | 13000 | 74.71% | 2.1 | 0 | 10.9 |  |  |  |  | R-410A | 1.3833 | Residential & Commercial | USHP | Ducted CEE Tier 1
215670441 | Central HP <5.4 tons | COMFORTMAKER | HRCU-A-CB (Split System: Heat Pump with Remote Outdoor Unit-Air-Source) | C5H0V36*K*AAA* |  |  | ESH5X60M12A*+WALLCON | *80CTL0901716B* | 34600 | 17 | 8.5 | 34600 | 24800 | 71.68% | 1.8 | 0 | 9.5 |  |  |  |  | R-454B | 2.8833 | Residential & Commercial | USHP
215670621 | Central HP <5.4 tons | COMFORTMAKER | HRCU-A-CB (Split System: Heat Pump with Remote Outdoor Unit-Air-Source) | C5H0V36*K*AAA* |  |  | FCMA5B60L0D*+WALLCON | 0 | 35400 | 19.5 | 9.5 | 34000 | 24400 | 71.76% | 2.04 | 0 | 11.5 |  |  |  |  | R-454B | 2.95 | Residential & Commercial | USHP | Ducted CEE Tier 1
215670057 | Central HP <5.4 tons | COMFORTMAKER | HRCU-A-CB (Split System: Heat Pump with Remote Outdoor Unit-Air-Source) | C5H0V36*K*AAA* |  |  | ESH5X42M12A*+WALLCON | *97CMN0801714B* | 33800 | 16.5 | 8.5 | 35800 | 25400 | 70.95% | 1.78 | 0 | 9 |  |  |  |  | R-454B | 2.8167 | Residential & Commercial | USHP
215670191 | Central HP <5.4 tons | COMFORTMAKER | HRCU-A-CB (Split System: Heat Pump with Remote Outdoor Unit-Air-Source) | C5H0V36*K*AAA* |  |  | ESH5X48M12A*+WALLCON | *80CTL0702120B* | 34200 | 17 | 8.5 | 35400 | 25200 | 71.19% | 1.88 | 0 | 9.5 |  |  |  |  | R-454B | 2.85 | Residential & Commercial | USHP
215670261 | Central HP <5.4 tons | COMFORTMAKER | HRCU-A-CB (Split System: Heat Pump with Remote Outdoor Unit-Air-Source) | C5H0V36*K*AAA* |  |  | ESH5X48M12A*+WALLCON | *95CSU1002122B* | 34200 | 16.5 | 8.5 | 35400 | 25200 | 71.19% | 1.9 | 0 | 9.5 |  |  |  |  | R-454B | 2.85 | Residential & Commercial | USHP
215670361 | Central HP <5.4 tons | COMFORTMAKER | HRCU-A-CB (Split System: Heat Pump with Remote Outdoor Unit-Air-Source) | C5H0V36*K*AAA* |  |  | ESH5X48M12A*+WALLCON | *96CTN1002122B* | 34200 | 17 | 8.5 | 35400 | 25200 | 71.19% | 1.9 | 0 | 9.5 |  |  |  |  | R-454B | 2.85 | Residential & Commercial | USHP
212975723 | Central HP <5.4 tons | HEIL | HRCU-A-CB (Split System: Heat Pump with Remote Outdoor Unit-Air-Source) | DLCURAH24ABK |  |  | EN(A,D)4X24L17** | *96VTN0601412B* | 23200 | 16.5 | 8.5 | 26800 | 25400 | 94.78% | 2.12 | 0 | 10 |  |  |  |  | R-410A | 1.9333 | Residential & Commercial | USHP | Ducted CEE Tier 1
212977665 | Central HP <5.4 tons | HEIL | HRCU-A-CB (Split System: Heat Pump with Remote Outdoor Unit-Air-Source) | DLCURAH24ABK |  |  | EN(A,D)4X24L17** | *80MS(N,L)0451412A* | 23200 | 16.5 | 8.5 | 26800 | 25000 | 93.28% | 2.08 | 0 | 10 |  |  |  |  | R-410A | 1.9333 | Residential & Commercial | USHP | Ducted CEE Tier 1
212624001 | Central HP <5.4 tons | COLEMAN | HRCU-A-CB (Split System: Heat Pump with Remote Outdoor Unit-Air-Source) | HMH72B341 | ASPEN |  | D(A,C,E)48B34+TDR | TM9Y080B12MP11 | 32600 | 18 | 8.1 | 34000 | 28000 | 82.35% | 2.41 | 0 | 9.5 |  |  |  |  | R-410A | 2.7167 | Residential & Commercial | USHP
212624021 | Central HP <5.4 tons | COLEMAN | HRCU-A-CB (Split System: Heat Pump with Remote Outdoor Unit-Air-Source) | HMH72B341 | ASPEN |  | D(A,C,E)36B34+TDR | TMLE080B12MP11 | 32000 | 18 | 8.1 | 34000 | 28000 | 82.35% | 2.41 | 0 | 9.4 |  |  |  |  | R-410A | 2.6667 | Residential & Commercial | USHP
211708491 | Central HP <5.4 tons | COLEMAN | HRCU-A-CB (Split System: Heat Pump with Remote Outdoor Unit-Air-Source) | THF2B48T21 | ASPEN |  | D(A,C,E)48D36+TDR | TM9Y100C16MP11 | 45000 | 16 | 8.2 | 44000 | 31200 | 70.91% | 3.13 | 0 | 11.9 |  |  |  |  | R-410A | 3.75 | Residential & Commercial | USHP | Ducted CEE Tier 1
211708505 | Central HP <5.4 tons | COLEMAN | HRCU-A-CB (Split System: Heat Pump with Remote Outdoor Unit-Air-Source) | THF2B48T21 | ASPEN |  | D(A,C,E)48D36+TDR | TMLE100C16MP11 | 45000 | 16 | 8.2 | 44000 | 31200 | 70.91% | 3.13 | 0 | 11.9 |  |  |  |  | R-410A | 3.75 | Residential & Commercial | USHP | Ducted CEE Tier 1
211656178 | Central HP <5.4 tons | FRASER-JOHNSTON | HRCU-A-CB (Split System: Heat Pump with Remote Outdoor Unit-Air-Source) | HMH72B361 | ASPEN |  | AFM474+TDR | 0 | 35200 | 18 | 8.1 | 36000 | 26000 | 72.22% | 2.81 | 0 | 9 |  |  |  |  | R-410A | 2.9333 | Residential & Commercial | USHP
213082123 | Central HP <5.4 tons | GREE | HRCU-A-C (Split System: Heat Pump with Remote Outdoor Unit with No Indoor Fan --Air Source) | GUD60W/A-D(U) | ADP |  | V,R60H210P529+TD | 0 | 47000 | 15.2 | 8.5 | 46000 | 33200 | 72.17% | 1.8 | 0 | 10 |  |  |  |  | R-410A | 3.9167 | Residential & Commercial | USHP | Ducted CEE Tier 1
216677252 | Central HP <5.4 tons | DAY & NIGHT | HRCU-A-CB (Split System: Heat Pump with Remote Outdoor Unit-Air-Source) | D5CURAH24AAK |  |  | EA*5X36M17A* | *96MSN0801716A* | 23800 | 15.2 | 8.5 | 24000 | 19400 | 80.83% | 1.92 | 0 | 9.8 |  |  |  |  | R-454B | 1.9833 | Residential & Commercial | USHP
212977258 | Central HP <5.4 tons | HEIL | HRCU-A-CB (Split System: Heat Pump with Remote Outdoor Unit-Air-Source) | DLCURAH36ABK |  |  | EA*4X48L24A* | *96VTN1202422B* | 35600 | 16.5 | 8.5 | 37800 | 34600 | 91.53% | 2.02 | 0 | 10 |  |  |  |  | R-410A | 2.9667 | Residential & Commercial | USHP | Ducted CEE Tier 1
216678264 | Central HP <5.4 tons | DAY & NIGHT | HRCU-A-CB (Split System: Heat Pump with Remote Outdoor Unit-Air-Source) | D5CURAH24AAK |  |  | EA*5X25M17A* | *97VTN0601716A* | 24400 | 15.5 | 8.5 | 23200 | 19100 | 82.33% | 1.94 | 0 | 10 |  |  |  |  | R-454B | 2.0333 | Residential & Commercial | USHP | Ducted CEE Tier 1
216779074 | Central HP <5.4 tons | BRYANT HEATING AND COOLING SYSTEMS | HRCU-A-CB (Split System: Heat Pump with Remote Outdoor Unit-Air-Source) | 288BNV025*0**C* | ADP |  | H,PG9J*36+TXV | 987MC60060C21*** | 23600 | 16 | 8.1 | 20000 | 16300 | 81.5% | 1.94 | 0 | 11 |  |  |  |  | R-410A | 1.9667 | Residential & Commercial | USHP | Ducted CEE Tier 1
215669039 | Central HP <5.4 tons | COMFORTMAKER | HRCU-A-CB (Split System: Heat Pump with Remote Outdoor Unit-Air-Source) | C5H0V36*K*AAA* |  |  | EA*5X43M21A*+WALLCON | *95CSU1002122B* | 34600 | 18 | 9 | 35200 | 25000 | 71.02% | 1.9 | 0 | 10 |  |  |  |  | R-454B | 2.8833 | Residential & Commercial | USHP | Ducted CEE Tier 1
215669071 | Central HP <5.4 tons | COMFORTMAKER | HRCU-A-CB (Split System: Heat Pump with Remote Outdoor Unit-Air-Source) | C5H0V36*K*AAA* |  |  | EA*5X43M21A*+WALLCON | *97CMN1002122B* | 34600 | 18 | 9 | 35200 | 25000 | 71.02% | 1.9 | 0 | 10 |  |  |  |  | R-454B | 2.8833 | Residential & Commercial | USHP | Ducted CEE Tier 1
213307110 | Central HP <5.4 tons | GREE | HRCU-A-C (Split System: Heat Pump with Remote Outdoor Unit with No Indoor Fan --Air Source) | FLEXX60HP230V1AO | ADP |  | V60H210P529+TD | 0 | 50500 | 15.2 | 8.5 | 51000 | 36800 | 72.16% | 1.8 | 0 | 9.5 |  |  |  |  | R-410A | 4.2083 | Residential & Commercial | USHP
212633394 | Central HP <5.4 tons | GREE | HRCU-A-CB (Split System: Heat Pump with Remote Outdoor Unit-Air-Source) | FLEXX60HP230V1AO | ADP |  | CDP60G20P+TD | 0 | 47000 | 15.2 | 8.5 | 46000 | 33200 | 72.17% | 1.8 | 0 | 10 |  |  |  |  | R-410A | 3.9167 | Residential & Commercial | USHP | Ducted CEE Tier 1
211750026 | Central HP <5.4 tons | GREE | HRCU-A-C (Split System: Heat Pump with Remote Outdoor Unit with No Indoor Fan --Air Source) | GUD60W/A-D(U) | ADP |  | *E50960+TD | 0 | 50500 | 15.2 | 8.4 | 51000 | 36800 | 72.16% | 1.78 | 0 | 9.5 |  |  |  |  | R-410A | 4.2083 | Residential & Commercial | USHP
213613889 | Central HP <5.4 tons | GREE | HRCU-A-C (Split System: Heat Pump with Remote Outdoor Unit with No Indoor Fan --Air Source) | GUD60W/A-D(U) | ADP |  | *E49960 | 0 | 47000 | 15.2 | 8.35 | 46000 | 33200 | 72.17% | 1.78 | 0 | 10 |  |  |  |  | R-410A | 3.9167 | Residential & Commercial | USHP | Ducted CEE Tier 1
213279288 | Central HP <5.4 tons | COLEMAN | HRCU-A-CB (Split System: Heat Pump with Remote Outdoor Unit-Air-Source) | THF2B48T21 | ASPEN |  | D(A,C,E)60A46+TDR | TP9C100C16MP13 | 43000 | 16 | 8.2 | 44000 | 31200 | 70.91% | 3.16 | 0 | 11.5 |  |  |  |  | R-410A | 3.5833 | Residential & Commercial | USHP | Ducted CEE Tier 1
213274524 | Central HP <5.4 tons | COLEMAN | HRCU-A-CB (Split System: Heat Pump with Remote Outdoor Unit-Air-Source) | THF2B48T21 | ASPEN |  | D(A,C,E)60A44+TDR | TM8E080C16MP11 | 42500 | 16 | 8.2 | 44000 | 31200 | 70.91% | 3.14 | 0 | 11.5 |  |  |  |  | R-410A | 3.5417 | Residential & Commercial | USHP | Ducted CEE Tier 1
213279221 | Central HP <5.4 tons | COLEMAN | HRCU-A-CB (Split System: Heat Pump with Remote Outdoor Unit-Air-Source) | THF2B48T21 | ASPEN |  | D(A,C,E)60A46+JMET16CS2N1+TDR | 0 | 43000 | 16 | 8.2 | 44000 | 31200 | 70.91% | 3.19 | 0 | 11.8 |  |  |  |  | R-410A | 3.5833 | Residential & Commercial | USHP | Ducted CEE Tier 1
213273405 | Central HP <5.4 tons | COLEMAN | HRCU-A-CB (Split System: Heat Pump with Remote Outdoor Unit-Air-Source) | HMH72B361 | ASPEN |  | D(A,C,E)36A46+TDR | Z8ES100C20LMPS1 | 34000 | 16.5 | 8.1 | 36000 | 26800 | 74.44% | 2.83 | 0 | 8.9 |  |  |  |  | R-410A | 2.8333 | Residential & Commercial | USHP
210533011 | Central HP <5.4 tons | BRYANT HEATING AND COOLING SYSTEMS | HRCU-A-CB (Split System: Heat Pump with Remote Outdoor Unit-Air-Source) | 284ANV024*0**B* |  |  | CAP**3721AL*+UI | 987MB60060C21*** | 24000 | 19.5 | 10.5 | 26400 | 19800 | 75% | 2.52 | 0 | 13.5 |  |  |  |  | R-410A | 2 | Residential & Commercial | USHP | Ducted CEE Tier 1
210533043 | Central HP <5.4 tons | BRYANT HEATING AND COOLING SYSTEMS | HRCU-A-CB (Split System: Heat Pump with Remote Outdoor Unit-Air-Source) | 284ANV024*0**B* |  |  | CAP**4321AL*+UI | 987MB42080C17*** | 24000 | 20 | 10.5 | 26400 | 19800 | 75% | 2.52 | 0 | 13.5 |  |  |  |  | R-410A | 2 | Residential & Commercial | USHP | Ducted CEE Tier 1
210533077 | Central HP <5.4 tons | BRYANT HEATING AND COOLING SYSTEMS | HRCU-A-CB (Split System: Heat Pump with Remote Outdoor Unit-Air-Source) | 284ANV024*0**B* |  |  | CNPV*4221AL*+UI | 935CA66100C21*** | 23600 | 20.5 | 10 | 26600 | 19800 | 74.44% | 2.46 | 0 | 13.5 |  |  |  |  | R-410A | 1.9667 | Residential & Commercial | USHP | Ducted CEE Tier 1
211799280 | Central HP <5.4 tons | GREE | HRCU-A-C (Split System: Heat Pump with Remote Outdoor Unit with No Indoor Fan --Air Source) | FLEXX60HP230V1AO | ADP |  | H,GE50960+TD | 0 | 50500 | 15.2 | 8.4 | 51000 | 36800 | 72.16% | 1.78 | 0 | 9.5 |  |  |  |  | R-410A | 4.2083 | Residential & Commercial | USHP
216767278 | Central HP <5.4 tons | AMERICAN STANDARD | HRCU-A-CB (Split System: Heat Pump with Remote Outdoor Unit-Air-Source) | 5A6H7060A1 |  |  | 5PX*D008AS3+P0V0C000M50SD | 0 | 51500 | 15.2 | 9 | 51500 | 39000 | 75.73% | 2.21 | 0 | 11.2 |  |  |  |  | R-454B | 4.2917 | Residential & Commercial | USHP | Ducted CEE Tier 1
214802826 | Central HP <5.4 tons | RHEEM | HRCU-A-CB (Split System: Heat Pump with Remote Outdoor Unit-Air-Source) | RP15AZ42AJ2N | ASPEN |  | D(A,C,E)48B44+TDR | R801V1005A21DZ | 38500 | 15.4 | 8.1 | 40000 | 28600 | 71.5% | 2.97 | 0 | 10 |  |  |  |  | R-410A | 3.2083 | Residential & Commercial | USHP | Ducted CEE Tier 1
215674279 | Central HP <5.4 tons | COMFORTMAKER | HRCU-A-CB (Split System: Heat Pump with Remote Outdoor Unit-Air-Source) | C5H0V48*K*AAA* |  |  | EA*5X60M24A*+WALLCON | *96CTN1002122B* | 45000 | 18 | 9 | 47500 | 33600 | 70.74% | 2.06 | 0 | 10 |  |  |  |  | R-454B | 3.75 | Residential & Commercial | USHP | Ducted CEE Tier 1
215667116 | Central HP <5.4 tons | COMFORTMAKER | HRCU-A-CB (Split System: Heat Pump with Remote Outdoor Unit-Air-Source) | C5H0V24*K*AAA* |  |  | EA*5X24M17A*+WALLCON | *96CTN0401410B* | 22400 | 15.5 | 8.5 | 24400 | 17200 | 70.49% | 1.82 | 0 | 9 |  |  |  |  | R-454B | 1.8667 | Residential & Commercial | USHP
215669657 | Central HP <5.4 tons | COMFORTMAKER | HRCU-A-CB (Split System: Heat Pump with Remote Outdoor Unit-Air-Source) | C5H0V36*K*AAA* |  |  | EA*5X61M24A*+WALLCON | *80CTL1352422B* | 35000 | 18.5 | 9 | 34400 | 24600 | 71.51% | 1.92 | 0 | 10.5 |  |  |  |  | R-454B | 2.9167 | Residential & Commercial | USHP | Ducted CEE Tier 1
212989322 | Central HP <5.4 tons | BRYANT HEATING AND COOLING SYSTEMS | HRCU-A-CB (Split System: Heat Pump with Remote Outdoor Unit-Air-Source) | 38MURAQ18AB3* |  |  | CNPV*3017AL* | 935SB48060M17*** | 17600 | 16.5 | 8.1 | 18100 | 18700 | 103.3% | 2.24 | 0 | 11 |  |  |  |  | R-410A | 1.4667 | Residential & Commercial | USHP | Ducted CEE Tier 1
213356085 | Central HP <5.4 tons | CARRIER | HRCU-A-CB (Split System: Heat Pump with Remote Outdoor Unit-Air-Source) | 38MURAQ18AB3* | ADP |  | A36VCA+TXV+CBPE3A* | 0 | 17800 | 15.5 | 9 | 17100 | 19400 | 113.5% | 2.4 | 0 | 10.5 |  |  |  |  | R-410A | 1.4833 | Residential & Commercial | USHP | Ducted CEE Tier 1
204456594 | Central HP <5.4 tons | DAY & NIGHT | HRCU-A-CB (Split System: Heat Pump with Remote Outdoor Unit-Air-Source) | CVH825GKA2* |  |  | EA*4X36L17A*+WALLCON | *80CTL0451712A* | 23400 | 16 | 8.1 | 21600 | 16800 | 77.78% | 1.92 | 11 | 10.5 |  |  |  |  | R-410A | 1.95 | Residential & Commercial | USHP | Ducted CEE Tier 1
204456603 | Central HP <5.4 tons | DAY & NIGHT | HRCU-A-CB (Split System: Heat Pump with Remote Outdoor Unit-Air-Source) | CVH825GKA2* |  |  | EA*4X36L17A*+WALLCON | *80CTL0701716A* | 23600 | 16.5 | 8.1 | 21400 | 16700 | 78.04% | 1.94 | 11.5 | 11 |  |  |  |  | R-410A | 1.9667 | Residential & Commercial | USHP | Ducted CEE Tier 1
215669547 | Central HP <5.4 tons | COMFORTMAKER | HRCU-A-CB (Split System: Heat Pump with Remote Outdoor Unit-Air-Source) | C5H0V36*K*AAA* |  |  | EA*5X61M21A*+WALLCON | *97CMN0602120B* | 34600 | 18 | 9 | 34600 | 25000 | 72.25% | 1.9 | 0 | 10 |  |  |  |  | R-454B | 2.8833 | Residential & Commercial | USHP | Ducted CEE Tier 1
215669817 | Central HP <5.4 tons | COMFORTMAKER | HRCU-A-CB (Split System: Heat Pump with Remote Outdoor Unit-Air-Source) | C5H0V36*K*AAA* |  |  | ESH5X36M12A*+WALLCON | *80CTL1102120B* | 33800 | 16 | 8.5 | 35600 | 25400 | 71.35% | 1.76 | 0 | 9.5 |  |  |  |  | R-454B | 2.8167 | Residential & Commercial | USHP
215931976 | Central HP <5.4 tons | HEIL | HRCU-A-CB (Split System: Heat Pump with Remote Outdoor Unit-Air-Source) | H5H3V36*K*AAA* |  |  | EA*5X25M17A*+WALLCON | *96CTN0401410B* | 32400 | 18 | 9 | 33800 | 26000 | 76.92% | 1.96 | 0 | 10.5 |  |  |  |  | R-454B | 2.7 | Residential & Commercial | USHP | Ducted CEE Tier 1
212623384 | Central HP <5.4 tons | COLEMAN | HRCU-A-CB (Split System: Heat Pump with Remote Outdoor Unit-Air-Source) | HMH72B341 | ASPEN |  | D(A,C,E)36D24+TDR | TP9C080C16MP13 | 30400 | 17 | 8.1 | 33800 | 27400 | 81.07% | 2.45 | 0 | 9 |  |  |  |  | R-410A | 2.5333 | Residential & Commercial | USHP
212623386 | Central HP <5.4 tons | COLEMAN | HRCU-A-CB (Split System: Heat Pump with Remote Outdoor Unit-Air-Source) | HMH72B341 | ASPEN |  | D(A,C,E)42A44+TDR | TP9C080C16MP13 | 32600 | 17.5 | 8.1 | 33800 | 27400 | 81.07% | 2.45 | 0 | 10 |  |  |  |  | R-410A | 2.7167 | Residential & Commercial | USHP | Ducted CEE Tier 1
212623416 | Central HP <5.4 tons | COLEMAN | HRCU-A-CB (Split System: Heat Pump with Remote Outdoor Unit-Air-Source) | HMH72B341 | ASPEN |  | D(A,C,E)48B24+TDR | TM8V080C16MP12 | 30200 | 17 | 8.4 | 33800 | 27200 | 80.47% | 2.65 | 0 | 9 |  |  |  |  | R-410A | 2.5167 | Residential & Commercial | USHP
214056948 | Central HP <5.4 tons | LUXAIRE | HRCU-A-CB (Split System: Heat Pump with Remote Outdoor Unit-Air-Source) | HMH72B341 | ASPEN |  | L(E,G)M36F4 | 0 | 33000 | 17 | 8.1 | 31800 | 27000 | 84.91% | 2.73 | 0 | 10 |  |  |  |  | R-410A | 2.75 | Residential & Commercial | USHP | Ducted CEE Tier 1
214521913 | Central HP <5.4 tons | COLEMAN | HRCU-A-CB (Split System: Heat Pump with Remote Outdoor Unit-Air-Source) | HMH72B341 | ASPEN |  | C(A,C,D,E)48A34+TDR | Z8ES080B12SMPS1 | 33000 | 18 | 8.1 | 32600 | 29400 | 90.18% | 2.66 | 0 | 9.5 |  |  |  |  | R-410A | 2.75 | Residential & Commercial | USHP
214521920 | Central HP <5.4 tons | COLEMAN | HRCU-A-CB (Split System: Heat Pump with Remote Outdoor Unit-Air-Source) | HMH72B341 | ASPEN |  | C(A,C,D,E)36A34+TDR | Z8ES080C20LMPS1 | 31200 | 17.8 | 8.3 | 33000 | 28200 | 85.45% | 2.67 | 0 | 9.8 |  |  |  |  | R-410A | 2.6 | Residential & Commercial | USHP
216968917 | Central HP <5.4 tons | CONCORD | HRCU-A-CB (Split System: Heat Pump with Remote Outdoor Unit-Air-Source) | 4HP18V36P | ADP |  | H,A,DG1K(1,2)36+TXV | 97G2DF070BE16 | 23800 | 18 | 8.5 | 22400 | 16300 | 72.77% | 2.16 | 0 | 12 |  |  |  |  | R-410A | 1.9833 | Residential & Commercial | USHP | Ducted CEE Tier 1
214671759 | Central HP <5.4 tons | AMERICAN STANDARD | HRCU-A-CB (Split System: Heat Pump with Remote Outdoor Unit-Air-Source) | 4A6V7X60A1 |  |  | TEM8B0C60V51+TDR+LRP | 0 | 54000 | 17.1 | 8.5 | 52000 | 38000 | 73.08% | 1.8 | 0 | 12 |  |  |  |  | R-410A | 4.5 | Residential & Commercial | USHP | Ducted CEE Tier 1
212624035 | Central HP <5.4 tons | COLEMAN | HRCU-A-CB (Split System: Heat Pump with Remote Outdoor Unit-Air-Source) | HMH72B341 | ASPEN |  | D(A,C,E)42B34+TDR | TMLE080B12MP11 | 32400 | 18 | 8.1 | 34000 | 28000 | 82.35% | 2.41 | 0 | 9.5 |  |  |  |  | R-410A | 2.7 | Residential & Commercial | USHP
212624055 | Central HP <5.4 tons | COLEMAN | HRCU-A-CB (Split System: Heat Pump with Remote Outdoor Unit-Air-Source) | HMH72B341 | ASPEN |  | C(A,C,D,E)36D24+TDR | CPLC060A12MP13 | 31600 | 17.5 | 8.1 | 33400 | 28800 | 86.23% | 2.49 | 0 | 9.5 |  |  |  |  | R-410A | 2.6333 | Residential & Commercial | USHP
212624112 | Central HP <5.4 tons | COLEMAN | HRCU-A-CB (Split System: Heat Pump with Remote Outdoor Unit-Air-Source) | HMH72B341 | ASPEN |  | C(A,C,D,E)48D24+TDR | TMLV060A12MP12 | 32400 | 17.5 | 8.1 | 33400 | 28800 | 86.23% | 2.49 | 0 | 9.5 |  |  |  |  | R-410A | 2.7 | Residential & Commercial | USHP
212624135 | Central HP <5.4 tons | COLEMAN | HRCU-A-CB (Split System: Heat Pump with Remote Outdoor Unit-Air-Source) | HMH72B341 | ASPEN |  | C(A,C,D,E)48D24+TDR | CP9C080B12MP13 | 32200 | 17 | 8.1 | 33600 | 29600 | 88.1% | 2.45 | 0 | 9.5 |  |  |  |  | R-410A | 2.6833 | Residential & Commercial | USHP
212624171 | Central HP <5.4 tons | COLEMAN | HRCU-A-CB (Split System: Heat Pump with Remote Outdoor Unit-Air-Source) | HMH72B341 | ASPEN |  | C(A,C,D,E)36C34+TDR | TM9Y100C20MP11 | 32400 | 15.5 | 8.1 | 34000 | 27800 | 81.76% | 2.38 | 0 | 9.5 |  |  |  |  | R-410A | 2.7 | Residential & Commercial | USHP
212624203 | Central HP <5.4 tons | COLEMAN | HRCU-A-CB (Split System: Heat Pump with Remote Outdoor Unit-Air-Source) | HMH72B341 | ASPEN |  | D(A,C,E)48D34+TDR | TM9Y100C16MP11 | 32800 | 18 | 8.5 | 34000 | 28400 | 83.53% | 2.74 | 0 | 10 |  |  |  |  | R-410A | 2.7333 | Residential & Commercial | USHP | Ducted CEE Tier 1
212624219 | Central HP <5.4 tons | COLEMAN | HRCU-A-CB (Split System: Heat Pump with Remote Outdoor Unit-Air-Source) | HMH72B341 | ASPEN |  | D(A,C,E)48C34+TDR | TM8E040A12MP11 | 32800 | 18 | 8.1 | 33400 | 29000 | 86.83% | 2.48 | 0 | 10 |  |  |  |  | R-410A | 2.7333 | Residential & Commercial | USHP | Ducted CEE Tier 1
212624228 | Central HP <5.4 tons | COLEMAN | HRCU-A-CB (Split System: Heat Pump with Remote Outdoor Unit-Air-Source) | HMH72B341 | ASPEN |  | C(A,C,D,E)48D24+TDR | TMLE040A12MP11 | 32400 | 18 | 8.1 | 33400 | 29000 | 86.83% | 2.48 | 0 | 10 |  |  |  |  | R-410A | 2.7 | Residential & Commercial | USHP | Ducted CEE Tier 1
211708522 | Central HP <5.4 tons | COLEMAN | HRCU-A-CB (Split System: Heat Pump with Remote Outdoor Unit-Air-Source) | THF2B48T21 | ASPEN |  | D(A,C,E)48D34+TDR | TP9C100C16MP13 | 45500 | 16 | 8.2 | 44000 | 30800 | 70% | 3.13 | 0 | 11.9 |  |  |  |  | R-410A | 3.7917 | Residential & Commercial | USHP | Ducted CEE Tier 1
211708524 | Central HP <5.4 tons | COLEMAN | HRCU-A-CB (Split System: Heat Pump with Remote Outdoor Unit-Air-Source) | THF2B48T21 | ASPEN |  | D(A,C,E)48D34+TDR | TP9C100C20MP13 | 45500 | 16 | 8.2 | 44000 | 31200 | 70.91% | 3.13 | 0 | 11.9 |  |  |  |  | R-410A | 3.7917 | Residential & Commercial | USHP | Ducted CEE Tier 1
213369390 | Central HP <5.4 tons | CARRIER | HRCU-A-CB (Split System: Heat Pump with Remote Outdoor Unit-Air-Source) | 38MURAQ18AB3* | ADP |  | H,PG7J936 | 59TP6C060V17**16 | 17200 | 16 | 8.5 | 16800 | 19100 | 113.7% | 2.34 | 0 | 10 |  |  |  |  | R-410A | 1.4333 | Residential & Commercial | USHP | Ducted CEE Tier 1
213771444 | Central HP <5.4 tons | TEMPSTAR | HRCU-A-CB (Split System: Heat Pump with Remote Outdoor Unit-Air-Source) | TVH825GKA2* |  |  | EA*4X43L21A*+WALLCON | *80CTL0451712B* | 24200 | 16.5 | 8.1 | 21200 | 16700 | 78.77% | 2.02 | 0 | 10.5 |  |  |  |  | R-410A | 2.0167 | Residential & Commercial | USHP | Ducted CEE Tier 1
213771494 | Central HP <5.4 tons | TEMPSTAR | HRCU-A-CB (Split System: Heat Pump with Remote Outdoor Unit-Air-Source) | TVH825GKA2* |  |  | EA*4X43L21A*+WALLCON | *95CSU0601716B* | 24400 | 16.5 | 8.1 | 21200 | 16600 | 78.3% | 2.02 | 0 | 10.5 |  |  |  |  | R-410A | 2.0333 | Residential & Commercial | USHP | Ducted CEE Tier 1
212362779 | Central HP <5.4 tons | GOETTL | HRCU-A-CB (Split System: Heat Pump with Remote Outdoor Unit-Air-Source) | GSZV903610A* |  |  | CA*F3743*6D*+TXV | G*VS960805CUA* | 33600 | 18.5 | 8.2 | 34000 | 24400 | 71.76% | 1.8 | 0 | 12 |  |  |  |  | R-410A | 2.8 | Residential & Commercial | USHP | Ducted CEE Tier 1
215674339 | Central HP <5.4 tons | COMFORTMAKER | HRCU-A-CB (Split System: Heat Pump with Remote Outdoor Unit-Air-Source) | C5H0V48*K*AAA* |  |  | EA*5X61M21A*+WALLCON | *80CTL0701716B* | 45500 | 17.5 | 9 | 48000 | 34000 | 70.83% | 2.06 | 0 | 9.5 |  |  |  |  | R-454B | 3.7917 | Residential & Commercial | USHP
215674369 | Central HP <5.4 tons | COMFORTMAKER | HRCU-A-CB (Split System: Heat Pump with Remote Outdoor Unit-Air-Source) | C5H0V48*K*AAA* |  |  | EA*5X61M21A*+WALLCON | *80CTL0902120B* | 46000 | 18.5 | 9 | 47500 | 33600 | 70.74% | 2.06 | 0 | 10 |  |  |  |  | R-454B | 3.8333 | Residential & Commercial | USHP | Ducted CEE Tier 1
214521934 | Central HP <5.4 tons | COLEMAN | HRCU-A-CB (Split System: Heat Pump with Remote Outdoor Unit-Air-Source) | HMH72B341 | ASPEN |  | C(A,C,D,E)48A34+TDR | Z8ES100C16LMPS1 | 32200 | 18 | 8.5 | 33200 | 28200 | 84.94% | 2.7 | 0 | 9.4 |  |  |  |  | R-410A | 2.6833 | Residential & Commercial | USHP
214521951 | Central HP <5.4 tons | COLEMAN | HRCU-A-CB (Split System: Heat Pump with Remote Outdoor Unit-Air-Source) | HMH72B341 | ASPEN |  | C(A,C,D,E)42A34+TDR | Z8ES120C20LMPS1 | 31800 | 17.5 | 8.4 | 33800 | 27800 | 82.25% | 2.64 | 0 | 9.4 |  |  |  |  | R-410A | 2.65 | Residential & Commercial | USHP
214521952 | Central HP <5.4 tons | COLEMAN | HRCU-A-CB (Split System: Heat Pump with Remote Outdoor Unit-Air-Source) | HMH72B341 | ASPEN |  | C(A,C,D,E)48A34+TDR | Z8ES120C20LMPS1 | 32200 | 17.5 | 8.5 | 33800 | 27800 | 82.25% | 2.66 | 0 | 9.4 |  |  |  |  | R-410A | 2.6833 | Residential & Commercial | USHP
214521965 | Central HP <5.4 tons | COLEMAN | HRCU-A-CB (Split System: Heat Pump with Remote Outdoor Unit-Air-Source) | HMH72B341 | ASPEN |  | C(A,C,D,E)36A34+TDR | Z8ET100C20LMPS1 | 31200 | 18.3 | 8.3 | 33000 | 27600 | 83.64% | 2.68 | 0 | 9.3 |  |  |  |  | R-410A | 2.6 | Residential & Commercial | USHP
213779397 | Central HP <5.4 tons | HEIL | HRCU-A-CB (Split System: Heat Pump with Remote Outdoor Unit-Air-Source) | HVH837GKA** |  |  | EA*4X48L21A*+WALLCON | *80CTL0902120B* | 32200 | 17 | 8.1 | 32600 | 24800 | 76.07% | 1.98 | 0 | 11 |  |  |  |  | R-410A | 2.6833 | Residential & Commercial | USHP | Ducted CEE Tier 1
213779417 | Central HP <5.4 tons | HEIL | HRCU-A-CB (Split System: Heat Pump with Remote Outdoor Unit-Air-Source) | HVH837GKA** |  |  | EA*4X48L21A*+WALLCON | *95CSU0601716B* | 32200 | 17 | 8.1 | 32600 | 25000 | 76.69% | 1.94 | 0 | 11 |  |  |  |  | R-410A | 2.6833 | Residential & Commercial | USHP | Ducted CEE Tier 1
216678276 | Central HP <5.4 tons | DAY & NIGHT | HRCU-A-CB (Split System: Heat Pump with Remote Outdoor Unit-Air-Source) | D5CURAH24AAK |  |  | EA*5X37M21A* | *97VTN0601716A* | 24400 | 15.5 | 8.5 | 23000 | 19000 | 82.61% | 1.96 | 0 | 10 |  |  |  |  | R-454B | 2.0333 | Residential & Commercial | USHP | Ducted CEE Tier 1
216678311 | Central HP <5.4 tons | DAY & NIGHT | HRCU-A-CB (Split System: Heat Pump with Remote Outdoor Unit-Air-Source) | D5CURAH24AAK |  |  | EA*5X36M17A* | *97VTN0801716A* | 23600 | 15.2 | 8.5 | 24000 | 19400 | 80.83% | 1.9 | 0 | 9.8 |  |  |  |  | R-454B | 1.9667 | Residential & Commercial | USHP
214797804 | Central HP <5.4 tons | GREE | HRCU-A-C (Split System: Heat Pump with Remote Outdoor Unit with No Indoor Fan --Air Source) | FLEXX36HP230V1AO | ADP |  | HE7J936+TD | 0 | 22200 | 15.2 | 8.4 | 22400 | 21200 | 94.64% | 1.78 | 0 | 10.5 |  |  |  |  | R-410A | 1.85 | Residential & Commercial | USHP | Ducted CEE Tier 1
212479854 | Central HP <5.4 tons | CARRIER | HRCU-A-CB (Split System: Heat Pump with Remote Outdoor Unit-Air-Source) | 38MURAQ24AB3* | ADP |  | A24VBA+TXV | 58S(B,C)*A070E14**12 | 24200 | 17 | 8.5 | 24600 | 22000 | 89.43% | 1.86 | 0 | 10 |  |  |  |  | R-410A | 2.0167 | Residential & Commercial | USHP | Ducted CEE Tier 1
212479904 | Central HP <5.4 tons | CARRIER | HRCU-A-CB (Split System: Heat Pump with Remote Outdoor Unit-Air-Source) | 38MURAQ24AB3* | ADP |  | V,C36H175P149 | 58SP*A045V17**16 | 23200 | 17 | 8.5 | 24000 | 23200 | 96.67% | 1.96 | 0 | 10 |  |  |  |  | R-410A | 1.9333 | Residential & Commercial | USHP | Ducted CEE Tier 1
212479921 | Central HP <5.4 tons | CARRIER | HRCU-A-CB (Split System: Heat Pump with Remote Outdoor Unit-Air-Source) | 38MURAQ24AB3* | ADP |  | C36A***L129 | 58SP*A070V17**16 | 23400 | 17 | 8.5 | 24400 | 22400 | 91.8% | 1.9 | 0 | 9.5 |  |  |  |  | R-410A | 1.95 | Residential & Commercial | USHP
212479939 | Central HP <5.4 tons | CARRIER | HRCU-A-CB (Split System: Heat Pump with Remote Outdoor Unit-Air-Source) | 38MURAQ24AB3* | ADP |  | A36VCA+TXV | 58SU*A040E17**12 | 24000 | 17 | 8.1 | 24400 | 22800 | 93.44% | 1.94 | 0 | 10.5 |  |  |  |  | R-410A | 2 | Residential & Commercial | USHP | Ducted CEE Tier 1
212479986 | Central HP <5.4 tons | CARRIER | HRCU-A-CB (Split System: Heat Pump with Remote Outdoor Unit-Air-Source) | 38MURAQ24AB3* | ADP |  | C36A***L159 | 58TP*A070V17**16 | 24200 | 17 | 8.1 | 24600 | 22600 | 91.87% | 1.9 | 0 | 10.5 |  |  |  |  | R-410A | 2.0167 | Residential & Commercial | USHP | Ducted CEE Tier 1
214802735 | Central HP <5.4 tons | RHEEM | HRCU-A-CB (Split System: Heat Pump with Remote Outdoor Unit-Air-Source) | RP15AZ24AJ2N | ASPEN |  | D(A,C,E)36A34+TDR | R801V1004A17UHN | 22800 | 16 | 8.2 | 22800 | 16200 | 71.05% | 2.99 | 0 | 11.9 |  |  |  |  | R-410A | 1.9 | Residential & Commercial | USHP | Ducted CEE Tier 1
212984939 | Central HP <5.4 tons | CARRIER | HRCU-A-CB (Split System: Heat Pump with Remote Outdoor Unit-Air-Source) | 38MURAQ36AB3* |  |  | CAP**4821AL* | 59SC2E080M21**20 | 35600 | 16.5 | 8.5 | 37800 | 34600 | 91.53% | 2.02 | 0 | 10 |  |  |  |  | R-410A | 2.9667 | Residential & Commercial | USHP | Ducted CEE Tier 1
214802938 | Central HP <5.4 tons | RHEEM | HRCU-A-CB (Split System: Heat Pump with Remote Outdoor Unit-Air-Source) | RP15AZ48AJ2N | ASPEN |  | D(A,C,E)60C34+TDR | R801V1005A21UHU | 45000 | 15.6 | 8.1 | 45500 | 33800 | 74.29% | 3.01 | 0 | 10.1 |  |  |  |  | R-410A | 3.75 | Residential & Commercial | USHP | Ducted CEE Tier 1
214796619 | Central HP <5.4 tons | GREE | HRCU-A-C (Split System: Heat Pump with Remote Outdoor Unit with No Indoor Fan --Air Source) | FLEXX60HP230V1AO | ADP |  | HE50(1,2)60+TXV+TD | 0 | 47000 | 15.2 | 8.4 | 46000 | 33200 | 72.17% | 1.78 | 0 | 10 |  |  |  |  | R-410A | 3.9167 | Residential & Commercial | USHP | Ducted CEE Tier 1
213088355 | Central HP <5.4 tons | GREE | HRCU-A-CB (Split System: Heat Pump with Remote Outdoor Unit-Air-Source) | FLEXX60HP230V1AO | ADP |  | V,R60H210P529+AEFE5* | 0 | 54000 | 15.8 | 9 | 54000 | 41000 | 75.93% | 1.8 | 0 | 10 |  |  |  |  | R-410A | 4.5 | Residential & Commercial | USHP | Ducted CEE Tier 1
212977605 | Central HP <5.4 tons | HEIL | HRCU-A-CB (Split System: Heat Pump with Remote Outdoor Unit-Air-Source) | DLCURAH24ABK |  |  | EA*4X30L14A* | *80MS(N,L)0451412A* | 23600 | 17 | 8.5 | 26400 | 24600 | 93.18% | 2.04 | 0 | 10 |  |  |  |  | R-410A | 1.9667 | Residential & Commercial | USHP | Ducted CEE Tier 1
212977689 | Central HP <5.4 tons | HEIL | HRCU-A-CB (Split System: Heat Pump with Remote Outdoor Unit-Air-Source) | DLCURAH24ABK |  |  | EN(A,D)4X30L17** | *80MS(N,L)0451412A* | 23600 | 17 | 8.5 | 26400 | 24200 | 91.67% | 2 | 0 | 10.5 |  |  |  |  | R-410A | 1.9667 | Residential & Commercial | USHP | Ducted CEE Tier 1
211656132 | Central HP <5.4 tons | LUXAIRE | HRCU-A-CB (Split System: Heat Pump with Remote Outdoor Unit-Air-Source) | HMH72B361 | ASPEN |  | A(E,F)M374+TDR | 0 | 34400 | 18 | 8.1 | 36000 | 26400 | 73.33% | 2.82 | 0 | 9 |  |  |  |  | R-410A | 2.8667 | Residential & Commercial | USHP
214671471 | Central HP <5.4 tons | FRASER-JOHNSTON | HRCU-A-CB (Split System: Heat Pump with Remote Outdoor Unit-Air-Source) | HMH72B361 | ASPEN |  | A(E,F)M376+TDR | 0 | 34400 | 18 | 8.1 | 36000 | 26400 | 73.33% | 2.82 | 0 | 9 |  |  |  |  | R-410A | 2.8667 | Residential & Commercial | USHP
214388672 | Central HP <5.4 tons | GREE | HRCU-A-CB (Split System: Heat Pump with Remote Outdoor Unit-Air-Source) | FLEXX60HP230V1AO | ADP |  | HG52948+AEFE5* | 0 | 48000 | 16 | 9 | 46000 | 38500 | 83.7% | 1.8 | 0 | 11 |  |  |  |  | R-410A | 4 | Residential & Commercial | USHP | Ducted CEE Tier 1
214312478 | Central HP <5.4 tons | GREE | HRCU-A-C (Split System: Heat Pump with Remote Outdoor Unit with No Indoor Fan --Air Source) | FLEXX60HP230V1AO | ADP |  | A48VHC+TXV+TD | 0 | 46500 | 15.2 | 8.5 | 46000 | 33200 | 72.17% | 1.8 | 0 | 9.5 |  |  |  |  | R-410A | 3.875 | Residential & Commercial | USHP
213082124 | Central HP <5.4 tons | GREE | HRCU-A-C (Split System: Heat Pump with Remote Outdoor Unit with No Indoor Fan --Air Source) | GUD60W/A-D(U) | ADP |  | H,RG52960+TD | 0 | 47000 | 15.2 | 8.5 | 46000 | 33200 | 72.17% | 1.8 | 0 | 10 |  |  |  |  | R-410A | 3.9167 | Residential & Commercial | USHP | Ducted CEE Tier 1
213312999 | Central HP <5.4 tons | GREE | HRCU-A-C (Split System: Heat Pump with Remote Outdoor Unit with No Indoor Fan --Air Source) | FLEXX36HP230V1AO | ADP |  | V,R36H142P429+TD | 0 | 22200 | 15.2 | 8.35 | 22400 | 21200 | 94.64% | 1.78 | 0 | 10.5 |  |  |  |  | R-410A | 1.85 | Residential & Commercial | USHP | Ducted CEE Tier 1
216676464 | Central HP <5.4 tons | DAY & NIGHT | HRCU-A-CB (Split System: Heat Pump with Remote Outdoor Unit-Air-Source) | D5CURAH24AAK |  |  | EA*5X37M21A* | *80MSU0601716A* | 24200 | 15.5 | 8.5 | 22800 | 19000 | 83.33% | 1.96 | 0 | 10 |  |  |  |  | R-454B | 2.0167 | Residential & Commercial | USHP | Ducted CEE Tier 1
216676580 | Central HP <5.4 tons | DAY & NIGHT | HRCU-A-CB (Split System: Heat Pump with Remote Outdoor Unit-Air-Source) | D5CURAH24AAK |  |  | EA*5X36M17A* | *80VTL0451412B* | 23600 | 15.5 | 8.5 | 24000 | 19300 | 80.42% | 1.92 | 0 | 9.8 |  |  |  |  | R-454B | 1.9667 | Residential & Commercial | USHP
216676628 | Central HP <5.4 tons | DAY & NIGHT | HRCU-A-CB (Split System: Heat Pump with Remote Outdoor Unit-Air-Source) | D5CURAH24AAK |  |  | ESH5X36M12A* | *80MS(N,L)1102120A* | 23800 | 15.2 | 8.5 | 23600 | 19200 | 81.36% | 1.94 | 0 | 9.8 |  |  |  |  | R-454B | 1.9833 | Residential & Commercial | USHP
216676697 | Central HP <5.4 tons | DAY & NIGHT | HRCU-A-CB (Split System: Heat Pump with Remote Outdoor Unit-Air-Source) | D5CURAH24AAK |  |  | EA*5X37M21A* | *80VTL0701716B* | 24400 | 15.5 | 8.5 | 23000 | 19000 | 82.61% | 1.96 | 0 | 10 |  |  |  |  | R-454B | 2.0333 | Residential & Commercial | USHP | Ducted CEE Tier 1
216676947 | Central HP <5.4 tons | DAY & NIGHT | HRCU-A-CB (Split System: Heat Pump with Remote Outdoor Unit-Air-Source) | D5CURAH24AAK |  |  | EA*5X37M21A* | *92MSN0601714A* | 24400 | 15.5 | 8.5 | 23000 | 19000 | 82.61% | 1.96 | 0 | 10 |  |  |  |  | R-454B | 2.0333 | Residential & Commercial | USHP | Ducted CEE Tier 1
212578211 | Central HP <5.4 tons | CARRIER | HRCU-A-CB (Split System: Heat Pump with Remote Outdoor Unit-Air-Source) | 25VNA424A*031* | ADP |  | H,PG24936 | 58TN*A070C17**16 | 22400 | 20 | 9.5 | 25000 | 19400 | 77.6% | 2.46 | 0 | 13 |  |  |  |  | R-410A | 1.8667 | Residential & Commercial | USHP | Ducted CEE Tier 1
212578236 | Central HP <5.4 tons | CARRIER | HRCU-A-CB (Split System: Heat Pump with Remote Outdoor Unit-Air-Source) | 25VNA424A*031* | ADP |  | H,PG32936 | 59TN6B060C17**14 | 23000 | 20 | 10 | 25000 | 19600 | 78.4% | 2.4 | 0 | 13 |  |  |  |  | R-410A | 1.9167 | Residential & Commercial | USHP | Ducted CEE Tier 1
214389446 | Central HP <5.4 tons | GREE | HRCU-A-CB (Split System: Heat Pump with Remote Outdoor Unit-Air-Source) | FLEXX60HP230V1AO | ADP |  | V,R60H210D199+AEFE5* | 0 | 48000 | 16 | 9 | 46000 | 38500 | 83.7% | 1.8 | 0 | 11 |  |  |  |  | R-410A | 4 | Residential & Commercial | USHP | Ducted CEE Tier 1
212925216 | Central HP <5.4 tons | GREE | HRCU-A-C (Split System: Heat Pump with Remote Outdoor Unit with No Indoor Fan --Air Source) | FLEXX36HP230V1AO | ADP |  | HG34936+TD | 0 | 31600 | 15.2 | 8.5 | 32400 | 24000 | 74.07% | 1.8 | 0 | 9 |  |  |  |  | R-410A | 2.6333 | Residential & Commercial | USHP
216790860 | Central HP <5.4 tons | GREE | HRCU-A-C (Split System: Heat Pump with Remote Outdoor Unit with No Indoor Fan --Air Source) | GUD36W/A-D(U) | ADP |  | HG33936+TD | 0 | 22400 | 15.2 | 8.4 | 22400 | 21200 | 94.64% | 1.78 | 0 | 10.5 |  |  |  |  | R-410A | 1.8667 | Residential & Commercial | USHP | Ducted CEE Tier 1
214802828 | Central HP <5.4 tons | RHEEM | HRCU-A-CB (Split System: Heat Pump with Remote Outdoor Unit-Air-Source) | RP15AZ42AJ2N | ASPEN |  | D(A,C,E)48D44+TDR | R801V1005A21DZ | 40000 | 15.5 | 8.4 | 40500 | 28800 | 71.11% | 3.03 | 0 | 10 |  |  |  |  | R-410A | 3.3333 | Residential & Commercial | USHP | Ducted CEE Tier 1
213307047 | Central HP <5.4 tons | GREE | HRCU-A-CB (Split System: Heat Pump with Remote Outdoor Unit-Air-Source) | FLEXX36HP230V1AO | ADP |  | V36H142P429+AEFE3A* | 0 | 23000 | 16 | 8.9 | 22400 | 21600 | 96.43% | 1.78 | 0 | 11.5 |  |  |  |  | R-410A | 1.9167 | Residential & Commercial | USHP | Ducted CEE Tier 1
212479832 | Central HP <5.4 tons | CARRIER | HRCU-A-CB (Split System: Heat Pump with Remote Outdoor Unit-Air-Source) | 38MURAQ18AB3* | ADP |  | A36VCA+TXV | 59SP6A040V17**12 | 17700 | 15.2 | 8.5 | 17100 | 18400 | 107.6% | 2.26 | 0 | 10.5 |  |  |  |  | R-410A | 1.475 | Residential & Commercial | USHP | Ducted CEE Tier 1
212479834 | Central HP <5.4 tons | CARRIER | HRCU-A-CB (Split System: Heat Pump with Remote Outdoor Unit-Air-Source) | 38MURAQ18AB3* | ADP |  | A24VBA+TXV | 59SP6A060V14**12 | 17900 | 16 | 8.5 | 17200 | 18600 | 108.1% | 2.28 | 0 | 10.5 |  |  |  |  | R-410A | 1.4917 | Residential & Commercial | USHP | Ducted CEE Tier 1
212362809 | Central HP <5.4 tons | GOETTL | HRCU-A-CB (Split System: Heat Pump with Remote Outdoor Unit-Air-Source) | GSZV903610A* |  |  | CHPF3743C6B*+TXV | G*VC800604B*A* | 33400 | 18 | 8.2 | 34000 | 24400 | 71.76% | 1.8 | 0 | 11 |  |  |  |  | R-410A | 2.7833 | Residential & Commercial | USHP | Ducted CEE Tier 1
211207018 | Central HP <5.4 tons | YORK | HRCU-A-CB (Split System: Heat Pump with Remote Outdoor Unit-Air-Source) | YZV36B21 |  |  | XAMC36DE2N1+CC | YP9C080C16MP13 | 33000 | 18 | 8.5 | 34200 | 29200 | 85.38% | 1.96 | 0 | 12 |  |  |  |  | R-410A | 2.75 | Residential & Commercial | USHP | Ducted CEE Tier 1
211750036 | Central HP <5.4 tons | GREE | HRCU-A-C (Split System: Heat Pump with Remote Outdoor Unit with No Indoor Fan --Air Source) | FLEXX60HP230V1AO | ADP |  | *E51960+TD | 0 | 50500 | 15.2 | 8.45 | 51000 | 36800 | 72.16% | 1.78 | 0 | 9.5 |  |  |  |  | R-410A | 4.2083 | Residential & Commercial | USHP
211750038 | Central HP <5.4 tons | GREE | HRCU-A-C (Split System: Heat Pump with Remote Outdoor Unit with No Indoor Fan --Air Source) | FLEXX60HP230V1AO | ADP |  | *E86960+TD | 0 | 50500 | 15.2 | 8.5 | 51000 | 36800 | 72.16% | 1.8 | 0 | 9.5 |  |  |  |  | R-410A | 4.2083 | Residential & Commercial | USHP
215667351 | Central HP <5.4 tons | COMFORTMAKER | HRCU-A-CB (Split System: Heat Pump with Remote Outdoor Unit-Air-Source) | C5H0V24*K*AAA* |  |  | EA*5X30M14A*+WALLCON | *96CTN0401410B* | 22600 | 15.5 | 8.5 | 24200 | 17100 | 70.66% | 1.84 | 0 | 9 |  |  |  |  | R-454B | 1.8833 | Residential & Commercial | USHP
215667601 | Central HP <5.4 tons | COMFORTMAKER | HRCU-A-CB (Split System: Heat Pump with Remote Outdoor Unit-Air-Source) | C5H0V24*K*AAA* |  |  | EA*5X36M17A*+WALLCON | *80CTL0451712B* | 23000 | 16.5 | 9 | 23800 | 16700 | 70.17% | 1.98 | 0 | 10 |  |  |  |  | R-454B | 1.9167 | Residential & Commercial | USHP | Ducted CEE Tier 1
212925444 | Central HP <5.4 tons | GREE | HRCU-A-C (Split System: Heat Pump with Remote Outdoor Unit with No Indoor Fan --Air Source) | GUD36W/A-D(U) | ADP |  | HG34936+TD | 0 | 31600 | 15.2 | 8.5 | 32400 | 23600 | 72.84% | 1.8 | 0 | 9 |  |  |  |  | R-410A | 2.6333 | Residential & Commercial | USHP
215674109 | Central HP <5.4 tons | COMFORTMAKER | HRCU-A-CB (Split System: Heat Pump with Remote Outdoor Unit-Air-Source) | C5H0V48*K*AAA* |  |  | EA*5X48M21A*+WALLCON | *97CMN0801714B* | 44000 | 17 | 9 | 49000 | 34600 | 70.61% | 2.04 | 0 | 9 |  |  |  |  | R-454B | 3.6667 | Residential & Commercial | USHP
213780717 | Central HP <5.4 tons | HEIL | HRCU-A-CB (Split System: Heat Pump with Remote Outdoor Unit-Air-Source) | HVH837GKA2* |  |  | EA*4X36L17A*+WALLCON | *96CTN0801714B* | 31400 | 16.5 | 8.1 | 33200 | 24400 | 73.49% | 1.82 | 0 | 10.5 |  |  |  |  | R-410A | 2.6167 | Residential & Commercial | USHP | Ducted CEE Tier 1
213780787 | Central HP <5.4 tons | HEIL | HRCU-A-CB (Split System: Heat Pump with Remote Outdoor Unit-Air-Source) | HVH837GKA2* |  |  | EA*4X36L21A*+WALLCON | *97CMN0601714B* | 31200 | 16.5 | 8.1 | 33200 | 24600 | 74.1% | 1.82 | 0 | 10.5 |  |  |  |  | R-410A | 2.6 | Residential & Commercial | USHP | Ducted CEE Tier 1
216678493 | Central HP <5.4 tons | DAY & NIGHT | HRCU-A-CB (Split System: Heat Pump with Remote Outdoor Unit-Air-Source) | D5CURAH24AAK |  |  | EA*5X37M21A* | OMV112K14A | 25200 | 15.2 | 9 | 23600 | 19300 | 81.78% | 2.06 | 0 | 10 |  |  |  |  | R-454B | 2.1 | Residential & Commercial | USHP | Ducted CEE Tier 1
212988638 | Central HP <5.4 tons | BRYANT HEATING AND COOLING SYSTEMS | HRCU-A-CB (Split System: Heat Pump with Remote Outdoor Unit-Air-Source) | 38MURAQ24AB3* |  |  | CAP**2417AL* | 935SB36040M17*** | 23400 | 16.5 | 8.5 | 27000 | 26200 | 97.04% | 2.2 | 0 | 10 |  |  |  |  | R-410A | 1.95 | Residential & Commercial | USHP | Ducted CEE Tier 1
212988674 | Central HP <5.4 tons | BRYANT HEATING AND COOLING SYSTEMS | HRCU-A-CB (Split System: Heat Pump with Remote Outdoor Unit-Air-Source) | 38MURAQ24AB3* |  |  | CAP**3617AL* | 935SB36040M17*** | 23600 | 16.5 | 8.5 | 26200 | 23800 | 90.84% | 1.96 | 0 | 10 |  |  |  |  | R-410A | 1.9667 | Residential & Commercial | USHP | Ducted CEE Tier 1
212989226 | Central HP <5.4 tons | BRYANT HEATING AND COOLING SYSTEMS | HRCU-A-CB (Split System: Heat Pump with Remote Outdoor Unit-Air-Source) | 38MURAQ24AB3* |  |  | CNPV*3017AL* | 935SB48060M17*** | 23600 | 17 | 8.5 | 26400 | 24400 | 92.42% | 2.02 | 0 | 10.5 |  |  |  |  | R-410A | 1.9667 | Residential & Commercial | USHP | Ducted CEE Tier 1
211750029 | Central HP <5.4 tons | GREE | HRCU-A-C (Split System: Heat Pump with Remote Outdoor Unit with No Indoor Fan --Air Source) | GUD60W/A-D(U) | ADP |  | *E86960+TD | 0 | 50500 | 15.2 | 8.5 | 51000 | 36800 | 72.16% | 1.8 | 0 | 9.5 |  |  |  |  | R-410A | 4.2083 | Residential & Commercial | USHP
212624269 | Central HP <5.4 tons | COLEMAN | HRCU-A-CB (Split System: Heat Pump with Remote Outdoor Unit-Air-Source) | HMH72B341 | ASPEN |  | D(A,C,E)48C34+TDR | TMLE080C16MP11 | 33000 | 18 | 8.1 | 33000 | 29000 | 87.88% | 2.49 | 0 | 10 |  |  |  |  | R-410A | 2.75 | Residential & Commercial | USHP | Ducted CEE Tier 1
212624287 | Central HP <5.4 tons | COLEMAN | HRCU-A-CB (Split System: Heat Pump with Remote Outdoor Unit-Air-Source) | HMH72B341 | ASPEN |  | C(A,C,D,E)48C24+TDR | TM9E080C16MP12 | 32200 | 18 | 8.1 | 33000 | 29200 | 88.48% | 2.49 | 0 | 10 |  |  |  |  | R-410A | 2.6833 | Residential & Commercial | USHP | Ducted CEE Tier 1
212624303 | Central HP <5.4 tons | COLEMAN | HRCU-A-CB (Split System: Heat Pump with Remote Outdoor Unit-Air-Source) | HMH72B341 | ASPEN |  | C(A,C,D,E)42C24+TDR | TM8E100C16MP11 | 31800 | 18 | 8.5 | 34000 | 28400 | 83.53% | 2.76 | 0 | 10 |  |  |  |  | R-410A | 2.65 | Residential & Commercial | USHP | Ducted CEE Tier 1
212624403 | Central HP <5.4 tons | COLEMAN | HRCU-A-CB (Split System: Heat Pump with Remote Outdoor Unit-Air-Source) | HMH72B341 | ASPEN |  | D(A,C,E)36C34+TDR | TM9Y080C16MP11 | 32400 | 18.5 | 8.5 | 34000 | 28000 | 82.35% | 2.66 | 0 | 9.5 |  |  |  |  | R-410A | 2.7 | Residential & Commercial | USHP
212624464 | Central HP <5.4 tons | COLEMAN | HRCU-A-CB (Split System: Heat Pump with Remote Outdoor Unit-Air-Source) | HMH72B341 | ASPEN |  | C(A,C,D,E)48A34+TDR | TM9V100C16MP12 | 32200 | 17.5 | 8.4 | 34000 | 27400 | 80.59% | 2.65 | 0 | 9.9 |  |  |  |  | R-410A | 2.6833 | Residential & Commercial | USHP
212624471 | Central HP <5.4 tons | COLEMAN | HRCU-A-CB (Split System: Heat Pump with Remote Outdoor Unit-Air-Source) | HMH72B341 | ASPEN |  | C(A,C,D,E)36B24+TDR | CPLC080C16MP13 | 29200 | 16.7 | 8.1 | 33800 | 27400 | 81.07% | 2.47 | 0 | 9.4 |  |  |  |  | R-410A | 2.4333 | Residential & Commercial | USHP
212624548 | Central HP <5.4 tons | COLEMAN | HRCU-A-CB (Split System: Heat Pump with Remote Outdoor Unit-Air-Source) | HMH72B341 | ASPEN |  | D(A,C,E)48C24+TDR | CPLC100C16MP13 | 30600 | 17.2 | 8.1 | 33800 | 27400 | 81.07% | 2.47 | 0 | 9.6 |  |  |  |  | R-410A | 2.55 | Residential & Commercial | USHP
212624580 | Central HP <5.4 tons | COLEMAN | HRCU-A-CB (Split System: Heat Pump with Remote Outdoor Unit-Air-Source) | HMH72B341 | ASPEN |  | D(A,C,E)36D24+TDR | TM8V080C16MP12 | 30200 | 17 | 8.5 | 34000 | 27400 | 80.59% | 2.67 | 0 | 9 |  |  |  |  | R-410A | 2.5167 | Residential & Commercial | USHP
212971628 | Central HP <5.4 tons | HEIL | HRCU-A-CB (Split System: Heat Pump with Remote Outdoor Unit-Air-Source) | DLCURAH24ABK |  |  | EA*4X24L17A* | *80VTL0701716B* | 23400 | 17 | 8.5 | 27000 | 26200 | 97.04% | 2.22 | 0 | 10 |  |  |  |  | R-410A | 1.95 | Residential & Commercial | USHP | Ducted CEE Tier 1
212972898 | Central HP <5.4 tons | HEIL | HRCU-A-CB (Split System: Heat Pump with Remote Outdoor Unit-Air-Source) | DLCURAH24ABK |  |  | EA*4X24L14A* | *96VSN0401410B* | 23200 | 16 | 8.5 | 27000 | 26800 | 99.26% | 2.26 | 0 | 9.5 |  |  |  |  | R-410A | 1.9333 | Residential & Commercial | USHP
212972928 | Central HP <5.4 tons | HEIL | HRCU-A-CB (Split System: Heat Pump with Remote Outdoor Unit-Air-Source) | DLCURAH24ABK |  |  | EA*4X30L14A* | *96VSN0401410B* | 23400 | 16 | 8.5 | 26400 | 24800 | 93.94% | 2.06 | 0 | 10 |  |  |  |  | R-410A | 1.95 | Residential & Commercial | USHP | Ducted CEE Tier 1
212972978 | Central HP <5.4 tons | HEIL | HRCU-A-CB (Split System: Heat Pump with Remote Outdoor Unit-Air-Source) | DLCURAH24ABK |  |  | EN(A,D)4X24L17** | *96VSN0401410B* | 23000 | 16 | 8.5 | 27000 | 25600 | 94.81% | 2.12 | 0 | 10 |  |  |  |  | R-410A | 1.9167 | Residential & Commercial | USHP | Ducted CEE Tier 1
213369601 | Central HP <5.4 tons | GREE | HRCU-A-C (Split System: Heat Pump with Remote Outdoor Unit with No Indoor Fan --Air Source) | GUD36W/A-D(U) | ADP |  | *G33936 | 0 | 22400 | 15.2 | 8.4 | 22400 | 21200 | 94.64% | 1.78 | 0 | 10.5 |  |  |  |  | R-410A | 1.8667 | Residential & Commercial | USHP | Ducted CEE Tier 1
213369600 | Central HP <5.4 tons | GREE | HRCU-A-C (Split System: Heat Pump with Remote Outdoor Unit with No Indoor Fan --Air Source) | FLEXX36HP230V1AO | ADP |  | *G33936 | 0 | 22400 | 15.2 | 8.4 | 22400 | 21200 | 94.64% | 1.78 | 0 | 10.5 |  |  |  |  | R-410A | 1.8667 | Residential & Commercial | USHP | Ducted CEE Tier 1
212480005 | Central HP <5.4 tons | CARRIER | HRCU-A-CB (Split System: Heat Pump with Remote Outdoor Unit-Air-Source) | 38MURAQ24AB3* | ADP |  | V,C36H175P159 | 58TP*A090V17**16 | 23800 | 17 | 8.1 | 24400 | 23000 | 94.26% | 1.94 | 0 | 10.5 |  |  |  |  | R-410A | 1.9833 | Residential & Commercial | USHP | Ducted CEE Tier 1
212480022 | Central HP <5.4 tons | CARRIER | HRCU-A-CB (Split System: Heat Pump with Remote Outdoor Unit-Air-Source) | 38MURAQ24AB3* | ADP |  | PL36H210P299 | 59SC2D080E17**16 | 25000 | 17 | 8.5 | 24000 | 20400 | 85% | 1.76 | 0 | 10.5 |  |  |  |  | R-410A | 2.0833 | Residential & Commercial | USHP | Ducted CEE Tier 1
212480086 | Central HP <5.4 tons | CARRIER | HRCU-A-CB (Split System: Heat Pump with Remote Outdoor Unit-Air-Source) | 38MURAQ24AB3* | ADP |  | A24VBA+TXV | 59SP6A060V14**12 | 23200 | 16 | 8.5 | 24800 | 25200 | 101.6% | 2.14 | 0 | 10 |  |  |  |  | R-410A | 1.9333 | Residential & Commercial | USHP | Ducted CEE Tier 1
212480104 | Central HP <5.4 tons | CARRIER | HRCU-A-CB (Split System: Heat Pump with Remote Outdoor Unit-Air-Source) | 38MURAQ24AB3* | ADP |  | PL36H175P159 | 59SP6A080V17**16 | 24200 | 16 | 8.1 | 24600 | 22600 | 91.87% | 1.9 | 0 | 10.5 |  |  |  |  | R-410A | 2.0167 | Residential & Commercial | USHP | Ducted CEE Tier 1
212480136 | Central HP <5.4 tons | CARRIER | HRCU-A-CB (Split System: Heat Pump with Remote Outdoor Unit-Air-Source) | 38MURAQ24AB3* | ADP |  | C36A***L159 | 59SU5A060E17**16 | 24400 | 17 | 8.5 | 24600 | 22000 | 89.43% | 1.86 | 0 | 10 |  |  |  |  | R-410A | 2.0333 | Residential & Commercial | USHP | Ducted CEE Tier 1
212480138 | Central HP <5.4 tons | CARRIER | HRCU-A-CB (Split System: Heat Pump with Remote Outdoor Unit-Air-Source) | 38MURAQ24AB3* | ADP |  | V,C36H175P139 | 59SU5A060E17**16 | 24400 | 17 | 8.5 | 24600 | 22000 | 89.43% | 1.86 | 0 | 10 |  |  |  |  | R-410A | 2.0333 | Residential & Commercial | USHP | Ducted CEE Tier 1
212480154 | Central HP <5.4 tons | CARRIER | HRCU-A-CB (Split System: Heat Pump with Remote Outdoor Unit-Air-Source) | 38MURAQ24AB3* | ADP |  | C36A***L129 | 59TP6B080V17**16 | 23800 | 16 | 8.5 | 25200 | 23000 | 91.27% | 1.92 | 0 | 10 |  |  |  |  | R-410A | 1.9833 | Residential & Commercial | USHP | Ducted CEE Tier 1
212480171 | Central HP <5.4 tons | CARRIER | HRCU-A-CB (Split System: Heat Pump with Remote Outdoor Unit-Air-Source) | 38MURAQ24AB3* | ADP |  | V,C36H175P139 | 59TP6B080V17**16 | 24200 | 16 | 8.1 | 24600 | 22600 | 91.87% | 1.9 | 0 | 10.5 |  |  |  |  | R-410A | 2.0167 | Residential & Commercial | USHP | Ducted CEE Tier 1
213613899 | Central HP <5.4 tons | GREE | HRCU-A-C (Split System: Heat Pump with Remote Outdoor Unit with No Indoor Fan --Air Source) | GUD36W/A-D(U) | ADP |  | *G9J936 | 0 | 22800 | 15.2 | 8.5 | 22400 | 21200 | 94.64% | 1.8 | 0 | 11 |  |  |  |  | R-410A | 1.9 | Residential & Commercial | USHP | Ducted CEE Tier 1
212290952 | Central HP <5.4 tons | GOETTL | HRCU-A-CB (Split System: Heat Pump with Remote Outdoor Unit-Air-Source) | ASZS601810A* |  |  | CA*EA1818*4A* | A*VC800604B*A* | 16600 | 17.5 | 8.5 | 17400 | 13000 | 74.71% | 2.1 | 0 | 10.9 |  |  |  |  | R-410A | 1.3833 | Residential & Commercial | USHP | Ducted CEE Tier 1
212925407 | Central HP <5.4 tons | GREE | HRCU-A-C (Split System: Heat Pump with Remote Outdoor Unit with No Indoor Fan --Air Source) | FLEXX60HP230V1AO | ADP |  | HE88960 | 0 | 47000 | 15.2 | 8.5 | 46000 | 33200 | 72.17% | 1.8 | 0 | 10 |  |  |  |  | R-410A | 3.9167 | Residential & Commercial | USHP | Ducted CEE Tier 1
212925408 | Central HP <5.4 tons | GREE | HRCU-A-C (Split System: Heat Pump with Remote Outdoor Unit with No Indoor Fan --Air Source) | FLEXX60HP230V1AO | ADP |  | HE88960+TD | 0 | 50500 | 15.2 | 8.5 | 51000 | 36800 | 72.16% | 1.8 | 0 | 9.5 |  |  |  |  | R-410A | 4.2083 | Residential & Commercial | USHP
212983666 | Central HP <5.4 tons | CARRIER | HRCU-A-CB (Split System: Heat Pump with Remote Outdoor Unit-Air-Source) | 38MURAQ18AB3* |  |  | CAP**3014AL* | 59SC2E060M14**12 | 17700 | 16 | 8.5 | 18300 | 18700 | 102.2% | 2.24 | 0 | 10.5 |  |  |  |  | R-410A | 1.475 | Residential & Commercial | USHP | Ducted CEE Tier 1
212627460 | Central HP <5.4 tons | COLEMAN | HRCU-A-CB (Split System: Heat Pump with Remote Outdoor Unit-Air-Source) | HMH72B341 | ASPEN |  | D(A,C,E)48C36+TDR | TM9Y080B12MP11 | 33200 | 18 | 8.1 | 34000 | 28000 | 82.35% | 2.41 | 0 | 9 |  |  |  |  | R-410A | 2.7667 | Residential & Commercial | USHP
212627475 | Central HP <5.4 tons | COLEMAN | HRCU-A-CB (Split System: Heat Pump with Remote Outdoor Unit-Air-Source) | HMH72B341 | ASPEN |  | D(A,C,E)42A46+TDR | TMLE080B12MP11 | 32400 | 18 | 8.1 | 34000 | 28000 | 82.35% | 2.41 | 0 | 9.5 |  |  |  |  | R-410A | 2.7 | Residential & Commercial | USHP
212627490 | Central HP <5.4 tons | COLEMAN | HRCU-A-CB (Split System: Heat Pump with Remote Outdoor Unit-Air-Source) | HMH72B341 | ASPEN |  | D(A,C,E)48D36+TDR | CPLC060A12MP13 | 32800 | 17.5 | 8.1 | 33400 | 28800 | 86.23% | 2.49 | 0 | 9.5 |  |  |  |  | R-410A | 2.7333 | Residential & Commercial | USHP
212627491 | Central HP <5.4 tons | COLEMAN | HRCU-A-CB (Split System: Heat Pump with Remote Outdoor Unit-Air-Source) | HMH72B341 | ASPEN |  | C(A,C,D,E)36C26+TDR | TM8E080C16MP11 | 31400 | 18 | 8.4 | 34000 | 28400 | 83.53% | 2.75 | 0 | 9.9 |  |  |  |  | R-410A | 2.6167 | Residential & Commercial | USHP
212627541 | Central HP <5.4 tons | COLEMAN | HRCU-A-CB (Split System: Heat Pump with Remote Outdoor Unit-Air-Source) | HMH72B341 | ASPEN |  | D(A,C,E)36B36+TDR | TM9Y100C20MP11 | 32000 | 15.5 | 8.1 | 34000 | 27800 | 81.76% | 2.38 | 0 | 9.4 |  |  |  |  | R-410A | 2.6667 | Residential & Commercial | USHP
212627543 | Central HP <5.4 tons | COLEMAN | HRCU-A-CB (Split System: Heat Pump with Remote Outdoor Unit-Air-Source) | HMH72B341 | ASPEN |  | D(A,C,E)36C36+TDR | TM9Y100C20MP11 | 32400 | 15.5 | 8.1 | 34000 | 27800 | 81.76% | 2.38 | 0 | 9.5 |  |  |  |  | R-410A | 2.7 | Residential & Commercial | USHP
206766010 | Central HP <5.4 tons | DAY & NIGHT | HRCU-A-CB (Split System: Heat Pump with Remote Outdoor Unit-Air-Source) | CVH825GKA3* |  |  | EA*4X37L21A*+WALLCON | *97CMN1002122A* | 24400 | 16.5 | 8.5 | 21200 | 16600 | 78.3% | 2.04 | 11 | 11 |  |  |  |  | R-410A | 2.0333 | Residential & Commercial | USHP | Ducted CEE Tier 1
212627591 | Central HP <5.4 tons | COLEMAN | HRCU-A-CB (Split System: Heat Pump with Remote Outdoor Unit-Air-Source) | HMH72B341 | ASPEN |  | C(A,C,D,E)36C26+TDR | TM8E120C16MP11 | 31400 | 18 | 8.4 | 34000 | 28800 | 84.71% | 2.77 | 0 | 9.9 |  |  |  |  | R-410A | 2.6167 | Residential & Commercial | USHP
212627607 | Central HP <5.4 tons | COLEMAN | HRCU-A-CB (Split System: Heat Pump with Remote Outdoor Unit-Air-Source) | HMH72B341 | ASPEN |  | D(A,C,E)48C36+TDR | TMLE100C16MP11 | 33000 | 18 | 8.1 | 33000 | 29000 | 87.88% | 2.49 | 0 | 10 |  |  |  |  | R-410A | 2.75 | Residential & Commercial | USHP | Ducted CEE Tier 1
212627609 | Central HP <5.4 tons | COLEMAN | HRCU-A-CB (Split System: Heat Pump with Remote Outdoor Unit-Air-Source) | HMH72B341 | ASPEN |  | D(A,C,E)36B46+TDR | TM8E120C16MP11 | 33200 | 18 | 8.4 | 34000 | 28800 | 84.71% | 2.79 | 0 | 10 |  |  |  |  | R-410A | 2.7667 | Residential & Commercial | USHP | Ducted CEE Tier 1
212627610 | Central HP <5.4 tons | COLEMAN | HRCU-A-CB (Split System: Heat Pump with Remote Outdoor Unit-Air-Source) | HMH72B341 | ASPEN |  | D(A,C,E)48D26+TDR | TM8E120C16MP11 | 32800 | 18 | 8.4 | 34000 | 28800 | 84.71% | 2.79 | 0 | 10 |  |  |  |  | R-410A | 2.7333 | Residential & Commercial | USHP | Ducted CEE Tier 1
212627658 | Central HP <5.4 tons | COLEMAN | HRCU-A-CB (Split System: Heat Pump with Remote Outdoor Unit-Air-Source) | HMH72B341 | ASPEN |  | D(A,C,E)42C26+TDR | TM9Y080C16MP11 | 30200 | 17.9 | 8.5 | 34000 | 28000 | 82.35% | 2.66 | 0 | 9 |  |  |  |  | R-410A | 2.5167 | Residential & Commercial | USHP
212627659 | Central HP <5.4 tons | COLEMAN | HRCU-A-CB (Split System: Heat Pump with Remote Outdoor Unit-Air-Source) | HMH72B341 | ASPEN |  | D(A,C,E)42C36+TDR | TM9Y080C16MP11 | 32800 | 18.5 | 8.5 | 34000 | 28000 | 82.35% | 2.66 | 0 | 9.5 |  |  |  |  | R-410A | 2.7333 | Residential & Commercial | USHP
215669793 | Central HP <5.4 tons | COMFORTMAKER | HRCU-A-CB (Split System: Heat Pump with Remote Outdoor Unit-Air-Source) | C5H0V36*K*AAA* |  |  | ESH5X36M12A*+WALLCON | *80CTL0702120B* | 33600 | 16.5 | 8.5 | 35800 | 25400 | 70.95% | 1.76 | 0 | 9.5 |  |  |  |  | R-454B | 2.8 | Residential & Commercial | USHP
215669809 | Central HP <5.4 tons | COMFORTMAKER | HRCU-A-CB (Split System: Heat Pump with Remote Outdoor Unit-Air-Source) | C5H0V36*K*AAA* |  |  | ESH5X36M12A*+WALLCON | *80CTL0902120B* | 33800 | 16.5 | 8.5 | 35600 | 25400 | 71.35% | 1.76 | 0 | 9.5 |  |  |  |  | R-454B | 2.8167 | Residential & Commercial | USHP
215669873 | Central HP <5.4 tons | COMFORTMAKER | HRCU-A-CB (Split System: Heat Pump with Remote Outdoor Unit-Air-Source) | C5H0V36*K*AAA* |  |  | ESH5X36M12A*+WALLCON | *97CMN0801714B* | 33400 | 16 | 8.5 | 35800 | 25600 | 71.51% | 1.76 | 0 | 9 |  |  |  |  | R-454B | 2.7833 | Residential & Commercial | USHP
215670025 | Central HP <5.4 tons | COMFORTMAKER | HRCU-A-CB (Split System: Heat Pump with Remote Outdoor Unit-Air-Source) | C5H0V36*K*AAA* |  |  | ESH5X42M12A*+WALLCON | *95CSU0601716B* | 33800 | 16 | 8.5 | 35600 | 25400 | 71.35% | 1.78 | 0 | 9 |  |  |  |  | R-454B | 2.8167 | Residential & Commercial | USHP
214660175 | Central HP <5.4 tons | ECOER | HRCU-A-CB (Split System: Heat Pump with Remote Outdoor Unit-Air-Source) | EODA18H-2436BAA | ASPEN |  | D(A,C,E)36C34+TDR | MGH96M080B3A | 32000 | 17 | 8.8 | 34600 | 24400 | 70.52% | 1.95 | 0 | 11.2 |  |  |  |  | R-410A | 2.6667 | Residential & Commercial | USHP | Ducted CEE Tier 1
214592565 | Central HP <5.4 tons | ECOER | HRCU-A-CB (Split System: Heat Pump with Remote Outdoor Unit-Air-Source) | EODA18H-4860B | ASPEN |  | D(A,C,E)48C34+TDR | MGH96M080C4A | 44000 | 17 | 8.5 | 45000 | 32000 | 71.11% | 1.9 | 0 | 11 |  |  |  |  | R-410A | 3.6667 | Residential & Commercial | USHP | Ducted CEE Tier 1
212925445 | Central HP <5.4 tons | GREE | HRCU-A-C (Split System: Heat Pump with Remote Outdoor Unit with No Indoor Fan --Air Source) | GUD60W/A-D(U) | ADP |  | HG52960 | 0 | 47000 | 15.2 | 8.5 | 46000 | 33200 | 72.17% | 1.8 | 0 | 10 |  |  |  |  | R-410A | 3.9167 | Residential & Commercial | USHP | Ducted CEE Tier 1
215932396 | Central HP <5.4 tons | HEIL | HRCU-A-CB (Split System: Heat Pump with Remote Outdoor Unit-Air-Source) | H5H3V36*K*AAA* |  |  | EA*5X48M21A*+WALLCON | *80CSU1002120A* | 33400 | 20 | 9.5 | 34600 | 26400 | 76.3% | 2.04 | 0 | 11.5 |  |  |  |  | R-454B | 2.7833 | Residential & Commercial | USHP | Ducted CEE Tier 1
215932346 | Central HP <5.4 tons | HEIL | HRCU-A-CB (Split System: Heat Pump with Remote Outdoor Unit-Air-Source) | H5H3V36*K*AAA* |  |  | EA*5X42M21A*+WALLCON | *96CTN0801714B* | 32600 | 19.5 | 9.5 | 35200 | 27000 | 76.7% | 2 | 0 | 11 |  |  |  |  | R-454B | 2.7167 | Residential & Commercial | USHP | Ducted CEE Tier 1
215932796 | Central HP <5.4 tons | HEIL | HRCU-A-CB (Split System: Heat Pump with Remote Outdoor Unit-Air-Source) | H5H3V36*K*AAA* |  |  | EA*5X61M21A*+WALLCON | *97CMN0801714B* | 34200 | 20 | 9 | 35000 | 26600 | 76% | 1.94 | 0 | 11.5 |  |  |  |  | R-454B | 2.85 | Residential & Commercial | USHP | Ducted CEE Tier 1
215932946 | Central HP <5.4 tons | HEIL | HRCU-A-CB (Split System: Heat Pump with Remote Outdoor Unit-Air-Source) | H5H3V36*K*AAA* |  |  | EA*5X61M24A*+WALLCON | *96CTN1002122B* | 34400 | 20.5 | 9.5 | 34200 | 26000 | 76.02% | 2.08 | 0 | 12 |  |  |  |  | R-454B | 2.8667 | Residential & Commercial | USHP | Ducted CEE Tier 1
215933096 | Central HP <5.4 tons | HEIL | HRCU-A-CB (Split System: Heat Pump with Remote Outdoor Unit-Air-Source) | H5H3V36*K*AAA* |  |  | ESH5X36M12A*+WALLCON | *80CTL0901716B* | 33200 | 19 | 9 | 35000 | 26800 | 76.57% | 1.92 | 0 | 11 |  |  |  |  | R-454B | 2.7667 | Residential & Commercial | USHP | Ducted CEE Tier 1
212362557 | Central HP <5.4 tons | GOETTL | HRCU-A-CB (Split System: Heat Pump with Remote Outdoor Unit-Air-Source) | ASZV903610A* |  |  | CA*F3743*6D*+MBVC1201**-1A*+TXV | 0 | 34000 | 19 | 8.2 | 34000 | 24400 | 71.76% | 1.8 | 0 | 12 |  |  |  |  | R-410A | 2.8333 | Residential & Commercial | USHP | Ducted CEE Tier 1
212362589 | Central HP <5.4 tons | GOETTL | HRCU-A-CB (Split System: Heat Pump with Remote Outdoor Unit-Air-Source) | ASZV903610A* |  |  | CHPF3642C6C*+TXV | A*VC960804CNB* | 33400 | 18 | 8.2 | 34000 | 24400 | 71.76% | 1.8 | 0 | 11 |  |  |  |  | R-410A | 2.7833 | Residential & Commercial | USHP | Ducted CEE Tier 1
207185888 | Central HP <5.4 tons | GREE | HRCU-A-CB (Split System: Heat Pump with Remote Outdoor Unit-Air-Source) | FLEXX36HP230V1AO | ADP |  | CE3005C+TXV | 0 | 23000 | 16 | 8.8 | 22400 | 21600 | 96.43% | 1.78 | 11.7 | 11.5 |  |  |  |  | R-410A | 1.9167 | Residential & Commercial | USHP | Ducted CEE Tier 1
212362606 | Central HP <5.4 tons | GOETTL | HRCU-A-CB (Split System: Heat Pump with Remote Outdoor Unit-Air-Source) | ASZV903610A* |  |  | CHPF3743C6B*+TXV | A*VC960603BNB* | 33400 | 18 | 8.2 | 34000 | 24400 | 71.76% | 1.8 | 0 | 11 |  |  |  |  | R-410A | 2.7833 | Residential & Commercial | USHP | Ducted CEE Tier 1
216678594 | Central HP <5.4 tons | DAY & NIGHT | HRCU-A-CB (Split System: Heat Pump with Remote Outdoor Unit-Air-Source) | D5CURAH24AAK |  |  | FHMA5*30L*B* | 0 | 25000 | 15.2 | 9 | 24000 | 19400 | 80.83% | 2.04 | 0 | 10 |  |  |  |  | R-454B | 2.0833 | Residential & Commercial | USHP | Ducted CEE Tier 1
213780817 | Central HP <5.4 tons | HEIL | HRCU-A-CB (Split System: Heat Pump with Remote Outdoor Unit-Air-Source) | HVH837GKA2* |  |  | EA*4X36L21A*+WALLCON | *96CTN0601714B* | 31400 | 16.5 | 8.1 | 33200 | 24400 | 73.49% | 1.82 | 0 | 10.5 |  |  |  |  | R-410A | 2.6167 | Residential & Commercial | USHP | Ducted CEE Tier 1
213780987 | Central HP <5.4 tons | HEIL | HRCU-A-CB (Split System: Heat Pump with Remote Outdoor Unit-Air-Source) | HVH837GKA2* |  |  | EA*4X42L21A*+WALLCON | *80CTL0901716B* | 31800 | 17 | 8.1 | 33000 | 24400 | 73.94% | 1.88 | 0 | 11 |  |  |  |  | R-410A | 2.65 | Residential & Commercial | USHP | Ducted CEE Tier 1
215667006 | Central HP <5.4 tons | COMFORTMAKER | HRCU-A-CB (Split System: Heat Pump with Remote Outdoor Unit-Air-Source) | C5H0V24*K*AAA* |  |  | EA*5X24M17A*+WALLCON | *80CTL0451712B* | 22600 | 16.5 | 9 | 24200 | 17000 | 70.25% | 1.94 | 0 | 9.5 |  |  |  |  | R-454B | 1.8833 | Residential & Commercial | USHP
211749905 | Central HP <5.4 tons | GREE | HRCU-A-C (Split System: Heat Pump with Remote Outdoor Unit with No Indoor Fan --Air Source) | GUD60W/A-D(U) | ADP |  | HE49960+TD | 0 | 50500 | 15.2 | 8.35 | 51000 | 36800 | 72.16% | 1.78 | 0 | 9.5 |  |  |  |  | R-410A | 4.2083 | Residential & Commercial | USHP
211712572 | Central HP <5.4 tons | BRYANT HEATING AND COOLING SYSTEMS | HRCU-A-CB (Split System: Heat Pump with Remote Outdoor Unit-Air-Source) | 38MURAQ30AB3* |  |  | CAP**4221AL* | 83*SA60080E21*** | 29800 | 15.2 | 8.1 | 33800 | 27200 | 80.47% | 1.78 | 0 | 9 |  |  |  |  | R-410A | 2.4833 | Residential & Commercial | USHP
212972678 | Central HP <5.4 tons | HEIL | HRCU-A-CB (Split System: Heat Pump with Remote Outdoor Unit-Air-Source) | DLCURAH18ABK |  |  | EA*4X24L14A* | *96VSN0401410B* | 17200 | 16 | 8.5 | 18200 | 19400 | 106.6% | 2.34 | 0 | 10 |  |  |  |  | R-410A | 1.4333 | Residential & Commercial | USHP | Ducted CEE Tier 1
215932006 | Central HP <5.4 tons | HEIL | HRCU-A-CB (Split System: Heat Pump with Remote Outdoor Unit-Air-Source) | H5H3V36*K*AAA* |  |  | EA*5X30M17A*+WALLCON | *97CMN0601714B* | 31800 | 18.5 | 9 | 34600 | 26600 | 76.88% | 1.9 | 0 | 10.5 |  |  |  |  | R-454B | 2.65 | Residential & Commercial | USHP | Ducted CEE Tier 1
213369602 | Central HP <5.4 tons | GREE | HRCU-A-C (Split System: Heat Pump with Remote Outdoor Unit with No Indoor Fan --Air Source) | GUD60W/A-D(U) | ADP |  | *E50948 | 0 | 47000 | 15.2 | 8.4 | 46000 | 33200 | 72.17% | 1.78 | 0 | 10 |  |  |  |  | R-410A | 3.9167 | Residential & Commercial | USHP | Ducted CEE Tier 1
212984989 | Central HP <5.4 tons | CARRIER | HRCU-A-CB (Split System: Heat Pump with Remote Outdoor Unit-Air-Source) | 38MURAQ30AB3* |  |  | CAP**4224AL* | 59SC2E080M21**20 | 30200 | 15.2 | 8.1 | 34200 | 27400 | 80.12% | 1.8 | 0 | 9 |  |  |  |  | R-410A | 2.5167 | Residential & Commercial | USHP
214660177 | Central HP <5.4 tons | ECOER | HRCU-A-CB (Split System: Heat Pump with Remote Outdoor Unit-Air-Source) | EODA18H-2436BAA | ASPEN |  | D(A,C,E)48C34+TDR | MGH96M080C4A | 33000 | 18 | 8.8 | 34600 | 24400 | 70.52% | 1.95 | 0 | 11 |  |  |  |  | R-410A | 2.75 | Residential & Commercial | USHP | Ducted CEE Tier 1
216790861 | Central HP <5.4 tons | GREE | HRCU-A-C (Split System: Heat Pump with Remote Outdoor Unit with No Indoor Fan --Air Source) | GUD36W/A-D(U) | ADP |  | HE7J936+TD | 0 | 22200 | 15.2 | 8.4 | 22400 | 21200 | 94.64% | 1.78 | 0 | 10.5 |  |  |  |  | R-410A | 1.85 | Residential & Commercial | USHP | Ducted CEE Tier 1
211262204 | Central HP <5.4 tons | DAY & NIGHT | HRCU-A-CB (Split System: Heat Pump with Remote Outdoor Unit-Air-Source) | DLCURAH18ABK |  |  | EA*4X30L17A* | OLV098A12* | 18200 | 15.5 | 8.5 | 18800 | 18400 | 97.87% | 2.22 | 0 | 10.5 |  |  |  |  | R-410A | 1.5167 | Residential & Commercial | USHP | Ducted CEE Tier 1
213778727 | Central HP <5.4 tons | HEIL | HRCU-A-CB (Split System: Heat Pump with Remote Outdoor Unit-Air-Source) | HVH837GKA** |  |  | EA*4X36L17A*+WALLCON | *80CTL0451712B* | 31200 | 16.5 | 8.1 | 33400 | 24600 | 73.65% | 1.8 | 0 | 10.5 |  |  |  |  | R-410A | 2.6 | Residential & Commercial | USHP | Ducted CEE Tier 1
213778757 | Central HP <5.4 tons | HEIL | HRCU-A-CB (Split System: Heat Pump with Remote Outdoor Unit-Air-Source) | HVH837GKA** |  |  | EA*4X36L17A*+WALLCON | *80CTL0901716B* | 31200 | 16.5 | 8.1 | 33200 | 24200 | 72.89% | 1.84 | 0 | 10.5 |  |  |  |  | R-410A | 2.6 | Residential & Commercial | USHP | Ducted CEE Tier 1
213613898 | Central HP <5.4 tons | GREE | HRCU-A-C (Split System: Heat Pump with Remote Outdoor Unit with No Indoor Fan --Air Source) | FLEXX36HP230V1AO | ADP |  | *G9J936 | 0 | 22800 | 15.2 | 8.5 | 22400 | 21200 | 94.64% | 1.8 | 0 | 11 |  |  |  |  | R-410A | 1.9 | Residential & Commercial | USHP | Ducted CEE Tier 1
215674289 | Central HP <5.4 tons | COMFORTMAKER | HRCU-A-CB (Split System: Heat Pump with Remote Outdoor Unit-Air-Source) | C5H0V48*K*AAA* |  |  | EA*5X60M24A*+WALLCON | *96CTN1202422B* | 45000 | 18 | 9 | 47500 | 33600 | 70.74% | 2.06 | 0 | 10 |  |  |  |  | R-454B | 3.75 | Residential & Commercial | USHP | Ducted CEE Tier 1
213829710 | Central HP <5.4 tons | FRIEDRICH | HRCU-A-CB (Split System: Heat Pump with Remote Outdoor Unit-Air-Source) | FRP18AZ24AJVC |  |  | TCFZ2421HEAAM | FR801V0504A17UHU | 22800 | 20 | 8.5 | 22800 | 26000 | 114% | 2.1 | 0 | 12.5 |  |  |  |  | R-410A | 1.9 | Residential & Commercial | USHP | Ducted CEE Tier 1
213306947 | Central HP <5.4 tons | GREE | HRCU-A-CB (Split System: Heat Pump with Remote Outdoor Unit-Air-Source) | FLEXX60HP230V1AO | ADP |  | HG52960+AEFE5* | 0 | 54000 | 15.8 | 9 | 54000 | 41000 | 75.93% | 1.8 | 0 | 10 |  |  |  |  | R-410A | 4.5 | Residential & Commercial | USHP | Ducted CEE Tier 1
214312484 | Central HP <5.4 tons | GREE | HRCU-A-CB (Split System: Heat Pump with Remote Outdoor Unit-Air-Source) | FLEXX60HP230V1AO | ADP |  | A48VHC+TXV+AEFE5* | 0 | 47000 | 16 | 9 | 46000 | 38500 | 83.7% | 1.8 | 0 | 10.5 |  |  |  |  | R-410A | 3.9167 | Residential & Commercial | USHP | Ducted CEE Tier 1
212627660 | Central HP <5.4 tons | COLEMAN | HRCU-A-CB (Split System: Heat Pump with Remote Outdoor Unit-Air-Source) | HMH72B341 | ASPEN |  | D(A,C,E)42D26+TDR | TM9Y080C16MP11 | 30600 | 18.1 | 8.5 | 34000 | 28000 | 82.35% | 2.66 | 0 | 9 |  |  |  |  | R-410A | 2.55 | Residential & Commercial | USHP
212627707 | Central HP <5.4 tons | COLEMAN | HRCU-A-CB (Split System: Heat Pump with Remote Outdoor Unit-Air-Source) | HMH72B341 | ASPEN |  | D(A,C,E)42C26+TDR | CPLC080C16MP13 | 30200 | 17 | 8.1 | 33800 | 27400 | 81.07% | 2.47 | 0 | 9 |  |  |  |  | R-410A | 2.5167 | Residential & Commercial | USHP
212627743 | Central HP <5.4 tons | COLEMAN | HRCU-A-CB (Split System: Heat Pump with Remote Outdoor Unit-Air-Source) | HMH72B341 | ASPEN |  | C(A,C,D,E)36C26+TDR | TM8V080C16MP12 | 29800 | 16.9 | 8.5 | 34000 | 27400 | 80.59% | 2.67 | 0 | 9.5 |  |  |  |  | R-410A | 2.4833 | Residential & Commercial | USHP
212627744 | Central HP <5.4 tons | COLEMAN | HRCU-A-CB (Split System: Heat Pump with Remote Outdoor Unit-Air-Source) | HMH72B341 | ASPEN |  | C(A,C,D,E)36C36+TDR | TM8V080C16MP12 | 32400 | 17.5 | 8.5 | 34000 | 27400 | 80.59% | 2.67 | 0 | 10 |  |  |  |  | R-410A | 2.7 | Residential & Commercial | USHP | Ducted CEE Tier 1
212627774 | Central HP <5.4 tons | COLEMAN | HRCU-A-CB (Split System: Heat Pump with Remote Outdoor Unit-Air-Source) | HMH72B341 | ASPEN |  | D(A,C,E)36D36+TDR | TM8V100C16MP12 | 32800 | 17.5 | 8.5 | 34000 | 27400 | 80.59% | 2.67 | 0 | 10 |  |  |  |  | R-410A | 2.7333 | Residential & Commercial | USHP | Ducted CEE Tier 1
212627793 | Central HP <5.4 tons | COLEMAN | HRCU-A-CB (Split System: Heat Pump with Remote Outdoor Unit-Air-Source) | HMH72B341 | ASPEN |  | C(A,C,D,E)36C36+TDR | TMLV100C16MP12 | 32400 | 17.5 | 8.1 | 33800 | 27400 | 81.07% | 2.47 | 0 | 10 |  |  |  |  | R-410A | 2.7 | Residential & Commercial | USHP | Ducted CEE Tier 1
212627794 | Central HP <5.4 tons | COLEMAN | HRCU-A-CB (Split System: Heat Pump with Remote Outdoor Unit-Air-Source) | HMH72B341 | ASPEN |  | C(A,C,D,E)48C26+TDR | TMLV100C16MP12 | 30600 | 17.2 | 8.1 | 33800 | 27400 | 81.07% | 2.47 | 0 | 9.6 |  |  |  |  | R-410A | 2.55 | Residential & Commercial | USHP
212627807 | Central HP <5.4 tons | COLEMAN | HRCU-A-CB (Split System: Heat Pump with Remote Outdoor Unit-Air-Source) | HMH72B341 | ASPEN |  | D(A,C,E)48B36+TDR | TMLV100C16MP12 | 32600 | 17.5 | 8.1 | 33800 | 27400 | 81.07% | 2.47 | 0 | 10 |  |  |  |  | R-410A | 2.7167 | Residential & Commercial | USHP | Ducted CEE Tier 1
212977737 | Central HP <5.4 tons | HEIL | HRCU-A-CB (Split System: Heat Pump with Remote Outdoor Unit-Air-Source) | DLCURAH18ABK |  |  | EA*4X24L17A* | *80MS(N,L)0451412A* | 17500 | 16.5 | 8.5 | 18400 | 19400 | 105.4% | 2.34 | 0 | 10.5 |  |  |  |  | R-410A | 1.4583 | Residential & Commercial | USHP | Ducted CEE Tier 1
212977821 | Central HP <5.4 tons | HEIL | HRCU-A-CB (Split System: Heat Pump with Remote Outdoor Unit-Air-Source) | DLCURAH18ABK |  |  | EN(A,D)4X30L14** | *80MS(N,L)0451412A* | 17700 | 16.5 | 8.1 | 18200 | 18600 | 102.2% | 2.24 | 0 | 11 |  |  |  |  | R-410A | 1.475 | Residential & Commercial | USHP | Ducted CEE Tier 1
215933146 | Central HP <5.4 tons | HEIL | HRCU-A-CB (Split System: Heat Pump with Remote Outdoor Unit-Air-Source) | H5H3V36*K*AAA* |  |  | ESH5X36M12A*+WALLCON | *95CSU0802120B* | 33200 | 18.5 | 9 | 35000 | 26800 | 76.57% | 1.92 | 0 | 11 |  |  |  |  | R-454B | 2.7667 | Residential & Commercial | USHP | Ducted CEE Tier 1
214592558 | Central HP <5.4 tons | ECOER | HRCU-A-CB (Split System: Heat Pump with Remote Outdoor Unit-Air-Source) | EODA18H-2436B | ASPEN |  | D(A,C,E)24C34+TDR | MGH96M060B3A | 22800 | 18 | 8.8 | 24000 | 19200 | 80% | 2.1 | 0 | 12.5 |  |  |  |  | R-410A | 1.9 | Residential & Commercial | USHP | Ducted CEE Tier 1
215933246 | Central HP <5.4 tons | HEIL | HRCU-A-CB (Split System: Heat Pump with Remote Outdoor Unit-Air-Source) | H5H3V36*K*AAA* |  |  | ESH5X36M12A*+WALLCON | *96CTN0801714B* | 33000 | 18.5 | 9 | 35200 | 27000 | 76.7% | 1.92 | 0 | 11 |  |  |  |  | R-454B | 2.75 | Residential & Commercial | USHP | Ducted CEE Tier 1
215933296 | Central HP <5.4 tons | HEIL | HRCU-A-CB (Split System: Heat Pump with Remote Outdoor Unit-Air-Source) | H5H3V36*K*AAA* |  |  | ESH5X42M12A*+WALLCON | *80CTL0451712B* | 33200 | 18.5 | 9 | 35600 | 27400 | 76.97% | 1.9 | 0 | 10.5 |  |  |  |  | R-454B | 2.7667 | Residential & Commercial | USHP | Ducted CEE Tier 1
212984542 | Central HP <5.4 tons | BRYANT HEATING AND COOLING SYSTEMS | HRCU-A-CB (Split System: Heat Pump with Remote Outdoor Unit-Air-Source) | 38MURAQ30AB3* |  |  | CNPV*4217AL* | 912SE48080M17*** | 30000 | 15.2 | 8.1 | 34000 | 27200 | 80% | 1.82 | 0 | 9 |  |  |  |  | R-410A | 2.5 | Residential & Commercial | USHP
215933086 | Central HP <5.4 tons | HEIL | HRCU-A-CB (Split System: Heat Pump with Remote Outdoor Unit-Air-Source) | H5H3V36*K*AAA* |  |  | ESH5X36M12A*+WALLCON | *80CTL0702120B* | 33200 | 19 | 9 | 35000 | 26800 | 76.57% | 1.92 | 0 | 11 |  |  |  |  | R-454B | 2.7667 | Residential & Commercial | USHP | Ducted CEE Tier 1
212988686 | Central HP <5.4 tons | BRYANT HEATING AND COOLING SYSTEMS | HRCU-A-CB (Split System: Heat Pump with Remote Outdoor Unit-Air-Source) | 38MURAQ24AB3* |  |  | CAP**3621AL* | 935SB36040M17*** | 23400 | 17 | 8.5 | 26000 | 24400 | 93.85% | 2.02 | 0 | 10 |  |  |  |  | R-410A | 1.95 | Residential & Commercial | USHP | Ducted CEE Tier 1
213774647 | Central HP <5.4 tons | HEIL | HRCU-A-CB (Split System: Heat Pump with Remote Outdoor Unit-Air-Source) | HVH825GKA3* |  |  | EHD4X48AAL+WALLCON | *97CMN0801714B* | 24200 | 16 | 8.1 | 21400 | 16600 | 77.57% | 2 | 0 | 10.5 |  |  |  |  | R-410A | 2.0167 | Residential & Commercial | USHP | Ducted CEE Tier 1
213774697 | Central HP <5.4 tons | HEIL | HRCU-A-CB (Split System: Heat Pump with Remote Outdoor Unit-Air-Source) | HVH825GKA3* |  |  | EHD4X48AAL+WALLCON | *96CTN0801714B* | 24200 | 16 | 8.1 | 21400 | 16600 | 77.57% | 2 | 0 | 10.5 |  |  |  |  | R-410A | 2.0167 | Residential & Commercial | USHP | Ducted CEE Tier 1
215669157 | Central HP <5.4 tons | COMFORTMAKER | HRCU-A-CB (Split System: Heat Pump with Remote Outdoor Unit-Air-Source) | C5H0V36*K*AAA* |  |  | EA*5X48M21A*+WALLCON | *80CTL0901716B* | 33800 | 18 | 9 | 35000 | 25000 | 71.43% | 1.88 | 0 | 10 |  |  |  |  | R-454B | 2.8167 | Residential & Commercial | USHP | Ducted CEE Tier 1
213778977 | Central HP <5.4 tons | HEIL | HRCU-A-CB (Split System: Heat Pump with Remote Outdoor Unit-Air-Source) | HVH837GKA** |  |  | EA*4X37L21A*+WALLCON | *80CTL1102120B* | 33000 | 17 | 8.5 | 32800 | 25000 | 76.22% | 1.98 | 0 | 11.5 |  |  |  |  | R-410A | 2.75 | Residential & Commercial | USHP | Ducted CEE Tier 1
213779077 | Central HP <5.4 tons | HEIL | HRCU-A-CB (Split System: Heat Pump with Remote Outdoor Unit-Air-Source) | HVH837GKA** |  |  | EA*4X42L21A*+WALLCON | *80CTL0901716B* | 31800 | 17 | 8.1 | 33000 | 24400 | 73.94% | 1.88 | 0 | 11 |  |  |  |  | R-410A | 2.65 | Residential & Commercial | USHP | Ducted CEE Tier 1
215667653 | Central HP <5.4 tons | COMFORTMAKER | HRCU-A-CB (Split System: Heat Pump with Remote Outdoor Unit-Air-Source) | C5H0V24*K*AAA* |  |  | EA*5X36M17A*+WALLCON | *80CTL0901716B* | 23200 | 17 | 9 | 23600 | 16600 | 70.34% | 1.98 | 0 | 10.5 |  |  |  |  | R-454B | 1.9333 | Residential & Commercial | USHP | Ducted CEE Tier 1
215667751 | Central HP <5.4 tons | COMFORTMAKER | HRCU-A-CB (Split System: Heat Pump with Remote Outdoor Unit-Air-Source) | C5H0V24*K*AAA* |  |  | EA*5X37M17A*+WALLCON | *80CTL0701412B* | 23800 | 17.5 | 9 | 23400 | 16500 | 70.51% | 2 | 0 | 10.5 |  |  |  |  | R-454B | 1.9833 | Residential & Commercial | USHP | Ducted CEE Tier 1
214592564 | Central HP <5.4 tons | ECOER | HRCU-A-CB (Split System: Heat Pump with Remote Outdoor Unit-Air-Source) | EODA18H-2436B | ASPEN |  | D(A,C,E)48C34+TDR | MGH96M080C4A | 33000 | 18 | 8.8 | 34600 | 24400 | 70.52% | 1.95 | 0 | 11 |  |  |  |  | R-410A | 2.75 | Residential & Commercial | USHP | Ducted CEE Tier 1
215223196 | Central HP <5.4 tons | BRYANT HEATING AND COOLING SYSTEMS | HRCU-A-CB (Split System: Heat Pump with Remote Outdoor Unit-Air-Source) | 288BNV037*0**B* | ADP |  | H,PG35936 | 987MB66100C21*** | 32000 | 17 | 8.5 | 31000 | 24600 | 79.35% | 1.98 | 0 | 11.5 |  |  |  |  | R-410A | 2.6667 | Residential & Commercial | USHP | Ducted CEE Tier 1
215932136 | Central HP <5.4 tons | HEIL | HRCU-A-CB (Split System: Heat Pump with Remote Outdoor Unit-Air-Source) | H5H3V36*K*AAA* |  |  | EA*5X37M17A*+WALLCON | *97CMN0601714B* | 33200 | 19 | 9.5 | 34600 | 26400 | 76.3% | 2.04 | 0 | 10.5 |  |  |  |  | R-454B | 2.7667 | Residential & Commercial | USHP | Ducted CEE Tier 1
206136197 | Central HP <5.4 tons | AIRQUEST | HRCU-A-CB (Split System: Heat Pump with Remote Outdoor Unit-Air-Source) | HVH837GKA** |  |  | EA*4X48L24A*+WALLCON | *95CSU1002122A* | 32400 | 17.5 | 8.5 | 32400 | 24800 | 76.54% | 2 | 12 | 11.5 |  |  |  |  | R-410A | 2.7 | Residential & Commercial | USHP | Ducted CEE Tier 1
206136333 | Central HP <5.4 tons | AIRQUEST | HRCU-A-CB (Split System: Heat Pump with Remote Outdoor Unit-Air-Source) | HVH837GKA** |  |  | EHD4X42AAL+WALLCON | *95CSU0802120A* | 32600 | 17 | 8.1 | 33000 | 24800 | 75.15% | 1.96 | 11.5 | 11 |  |  |  |  | R-410A | 2.7167 | Residential & Commercial | USHP | Ducted CEE Tier 1
213781187 | Central HP <5.4 tons | HEIL | HRCU-A-CB (Split System: Heat Pump with Remote Outdoor Unit-Air-Source) | HVH837GKA2* |  |  | EA*4X43L21A*+WALLCON | *80CTL0902120B* | 32800 | 17 | 8.5 | 32600 | 25000 | 76.69% | 1.98 | 0 | 11.5 |  |  |  |  | R-410A | 2.7333 | Residential & Commercial | USHP | Ducted CEE Tier 1
213781337 | Central HP <5.4 tons | HEIL | HRCU-A-CB (Split System: Heat Pump with Remote Outdoor Unit-Air-Source) | HVH837GKA2* |  |  | EA*4X48L21A*+WALLCON | *97CMN0601714B* | 32000 | 16.5 | 8.1 | 32800 | 25200 | 76.83% | 1.94 | 0 | 10.5 |  |  |  |  | R-410A | 2.6667 | Residential & Commercial | USHP | Ducted CEE Tier 1
213781387 | Central HP <5.4 tons | HEIL | HRCU-A-CB (Split System: Heat Pump with Remote Outdoor Unit-Air-Source) | HVH837GKA2* |  |  | EA*4X48L21A*+WALLCON | *96CTN1002122B* | 32400 | 17 | 8.1 | 32600 | 24800 | 76.07% | 1.98 | 0 | 11 |  |  |  |  | R-410A | 2.7 | Residential & Commercial | USHP | Ducted CEE Tier 1
213781687 | Central HP <5.4 tons | HEIL | HRCU-A-CB (Split System: Heat Pump with Remote Outdoor Unit-Air-Source) | HVH837GKA2* |  |  | EA*4X61L24A*+WALLCON | *97CMN1002122B* | 33200 | 17.5 | 8.5 | 32000 | 24800 | 77.5% | 2 | 0 | 11.7 |  |  |  |  | R-410A | 2.7667 | Residential & Commercial | USHP | Ducted CEE Tier 1
213281309 | Central HP <5.4 tons | GREE | HRCU-A-CB (Split System: Heat Pump with Remote Outdoor Unit-Air-Source) | FLEXX36HP230V1AO | ADP |  | V36H***P429+AEFE3A* | 0 | 23000 | 16 | 8.9 | 22400 | 21600 | 96.43% | 1.78 | 0 | 11.5 |  |  |  |  | R-410A | 1.9167 | Residential & Commercial | USHP | Ducted CEE Tier 1
212627810 | Central HP <5.4 tons | COLEMAN | HRCU-A-CB (Split System: Heat Pump with Remote Outdoor Unit-Air-Source) | HMH72B341 | ASPEN |  | D(A,C,E)48D26+TDR | TMLV100C16MP12 | 31000 | 17.3 | 8.1 | 33800 | 27400 | 81.07% | 2.47 | 0 | 9.7 |  |  |  |  | R-410A | 2.5833 | Residential & Commercial | USHP
212627811 | Central HP <5.4 tons | COLEMAN | HRCU-A-CB (Split System: Heat Pump with Remote Outdoor Unit-Air-Source) | HMH72B341 | ASPEN |  | D(A,C,E)48D36+TDR | TMLV100C16MP12 | 33400 | 17.5 | 8.1 | 33800 | 27400 | 81.07% | 2.47 | 0 | 10 |  |  |  |  | R-410A | 2.7833 | Residential & Commercial | USHP | Ducted CEE Tier 1
212627824 | Central HP <5.4 tons | COLEMAN | HRCU-A-CB (Split System: Heat Pump with Remote Outdoor Unit-Air-Source) | HMH72B341 | ASPEN |  | D(A,C,E)36D36+TDR | TPLC080C16MP13 | 32800 | 17.5 | 8.1 | 33800 | 27400 | 81.07% | 2.47 | 0 | 10 |  |  |  |  | R-410A | 2.7333 | Residential & Commercial | USHP | Ducted CEE Tier 1
212627875 | Central HP <5.4 tons | COLEMAN | HRCU-A-CB (Split System: Heat Pump with Remote Outdoor Unit-Air-Source) | HMH72B341 | ASPEN |  | D(A,C,E)42C26+TDR | TL8E080C16UH11 | 30200 | 17 | 8.5 | 34000 | 27800 | 81.76% | 2.68 | 0 | 9 |  |  |  |  | R-410A | 2.5167 | Residential & Commercial | USHP
212627893 | Central HP <5.4 tons | COLEMAN | HRCU-A-CB (Split System: Heat Pump with Remote Outdoor Unit-Air-Source) | HMH72B341 | ASPEN |  | D(A,C,E)36D36+TDR | TL9E080C16UH11 | 32800 | 17.5 | 8.5 | 34000 | 28000 | 82.35% | 2.66 | 0 | 9.5 |  |  |  |  | R-410A | 2.7333 | Residential & Commercial | USHP
212627908 | Central HP <5.4 tons | COLEMAN | HRCU-A-CB (Split System: Heat Pump with Remote Outdoor Unit-Air-Source) | HMH72B341 | ASPEN |  | C(A,C,D,E)36A46+TDR | CP9C100C16MP13 | 32000 | 17.5 | 8.1 | 34000 | 27400 | 80.59% | 2.47 | 0 | 9.9 |  |  |  |  | R-410A | 2.6667 | Residential & Commercial | USHP
212627911 | Central HP <5.4 tons | COLEMAN | HRCU-A-CB (Split System: Heat Pump with Remote Outdoor Unit-Air-Source) | HMH72B341 | ASPEN |  | C(A,C,D,E)36C26+TDR | CP9C100C16MP13 | 29800 | 16.9 | 8.1 | 34000 | 27400 | 80.59% | 2.47 | 0 | 9.5 |  |  |  |  | R-410A | 2.4833 | Residential & Commercial | USHP
212627926 | Central HP <5.4 tons | COLEMAN | HRCU-A-CB (Split System: Heat Pump with Remote Outdoor Unit-Air-Source) | HMH72B341 | ASPEN |  | D(A,C,E)48B36+TDR | CP9C100C16MP13 | 32600 | 17.5 | 8.1 | 34000 | 27400 | 80.59% | 2.47 | 0 | 10 |  |  |  |  | R-410A | 2.7167 | Residential & Commercial | USHP | Ducted CEE Tier 1
215933446 | Central HP <5.4 tons | HEIL | HRCU-A-CB (Split System: Heat Pump with Remote Outdoor Unit-Air-Source) | H5H3V36*K*AAA* |  |  | ESH5X42M12A*+WALLCON | *97CMN1202422B* | 33600 | 19 | 9 | 34800 | 26600 | 76.44% | 1.94 | 0 | 11.5 |  |  |  |  | R-454B | 2.8 | Residential & Commercial | USHP | Ducted CEE Tier 1
215933496 | Central HP <5.4 tons | HEIL | HRCU-A-CB (Split System: Heat Pump with Remote Outdoor Unit-Air-Source) | H5H3V36*K*AAA* |  |  | ESH5X42M12A*+WALLCON | *96CTN1202422B* | 33600 | 19 | 9 | 34600 | 26600 | 76.88% | 1.94 | 0 | 11.5 |  |  |  |  | R-454B | 2.8 | Residential & Commercial | USHP | Ducted CEE Tier 1
215933566 | Central HP <5.4 tons | HEIL | HRCU-A-CB (Split System: Heat Pump with Remote Outdoor Unit-Air-Source) | H5H3V36*K*AAA* |  |  | ESH5X48M12A*+WALLCON | *80CTL0702120B* | 33600 | 19.5 | 9 | 34800 | 26600 | 76.44% | 1.94 | 0 | 11.5 |  |  |  |  | R-454B | 2.8 | Residential & Commercial | USHP | Ducted CEE Tier 1
215933616 | Central HP <5.4 tons | HEIL | HRCU-A-CB (Split System: Heat Pump with Remote Outdoor Unit-Air-Source) | H5H3V36*K*AAA* |  |  | ESH5X48M12A*+WALLCON | *95CSU0802120B* | 33600 | 19 | 9 | 34800 | 26600 | 76.44% | 1.94 | 0 | 11.5 |  |  |  |  | R-454B | 2.8 | Residential & Commercial | USHP | Ducted CEE Tier 1
215933816 | Central HP <5.4 tons | HEIL | HRCU-A-CB (Split System: Heat Pump with Remote Outdoor Unit-Air-Source) | H5H3V36*K*AAA* |  |  | ESH5X60M12A*+WALLCON | *80CTL1352422B* | 34200 | 19.5 | 9 | 34400 | 26000 | 75.58% | 1.96 | 0 | 11.7 |  |  |  |  | R-454B | 2.85 | Residential & Commercial | USHP | Ducted CEE Tier 1
212976492 | Central HP <5.4 tons | HEIL | HRCU-A-CB (Split System: Heat Pump with Remote Outdoor Unit-Air-Source) | DLCURAH30ABK |  |  | EA*4X43L21A* | *96VTN0802120B* | 30600 | 15.2 | 8.1 | 33400 | 26400 | 79.04% | 1.86 | 0 | 9 |  |  |  |  | R-410A | 2.55 | Residential & Commercial | USHP
212976735 | Central HP <5.4 tons | HEIL | HRCU-A-CB (Split System: Heat Pump with Remote Outdoor Unit-Air-Source) | DLCURAH30ABK |  |  | EA*4X42L21A* | *96VTN1002120B* | 30200 | 15.2 | 8.5 | 34200 | 27600 | 80.7% | 1.8 | 0 | 9 |  |  |  |  | R-410A | 2.5167 | Residential & Commercial | USHP
212627942 | Central HP <5.4 tons | COLEMAN | HRCU-A-CB (Split System: Heat Pump with Remote Outdoor Unit-Air-Source) | HMH72B341 | ASPEN |  | D(A,C,E)36D36+TDR | TM8Y080C16MP11 | 32800 | 18.5 | 8.5 | 34000 | 27400 | 80.59% | 2.67 | 0 | 10 |  |  |  |  | R-410A | 2.7333 | Residential & Commercial | USHP | Ducted CEE Tier 1
212627976 | Central HP <5.4 tons | COLEMAN | HRCU-A-CB (Split System: Heat Pump with Remote Outdoor Unit-Air-Source) | HMH72B341 | ASPEN |  | D(A,C,E)48D36+TDR | TM8Y100C16MP11 | 33400 | 18.5 | 8.5 | 34000 | 27400 | 80.59% | 2.67 | 0 | 10 |  |  |  |  | R-410A | 2.7833 | Residential & Commercial | USHP | Ducted CEE Tier 1
212627978 | Central HP <5.4 tons | COLEMAN | HRCU-A-CB (Split System: Heat Pump with Remote Outdoor Unit-Air-Source) | HMH72B341 | ASPEN |  | C(A,C,D,E)36B26+TDR | TM9V100C16MP12 | 29200 | 16.7 | 8.5 | 34000 | 27400 | 80.59% | 2.67 | 0 | 9.4 |  |  |  |  | R-410A | 2.4333 | Residential & Commercial | USHP
212627991 | Central HP <5.4 tons | COLEMAN | HRCU-A-CB (Split System: Heat Pump with Remote Outdoor Unit-Air-Source) | HMH72B341 | ASPEN |  | D(A,C,E)42C26+TDR | TM9V100C16MP12 | 30200 | 17 | 8.5 | 34000 | 27400 | 80.59% | 2.67 | 0 | 9 |  |  |  |  | R-410A | 2.5167 | Residential & Commercial | USHP
212627992 | Central HP <5.4 tons | COLEMAN | HRCU-A-CB (Split System: Heat Pump with Remote Outdoor Unit-Air-Source) | HMH72B341 | ASPEN |  | D(A,C,E)42C36+TDR | TM9V100C16MP12 | 32800 | 17.5 | 8.5 | 34000 | 27400 | 80.59% | 2.67 | 0 | 10 |  |  |  |  | R-410A | 2.7333 | Residential & Commercial | USHP | Ducted CEE Tier 1
212627993 | Central HP <5.4 tons | COLEMAN | HRCU-A-CB (Split System: Heat Pump with Remote Outdoor Unit-Air-Source) | HMH72B341 | ASPEN |  | D(A,C,E)42D26+TDR | TM9V100C16MP12 | 30600 | 17.2 | 8.5 | 34000 | 27400 | 80.59% | 2.67 | 0 | 9.6 |  |  |  |  | R-410A | 2.55 | Residential & Commercial | USHP
212627994 | Central HP <5.4 tons | COLEMAN | HRCU-A-CB (Split System: Heat Pump with Remote Outdoor Unit-Air-Source) | HMH72B341 | ASPEN |  | D(A,C,E)42D36+TDR | TM9V100C16MP12 | 33200 | 17.5 | 8.5 | 34000 | 27400 | 80.59% | 2.67 | 0 | 10 |  |  |  |  | R-410A | 2.7667 | Residential & Commercial | USHP | Ducted CEE Tier 1
212628009 | Central HP <5.4 tons | COLEMAN | HRCU-A-CB (Split System: Heat Pump with Remote Outdoor Unit-Air-Source) | HMH72B341 | ASPEN |  | D(A,C,E)36C36+TDR | TP9C100C16MP13 | 32400 | 17.5 | 8.1 | 34000 | 27400 | 80.59% | 2.47 | 0 | 10 |  |  |  |  | R-410A | 2.7 | Residential & Commercial | USHP | Ducted CEE Tier 1
214239625 | Central HP <5.4 tons | HEIL | HRCU-A-CB (Split System: Heat Pump with Remote Outdoor Unit-Air-Source) | HVH837GKA** |  |  | EN(A,D)4X36L21**+WALLCON | *96CTN1002122B* | 31400 | 16.5 | 8.1 | 33000 | 24000 | 72.73% | 1.82 | 0 | 11 |  |  |  |  | R-410A | 2.6167 | Residential & Commercial | USHP | Ducted CEE Tier 1
215932036 | Central HP <5.4 tons | HEIL | HRCU-A-CB (Split System: Heat Pump with Remote Outdoor Unit-Air-Source) | H5H3V36*K*AAA* |  |  | EA*5X36M17A*+WALLCON | *80CSU0401712A* | 32200 | 19.5 | 9.5 | 35200 | 27200 | 77.27% | 1.98 | 0 | 11 |  |  |  |  | R-454B | 2.6833 | Residential & Commercial | USHP | Ducted CEE Tier 1
215932236 | Central HP <5.4 tons | HEIL | HRCU-A-CB (Split System: Heat Pump with Remote Outdoor Unit-Air-Source) | H5H3V36*K*AAA* |  |  | EA*5X42M21A*+WALLCON | *80CTL0702120B* | 32600 | 19.5 | 9.5 | 35000 | 26800 | 76.57% | 2.02 | 0 | 11 |  |  |  |  | R-454B | 2.7167 | Residential & Commercial | USHP | Ducted CEE Tier 1
215932436 | Central HP <5.4 tons | HEIL | HRCU-A-CB (Split System: Heat Pump with Remote Outdoor Unit-Air-Source) | H5H3V36*K*AAA* |  |  | EA*5X48M21A*+WALLCON | *80CTL0902120B* | 33400 | 20 | 9.5 | 34600 | 26400 | 76.3% | 2.04 | 0 | 11.7 |  |  |  |  | R-454B | 2.7833 | Residential & Commercial | USHP | Ducted CEE Tier 1
213147354 | Central HP <5.4 tons | BRYANT HEATING AND COOLING SYSTEMS | HRCU-A-CB (Split System: Heat Pump with Remote Outdoor Unit-Air-Source) | 38MURAQ30AB3* | ADP |  | V,C36H***P429+AEFE3A* | 0 | 29600 | 15.2 | 8.2 | 33200 | 27000 | 81.33% | 1.78 | 0 | 8.5 |  |  |  |  | R-410A | 2.4667 | Residential & Commercial | USHP
212628011 | Central HP <5.4 tons | COLEMAN | HRCU-A-CB (Split System: Heat Pump with Remote Outdoor Unit-Air-Source) | HMH72B341 | ASPEN |  | D(A,C,E)36D36+TDR | TP9C100C16MP13 | 32800 | 17.5 | 8.1 | 34000 | 27400 | 80.59% | 2.47 | 0 | 10 |  |  |  |  | R-410A | 2.7333 | Residential & Commercial | USHP | Ducted CEE Tier 1
212628075 | Central HP <5.4 tons | COLEMAN | HRCU-A-CB (Split System: Heat Pump with Remote Outdoor Unit-Air-Source) | HMH72B341 | ASPEN |  | D(A,C,E)42C26+TDR | TP9C100C20MP13 | 30000 | 17 | 8.1 | 34000 | 28000 | 82.35% | 2.47 | 0 | 9 |  |  |  |  | R-410A | 2.5 | Residential & Commercial | USHP
212628092 | Central HP <5.4 tons | COLEMAN | HRCU-A-CB (Split System: Heat Pump with Remote Outdoor Unit-Air-Source) | HMH72B341 | ASPEN |  | D(A,C,E)48C26+TDR | CP9C100C20MP13 | 30400 | 17.1 | 8.1 | 34000 | 28400 | 83.53% | 2.46 | 0 | 9 |  |  |  |  | R-410A | 2.5333 | Residential & Commercial | USHP
212628108 | Central HP <5.4 tons | COLEMAN | HRCU-A-CB (Split System: Heat Pump with Remote Outdoor Unit-Air-Source) | HMH72B341 | ASPEN |  | D(A,C,E)42C36+TDR | TM9V100C20MP12 | 32800 | 17.5 | 8.5 | 34000 | 28400 | 83.53% | 2.7 | 0 | 9.5 |  |  |  |  | R-410A | 2.7333 | Residential & Commercial | USHP
213782087 | Central HP <5.4 tons | HEIL | HRCU-A-CB (Split System: Heat Pump with Remote Outdoor Unit-Air-Source) | HVH837GKA2* |  |  | EHD4X48AAL+WALLCON | *80CTL0902120B* | 32600 | 16.5 | 8.1 | 33000 | 24800 | 75.15% | 1.96 | 0 | 11 |  |  |  |  | R-410A | 2.7167 | Residential & Commercial | USHP | Ducted CEE Tier 1
213782357 | Central HP <5.4 tons | HEIL | HRCU-A-CB (Split System: Heat Pump with Remote Outdoor Unit-Air-Source) | HVH837GKA2* |  |  | EHD4X60AAL+WALLCON | *96CTN1202422B* | 33000 | 16.5 | 8.1 | 32200 | 24800 | 77.02% | 2 | 0 | 11.5 |  |  |  |  | R-410A | 2.75 | Residential & Commercial | USHP | Ducted CEE Tier 1
214075376 | Central HP <5.4 tons | FRIEDRICH | HRCU-A-CB (Split System: Heat Pump with Remote Outdoor Unit-Air-Source) | RD17AZ60AJ3N |  |  | TCFZ6024STANM | FR962V1005A21M4 | 55000 | 18 | 8.1 | 54000 | 49500 | 91.67% | 1.75 | 0 | 10 |  |  |  |  | R-410A | 4.5833 | Residential & Commercial | USHP | Ducted CEE Tier 1
216057005 | Central HP <5.4 tons | AMERICAN STANDARD | HRCU-A-CB (Split System: Heat Pump with Remote Outdoor Unit-Air-Source) | 5A6V8X36A1 |  |  | 5TAMXD05AV41 | 0 | 33000 | 17.1 | 8.5 | 33200 | 25200 | 75.9% | 2.1 | 0 | 10.5 |  |  |  |  | R-454B | 2.75 | Residential & Commercial | USHP | Ducted CEE Tier 1
213779617 | Central HP <5.4 tons | HEIL | HRCU-A-CB (Split System: Heat Pump with Remote Outdoor Unit-Air-Source) | HVH837GKA** |  |  | EA*4X60L24A*+WALLCON | *96CTN1202422B* | 32800 | 17.5 | 8.1 | 31800 | 24600 | 77.36% | 1.98 | 0 | 11.5 |  |  |  |  | R-410A | 2.7333 | Residential & Commercial | USHP | Ducted CEE Tier 1
213779647 | Central HP <5.4 tons | HEIL | HRCU-A-CB (Split System: Heat Pump with Remote Outdoor Unit-Air-Source) | HVH837GKA** |  |  | EA*4X61L21A*+WALLCON | *80CTL0901716B* | 33200 | 17.5 | 8.1 | 32000 | 24800 | 77.5% | 1.98 | 0 | 11.5 |  |  |  |  | R-410A | 2.7667 | Residential & Commercial | USHP | Ducted CEE Tier 1
214592561 | Central HP <5.4 tons | ECOER | HRCU-A-CB (Split System: Heat Pump with Remote Outdoor Unit-Air-Source) | EODA18H-2436B | ASPEN |  | D(A,C,E)24C34+TDR | MGH96M080B3A | 22800 | 18 | 8.8 | 24000 | 19200 | 80% | 2.1 | 0 | 12.5 |  |  |  |  | R-410A | 1.9 | Residential & Commercial | USHP | Ducted CEE Tier 1
214075528 | Central HP <5.4 tons | FRIEDRICH | HRCU-A-CB (Split System: Heat Pump with Remote Outdoor Unit-Air-Source) | RD17AZ24AJ3N |  |  | TCFZ2417MTANM | FR962V0403A17M4 | 22600 | 17 | 9.5 | 22600 | 16900 | 74.78% | 2 | 0 | 11.2 |  |  |  |  | R-410A | 1.8833 | Residential & Commercial | USHP | Ducted CEE Tier 1
214075445 | Central HP <5.4 tons | FRIEDRICH | HRCU-A-CB (Split System: Heat Pump with Remote Outdoor Unit-Air-Source) | RD17AZ24AJ3N |  |  | TCFZ2417MTANM | FR801V1004A17UH | 22600 | 17 | 9.5 | 22600 | 16800 | 74.34% | 2.1 | 0 | 11.2 |  |  |  |  | R-410A | 1.8833 | Residential & Commercial | USHP | Ducted CEE Tier 1
212925417 | Central HP <5.4 tons | GREE | HRCU-A-C (Split System: Heat Pump with Remote Outdoor Unit with No Indoor Fan --Air Source) | FLEXX60HP230V1AO | ADP |  | HG52960 | 0 | 50500 | 15.2 | 8.5 | 51000 | 36800 | 72.16% | 1.8 | 0 | 9.5 |  |  |  |  | R-410A | 4.2083 | Residential & Commercial | USHP
215674349 | Central HP <5.4 tons | COMFORTMAKER | HRCU-A-CB (Split System: Heat Pump with Remote Outdoor Unit-Air-Source) | C5H0V48*K*AAA* |  |  | EA*5X61M21A*+WALLCON | *80CTL0702120B* | 46000 | 18 | 9 | 48000 | 33800 | 70.42% | 2.06 | 0 | 10 |  |  |  |  | R-454B | 3.8333 | Residential & Commercial | USHP | Ducted CEE Tier 1
215934813 | Central HP <5.4 tons | TEMPSTAR | HRCU-A-CB (Split System: Heat Pump with Remote Outdoor Unit-Air-Source) | T5H3V36*K*AAA* |  |  | EVM5X44M21A*+WALLCON | *80CTL0451712B* | 35200 | 21 | 8.5 | 39000 | 29400 | 75.38% | 2 | 0 | 11.7 |  |  |  |  | R-454B | 2.9333 | Residential & Commercial | USHP | Ducted CEE Tier 1
215935113 | Central HP <5.4 tons | TEMPSTAR | HRCU-A-CB (Split System: Heat Pump with Remote Outdoor Unit-Air-Source) | T5H3V36*K*AAA* |  |  | EVM5X49M21A*+WALLCON | *97CMN0802120B* | 35600 | 21.5 | 8.5 | 38000 | 28600 | 75.26% | 2.04 | 0 | 12 |  |  |  |  | R-454B | 2.9667 | Residential & Commercial | USHP | Ducted CEE Tier 1
215935233 | Central HP <5.4 tons | TEMPSTAR | HRCU-A-CB (Split System: Heat Pump with Remote Outdoor Unit-Air-Source) | T5H3V36*K*AAA* |  |  | EVM5X60M21A*+WALLCON | *80CTL1102120B* | 35600 | 22 | 8.5 | 38000 | 28400 | 74.74% | 2.02 | 0 | 12.5 |  |  |  |  | R-454B | 2.9667 | Residential & Commercial | USHP | Ducted CEE Tier 1
213369407 | Central HP <5.4 tons | CARRIER | HRCU-A-CB (Split System: Heat Pump with Remote Outdoor Unit-Air-Source) | 38MURAQ24AB3* | ADP |  | H,PG7J936 | 59TP6B080V21**20 | 23000 | 17 | 8.1 | 24200 | 23400 | 96.69% | 1.98 | 0 | 10 |  |  |  |  | R-410A | 1.9167 | Residential & Commercial | USHP | Ducted CEE Tier 1
212480221 | Central HP <5.4 tons | CARRIER | HRCU-A-CB (Split System: Heat Pump with Remote Outdoor Unit-Air-Source) | 38MURAQ30AB3* | ADP |  | C36A***L159 | 58SU*A080E21**20 | 29800 | 15.2 | 8.1 | 32200 | 26800 | 83.23% | 1.78 | 0 | 9 |  |  |  |  | R-410A | 2.4833 | Residential & Commercial | USHP
212480254 | Central HP <5.4 tons | CARRIER | HRCU-A-CB (Split System: Heat Pump with Remote Outdoor Unit-Air-Source) | 38MURAQ30AB3* | ADP |  | PL36H210P749 | 59SC2D080E21**20 | 30600 | 15.2 | 8.1 | 32600 | 26400 | 80.98% | 1.82 | 0 | 9 |  |  |  |  | R-410A | 2.55 | Residential & Commercial | USHP
212498520 | Central HP <5.4 tons | CARRIER | HRCU-A-CB (Split System: Heat Pump with Remote Outdoor Unit-Air-Source) | 38MURAQ30AB3* | ADP |  | CE3005A+TXV | 0 | 29800 | 15.2 | 8.2 | 33200 | 27000 | 81.33% | 1.78 | 0 | 8.5 |  |  |  |  | R-410A | 2.4833 | Residential & Commercial | USHP
213082107 | Central HP <5.4 tons | GREE | HRCU-A-C (Split System: Heat Pump with Remote Outdoor Unit with No Indoor Fan --Air Source) | GUD36W/A-D(U) | ADP |  | V,R36H175P149+TD | 0 | 22800 | 15.2 | 8.5 | 22400 | 21200 | 94.64% | 1.8 | 0 | 11 |  |  |  |  | R-410A | 1.9 | Residential & Commercial | USHP | Ducted CEE Tier 1
212977094 | Central HP <5.4 tons | HEIL | HRCU-A-CB (Split System: Heat Pump with Remote Outdoor Unit-Air-Source) | DLCURAH36ABK |  |  | EA*4X48L24A* | *96VTN1002122B* | 35800 | 16.5 | 8.5 | 37800 | 34600 | 91.53% | 2.02 | 0 | 10 |  |  |  |  | R-410A | 2.9833 | Residential & Commercial | USHP | Ducted CEE Tier 1
215674059 | Central HP <5.4 tons | COMFORTMAKER | HRCU-A-CB (Split System: Heat Pump with Remote Outdoor Unit-Air-Source) | C5H0V48*K*AAA* |  |  | EA*5X48M21A*+WALLCON | *80CTL0902120B* | 44500 | 18 | 9 | 48500 | 34000 | 70.1% | 2.06 | 0 | 9.5 |  |  |  |  | R-454B | 3.7083 | Residential & Commercial | USHP
215674089 | Central HP <5.4 tons | COMFORTMAKER | HRCU-A-CB (Split System: Heat Pump with Remote Outdoor Unit-Air-Source) | C5H0V48*K*AAA* |  |  | EA*5X48M21A*+WALLCON | *95CSU0802120B* | 44000 | 17.5 | 9 | 48500 | 34200 | 70.52% | 2.06 | 0 | 9.5 |  |  |  |  | R-454B | 3.6667 | Residential & Commercial | USHP
215674189 | Central HP <5.4 tons | COMFORTMAKER | HRCU-A-CB (Split System: Heat Pump with Remote Outdoor Unit-Air-Source) | C5H0V48*K*AAA* |  |  | EA*5X60M24A*+WALLCON | *80CTL0902120B* | 45000 | 18 | 9 | 47500 | 33400 | 70.32% | 2.08 | 0 | 10 |  |  |  |  | R-454B | 3.75 | Residential & Commercial | USHP | Ducted CEE Tier 1
212380550 | Central HP <5.4 tons | CARRIER | HRCU-A-CB (Split System: Heat Pump with Remote Outdoor Unit-Air-Source) | 25VNA424A*031* | ADP |  | PL36H175P159 | 58TN*A090C17**16 | 23600 | 21 | 8.5 | 24800 | 19300 | 77.82% | 2.48 | 0 | 13.5 |  |  |  |  | R-410A | 1.9667 | Residential & Commercial | USHP | Ducted CEE Tier 1
212380564 | Central HP <5.4 tons | CARRIER | HRCU-A-CB (Split System: Heat Pump with Remote Outdoor Unit-Air-Source) | 25VNA424A*031* | ADP |  | PL36H210P749 | 59MN7B060C17**14 | 23200 | 19 | 8.1 | 25200 | 19600 | 77.78% | 2.42 | 0 | 12.5 |  |  |  |  | R-410A | 1.9333 | Residential & Commercial | USHP | Ducted CEE Tier 1
214572839 | Central HP <5.4 tons | BRYANT HEATING AND COOLING SYSTEMS | HRCU-A-CB (Split System: Heat Pump with Remote Outdoor Unit-Air-Source) | 288BNV037*0**A* |  |  | CAP**4824AL*+UI | 935CB60080C21*** | 32200 | 17.5 | 8.5 | 32400 | 25000 | 77.16% | 1.98 | 0 | 11 |  |  |  |  | R-410A | 2.6833 | Residential & Commercial | USHP | Ducted CEE Tier 1
212624589 | Central HP <5.4 tons | COLEMAN | HRCU-A-CB (Split System: Heat Pump with Remote Outdoor Unit-Air-Source) | HMH72B341 | ASPEN |  | D(A,C,E)42D34+TDR | TM8V080C16MP12 | 33200 | 17.5 | 8.5 | 34000 | 27400 | 80.59% | 2.67 | 0 | 10 |  |  |  |  | R-410A | 2.7667 | Residential & Commercial | USHP | Ducted CEE Tier 1
212624603 | Central HP <5.4 tons | COLEMAN | HRCU-A-CB (Split System: Heat Pump with Remote Outdoor Unit-Air-Source) | HMH72B341 | ASPEN |  | C(A,C,D,E)36B24+TDR | TM8V100C16MP12 | 29200 | 16.7 | 8.5 | 34000 | 27400 | 80.59% | 2.67 | 0 | 9.4 |  |  |  |  | R-410A | 2.4333 | Residential & Commercial | USHP
212624630 | Central HP <5.4 tons | COLEMAN | HRCU-A-CB (Split System: Heat Pump with Remote Outdoor Unit-Air-Source) | HMH72B341 | ASPEN |  | D(A,C,E)48B34+TDR | TM8V100C16MP12 | 32600 | 17.5 | 8.5 | 34000 | 27400 | 80.59% | 2.67 | 0 | 10 |  |  |  |  | R-410A | 2.7167 | Residential & Commercial | USHP | Ducted CEE Tier 1
212624646 | Central HP <5.4 tons | COLEMAN | HRCU-A-CB (Split System: Heat Pump with Remote Outdoor Unit-Air-Source) | HMH72B341 | ASPEN |  | C(A,C,D,E)36B34+TDR | TMLV100C16MP12 | 32000 | 17.5 | 8.1 | 33800 | 27400 | 81.07% | 2.47 | 0 | 9.9 |  |  |  |  | R-410A | 2.6667 | Residential & Commercial | USHP
212624648 | Central HP <5.4 tons | COLEMAN | HRCU-A-CB (Split System: Heat Pump with Remote Outdoor Unit-Air-Source) | HMH72B341 | ASPEN |  | C(A,C,D,E)36C34+TDR | TMLV100C16MP12 | 32400 | 17.5 | 8.1 | 33800 | 27400 | 81.07% | 2.47 | 0 | 10 |  |  |  |  | R-410A | 2.7 | Residential & Commercial | USHP | Ducted CEE Tier 1
212624705 | Central HP <5.4 tons | COLEMAN | HRCU-A-CB (Split System: Heat Pump with Remote Outdoor Unit-Air-Source) | HMH72B341 | ASPEN |  | D(A,C,E)48C24+TDR | TPLC080C16MP13 | 30600 | 17.2 | 8.1 | 33800 | 27400 | 81.07% | 2.47 | 0 | 9.6 |  |  |  |  | R-410A | 2.55 | Residential & Commercial | USHP
212624778 | Central HP <5.4 tons | COLEMAN | HRCU-A-CB (Split System: Heat Pump with Remote Outdoor Unit-Air-Source) | HMH72B341 | ASPEN |  | C(A,C,D,E)42D24+TDR | TL8E080C16UH11 | 30600 | 17.1 | 8.5 | 34000 | 27800 | 81.76% | 2.68 | 0 | 9.6 |  |  |  |  | R-410A | 2.55 | Residential & Commercial | USHP
212624782 | Central HP <5.4 tons | COLEMAN | HRCU-A-CB (Split System: Heat Pump with Remote Outdoor Unit-Air-Source) | HMH72B341 | ASPEN |  | C(A,C,D,E)48D24+TDR | TL8E080C16UH11 | 31000 | 17.3 | 8.5 | 34000 | 27800 | 81.76% | 2.68 | 0 | 9.7 |  |  |  |  | R-410A | 2.5833 | Residential & Commercial | USHP
211750022 | Central HP <5.4 tons | GREE | HRCU-A-C (Split System: Heat Pump with Remote Outdoor Unit with No Indoor Fan --Air Source) | GUD36W/A-D(U) | ADP |  | *G34936+TD | 0 | 31600 | 15.2 | 8.5 | 32400 | 23600 | 72.84% | 1.8 | 0 | 9 |  |  |  |  | R-410A | 2.6333 | Residential & Commercial | USHP
211750037 | Central HP <5.4 tons | GREE | HRCU-A-C (Split System: Heat Pump with Remote Outdoor Unit with No Indoor Fan --Air Source) | FLEXX60HP230V1AO | ADP |  | *G52960+TD | 0 | 50500 | 15.2 | 8.5 | 51000 | 36800 | 72.16% | 1.8 | 0 | 9.5 |  |  |  |  | R-410A | 4.2083 | Residential & Commercial | USHP
215674209 | Central HP <5.4 tons | COMFORTMAKER | HRCU-A-CB (Split System: Heat Pump with Remote Outdoor Unit-Air-Source) | C5H0V48*K*AAA* |  |  | EA*5X60M24A*+WALLCON | *80CTL1352422B* | 45000 | 18 | 9 | 47500 | 33400 | 70.32% | 2.08 | 0 | 10 |  |  |  |  | R-454B | 3.75 | Residential & Commercial | USHP | Ducted CEE Tier 1
212925443 | Central HP <5.4 tons | GREE | HRCU-A-C (Split System: Heat Pump with Remote Outdoor Unit with No Indoor Fan --Air Source) | GUD36W/A-D(U) | ADP |  | HG34936 | 0 | 22800 | 15.2 | 8.5 | 22400 | 21200 | 94.64% | 1.8 | 0 | 11 |  |  |  |  | R-410A | 1.9 | Residential & Commercial | USHP | Ducted CEE Tier 1
212624796 | Central HP <5.4 tons | COLEMAN | HRCU-A-CB (Split System: Heat Pump with Remote Outdoor Unit-Air-Source) | HMH72B341 | ASPEN |  | D(A,C,E)42C24+TDR | TL8E080C16UH11 | 30200 | 17 | 8.5 | 34000 | 27800 | 81.76% | 2.68 | 0 | 9 |  |  |  |  | R-410A | 2.5167 | Residential & Commercial | USHP
212624823 | Central HP <5.4 tons | COLEMAN | HRCU-A-CB (Split System: Heat Pump with Remote Outdoor Unit-Air-Source) | HMH72B341 | ASPEN |  | C(A,C,D,E)36C24+TDR | TL9E080C16UH11 | 29600 | 16.9 | 8.5 | 34000 | 28000 | 82.35% | 2.66 | 0 | 9 |  |  |  |  | R-410A | 2.4667 | Residential & Commercial | USHP
212624828 | Central HP <5.4 tons | COLEMAN | HRCU-A-CB (Split System: Heat Pump with Remote Outdoor Unit-Air-Source) | HMH72B341 | ASPEN |  | C(A,C,D,E)48C24+TDR | TL9E080C16UH11 | 30400 | 17.1 | 8.5 | 34000 | 28000 | 82.35% | 2.66 | 0 | 9 |  |  |  |  | R-410A | 2.5333 | Residential & Commercial | USHP
212624898 | Central HP <5.4 tons | COLEMAN | HRCU-A-CB (Split System: Heat Pump with Remote Outdoor Unit-Air-Source) | HMH72B341 | ASPEN |  | D(A,C,E)48C24+TDR | CP9C100C16MP13 | 30600 | 17.2 | 8.1 | 34000 | 27400 | 80.59% | 2.47 | 0 | 9.6 |  |  |  |  | R-410A | 2.55 | Residential & Commercial | USHP
212624998 | Central HP <5.4 tons | COLEMAN | HRCU-A-CB (Split System: Heat Pump with Remote Outdoor Unit-Air-Source) | HMH72B341 | ASPEN |  | D(A,C,E)36C34+TDR | TM8Y100C16MP11 | 32400 | 18.5 | 8.5 | 34000 | 27400 | 80.59% | 2.67 | 0 | 10 |  |  |  |  | R-410A | 2.7 | Residential & Commercial | USHP | Ducted CEE Tier 1
212625041 | Central HP <5.4 tons | COLEMAN | HRCU-A-CB (Split System: Heat Pump with Remote Outdoor Unit-Air-Source) | HMH72B341 | ASPEN |  | C(A,C,D,E)42C24+TDR | TM9V100C16MP12 | 30200 | 17 | 8.5 | 34000 | 27400 | 80.59% | 2.67 | 0 | 9 |  |  |  |  | R-410A | 2.5167 | Residential & Commercial | USHP
213613890 | Central HP <5.4 tons | GREE | HRCU-A-C (Split System: Heat Pump with Remote Outdoor Unit with No Indoor Fan --Air Source) | GUD60W/A-D(U) | ADP |  | *E50960 | 0 | 47000 | 15.2 | 8.4 | 46000 | 33200 | 72.17% | 1.78 | 0 | 10 |  |  |  |  | R-410A | 3.9167 | Residential & Commercial | USHP | Ducted CEE Tier 1
212621495 | Central HP <5.4 tons | COLEMAN | HRCU-A-CB (Split System: Heat Pump with Remote Outdoor Unit-Air-Source) | HMH72B341 | ASPEN |  | C(A,C,D,E)36A34+TDR | TM9V120D20MP12 | 30800 | 16.8 | 8.3 | 32000 | 28000 | 87.5% | 2.75 | 0 | 9.2 |  |  |  |  | R-410A | 2.5667 | Residential & Commercial | USHP
212621506 | Central HP <5.4 tons | COLEMAN | HRCU-A-CB (Split System: Heat Pump with Remote Outdoor Unit-Air-Source) | HMH72B341 | ASPEN |  | C(A,C,D,E)42A24+TDR | CPLC120C20MP13 | 28600 | 15.6 | 8.1 | 32000 | 27600 | 86.25% | 2.44 | 0 | 8.4 |  |  |  |  | R-410A | 2.3833 | Residential & Commercial | USHP
212621554 | Central HP <5.4 tons | COLEMAN | HRCU-A-CB (Split System: Heat Pump with Remote Outdoor Unit-Air-Source) | HMH72B341 | ASPEN |  | D(A,C,E)36A34+TDR | TMLV120C20MP12 | 31000 | 16.3 | 8.1 | 32200 | 27600 | 85.71% | 2.44 | 0 | 8.8 |  |  |  |  | R-410A | 2.5833 | Residential & Commercial | USHP
216678550 | Central HP <5.4 tons | DAY & NIGHT | HRCU-A-CB (Split System: Heat Pump with Remote Outdoor Unit-Air-Source) | D5CURAH24AAK |  |  | FEVB0024**+NAVA53601CK | 0 | 24600 | 15.2 | 9 | 24000 | 19400 | 80.83% | 2.06 | 0 | 10 |  |  |  |  | R-454B | 2.05 | Residential & Commercial | USHP | Ducted CEE Tier 1
212621579 | Central HP <5.4 tons | COLEMAN | HRCU-A-CB (Split System: Heat Pump with Remote Outdoor Unit-Air-Source) | HMH72B341 | ASPEN |  | C(A,C,D,E)42B24+TDR | TM9Y120D20MP11 | 29400 | 15.8 | 8.5 | 32200 | 28000 | 86.96% | 2.77 | 0 | 9 |  |  |  |  | R-410A | 2.45 | Residential & Commercial | USHP
212621588 | Central HP <5.4 tons | COLEMAN | HRCU-A-CB (Split System: Heat Pump with Remote Outdoor Unit-Air-Source) | HMH72B341 | ASPEN |  | C(A,C,D,E)42B24+TDR | TM9V120D20MP12 | 29400 | 16.3 | 8.5 | 32200 | 28000 | 86.96% | 2.79 | 0 | 9 |  |  |  |  | R-410A | 2.45 | Residential & Commercial | USHP
212621604 | Central HP <5.4 tons | COLEMAN | HRCU-A-CB (Split System: Heat Pump with Remote Outdoor Unit-Air-Source) | HMH72B341 | ASPEN |  | C(A,C,D,E)36B24+TDR | CPLC100C20MP13 | 28600 | 15.6 | 8.1 | 32400 | 27400 | 84.57% | 2.45 | 0 | 8.4 |  |  |  |  | R-410A | 2.3833 | Residential & Commercial | USHP
212621638 | Central HP <5.4 tons | COLEMAN | HRCU-A-CB (Split System: Heat Pump with Remote Outdoor Unit-Air-Source) | HMH72B341 | ASPEN |  | D(A,C,E)42C24+TDR | TPLC120C20MP13 | 29600 | 15.9 | 8.1 | 32400 | 27400 | 84.57% | 2.45 | 0 | 8 |  |  |  |  | R-410A | 2.4667 | Residential & Commercial | USHP
212621656 | Central HP <5.4 tons | COLEMAN | HRCU-A-CB (Split System: Heat Pump with Remote Outdoor Unit-Air-Source) | HMH72B341 | ASPEN |  | D(A,C,E)42D34+TDR | CPLC100C20MP13 | 32600 | 16.5 | 8.1 | 32400 | 27800 | 85.8% | 2.44 | 0 | 9 |  |  |  |  | R-410A | 2.7167 | Residential & Commercial | USHP
212621663 | Central HP <5.4 tons | COLEMAN | HRCU-A-CB (Split System: Heat Pump with Remote Outdoor Unit-Air-Source) | HMH72B341 | ASPEN |  | C(A,C,D,E)36B34+TDR | CPLC120C20MP13 | 31400 | 16.5 | 8.1 | 32400 | 27800 | 85.8% | 2.44 | 0 | 8.9 |  |  |  |  | R-410A | 2.6167 | Residential & Commercial | USHP
212621713 | Central HP <5.4 tons | COLEMAN | HRCU-A-CB (Split System: Heat Pump with Remote Outdoor Unit-Air-Source) | HMH72B341 | ASPEN |  | C(A,C,D,E)42D24+TDR | TM8V120C20MP12 | 30000 | 16 | 8.5 | 32400 | 27800 | 85.8% | 2.7 | 0 | 8.6 |  |  |  |  | R-410A | 2.5 | Residential & Commercial | USHP
212621747 | Central HP <5.4 tons | COLEMAN | HRCU-A-CB (Split System: Heat Pump with Remote Outdoor Unit-Air-Source) | HMH72B341 | ASPEN |  | D(A,C,E)42D24+TDR | TMLV120C20MP12 | 30000 | 16 | 8.1 | 32400 | 27800 | 85.8% | 2.44 | 0 | 8.6 |  |  |  |  | R-410A | 2.5 | Residential & Commercial | USHP
212621756 | Central HP <5.4 tons | COLEMAN | HRCU-A-CB (Split System: Heat Pump with Remote Outdoor Unit-Air-Source) | HMH72B341 | ASPEN |  | C(A,C,D,E)36C34+TDR | TPLC100C20MP13 | 31800 | 16.5 | 8.1 | 32400 | 27800 | 85.8% | 2.44 | 0 | 8.9 |  |  |  |  | R-410A | 2.65 | Residential & Commercial | USHP
212621781 | Central HP <5.4 tons | COLEMAN | HRCU-A-CB (Split System: Heat Pump with Remote Outdoor Unit-Air-Source) | HMH72B341 | ASPEN |  | C(A,C,D,E)42C24+TDR | TPLC120C20MP13 | 29600 | 15.9 | 8.1 | 32400 | 27800 | 85.8% | 2.44 | 0 | 8 |  |  |  |  | R-410A | 2.4667 | Residential & Commercial | USHP
212621847 | Central HP <5.4 tons | COLEMAN | HRCU-A-CB (Split System: Heat Pump with Remote Outdoor Unit-Air-Source) | HMH72B341 | ASPEN |  | C(A,C,D,E)36C34+TDR | CP9C120D20MP13 | 32000 | 17 | 8.1 | 32400 | 28200 | 87.04% | 2.51 | 0 | 9.4 |  |  |  |  | R-410A | 2.6667 | Residential & Commercial | USHP
212621870 | Central HP <5.4 tons | COLEMAN | HRCU-A-CB (Split System: Heat Pump with Remote Outdoor Unit-Air-Source) | HMH72B341 | ASPEN |  | C(A,C,D,E)36C24+TDR | TM9V120D20MP12 | 29400 | 16.3 | 8.5 | 32400 | 28200 | 87.04% | 2.79 | 0 | 9 |  |  |  |  | R-410A | 2.45 | Residential & Commercial | USHP
212621872 | Central HP <5.4 tons | COLEMAN | HRCU-A-CB (Split System: Heat Pump with Remote Outdoor Unit-Air-Source) | HMH72B341 | ASPEN |  | C(A,C,D,E)36D24+TDR | TM9V120D20MP12 | 29800 | 16.4 | 8.5 | 32400 | 28200 | 87.04% | 2.79 | 0 | 9 |  |  |  |  | R-410A | 2.4833 | Residential & Commercial | USHP
212621895 | Central HP <5.4 tons | COLEMAN | HRCU-A-CB (Split System: Heat Pump with Remote Outdoor Unit-Air-Source) | HMH72B341 | ASPEN |  | C(A,C,D,E)36C34+TDR | TP9C120D20MP13 | 32000 | 17 | 8.1 | 32400 | 28200 | 87.04% | 2.51 | 0 | 9.4 |  |  |  |  | R-410A | 2.6667 | Residential & Commercial | USHP
212621913 | Central HP <5.4 tons | COLEMAN | HRCU-A-CB (Split System: Heat Pump with Remote Outdoor Unit-Air-Source) | HMH72B341 | ASPEN |  | D(A,C,E)48C34+TDR | TP9C120D20MP13 | 32800 | 17 | 8.1 | 32400 | 28200 | 87.04% | 2.51 | 0 | 9.5 |  |  |  |  | R-410A | 2.7333 | Residential & Commercial | USHP
212622088 | Central HP <5.4 tons | COLEMAN | HRCU-A-CB (Split System: Heat Pump with Remote Outdoor Unit-Air-Source) | HMH72B341 | ASPEN |  | D(A,C,E)48C24+TDR | TM8Y060A12MP11 | 30800 | 17.7 | 8.1 | 33400 | 27400 | 82.04% | 2.42 | 0 | 9 |  |  |  |  | R-410A | 2.5667 | Residential & Commercial | USHP
212622104 | Central HP <5.4 tons | COLEMAN | HRCU-A-CB (Split System: Heat Pump with Remote Outdoor Unit-Air-Source) | HMH72B341 | ASPEN |  | C(A,C,D,E)42A24+TDR | TM8Y120C20MP11 | 31200 | 17.9 | 8.1 | 33400 | 29800 | 89.22% | 2.75 | 0 | 9.3 |  |  |  |  | R-410A | 2.6 | Residential & Commercial | USHP
212622106 | Central HP <5.4 tons | COLEMAN | HRCU-A-CB (Split System: Heat Pump with Remote Outdoor Unit-Air-Source) | HMH72B341 | ASPEN |  | C(A,C,D,E)36A44+TDR | TM8Y080B12MP11 | 32200 | 18 | 8.5 | 33400 | 27400 | 82.04% | 2.65 | 0 | 9.9 |  |  |  |  | R-410A | 2.6833 | Residential & Commercial | USHP
212622113 | Central HP <5.4 tons | COLEMAN | HRCU-A-CB (Split System: Heat Pump with Remote Outdoor Unit-Air-Source) | HMH72B341 | ASPEN |  | C(A,C,D,E)42C24+TDR | TM8Y080B12MP11 | 30600 | 17.6 | 8.5 | 33400 | 27400 | 82.04% | 2.65 | 0 | 9 |  |  |  |  | R-410A | 2.55 | Residential & Commercial | USHP
212622249 | Central HP <5.4 tons | COLEMAN | HRCU-A-CB (Split System: Heat Pump with Remote Outdoor Unit-Air-Source) | HMH72B341 | ASPEN |  | C(A,C,D,E)42B34+TDR | TM9V080B12MP12 | 32800 | 17 | 8.1 | 33600 | 29400 | 87.5% | 2.64 | 0 | 9.5 |  |  |  |  | R-410A | 2.7333 | Residential & Commercial | USHP
212622265 | Central HP <5.4 tons | COLEMAN | HRCU-A-CB (Split System: Heat Pump with Remote Outdoor Unit-Air-Source) | HMH72B341 | ASPEN |  | D(A,C,E)48B24+TDR | TM8E080C16MP11 | 31800 | 18 | 8.1 | 33600 | 28200 | 83.93% | 2.65 | 0 | 10 |  |  |  |  | R-410A | 2.65 | Residential & Commercial | USHP | Ducted CEE Tier 1
212622281 | Central HP <5.4 tons | COLEMAN | HRCU-A-CB (Split System: Heat Pump with Remote Outdoor Unit-Air-Source) | HMH72B341 | ASPEN |  | D(A,C,E)36A34+TDR | TM9V080B12MP12 | 32800 | 17 | 8.1 | 33600 | 29400 | 87.5% | 2.63 | 0 | 9.5 |  |  |  |  | R-410A | 2.7333 | Residential & Commercial | USHP
212622356 | Central HP <5.4 tons | COLEMAN | HRCU-A-CB (Split System: Heat Pump with Remote Outdoor Unit-Air-Source) | HMH72B341 | ASPEN |  | C(A,C,D,E)42A34+TDR | TM9E080B12MP12 | 32000 | 17.5 | 8.3 | 33600 | 27600 | 82.14% | 2.62 | 0 | 9.9 |  |  |  |  | R-410A | 2.6667 | Residential & Commercial | USHP
212622465 | Central HP <5.4 tons | COLEMAN | HRCU-A-CB (Split System: Heat Pump with Remote Outdoor Unit-Air-Source) | HMH72B341 | ASPEN |  | D(A,C,E)42C34+TDR | TM9E100C16MP12 | 33000 | 18 | 8.5 | 33600 | 27200 | 80.95% | 2.66 | 0 | 10 |  |  |  |  | R-410A | 2.75 | Residential & Commercial | USHP | Ducted CEE Tier 1
215931956 | Central HP <5.4 tons | HEIL | HRCU-A-CB (Split System: Heat Pump with Remote Outdoor Unit-Air-Source) | H5H3V36*K*AAA* |  |  | EA*5X24M17A*+WALLCON | *96CTN0601714B* | 31400 | 18.5 | 9.5 | 35000 | 26800 | 76.57% | 2 | 0 | 10 |  |  |  |  | R-454B | 2.6167 | Residential & Commercial | USHP | Ducted CEE Tier 1
215932056 | Central HP <5.4 tons | HEIL | HRCU-A-CB (Split System: Heat Pump with Remote Outdoor Unit-Air-Source) | H5H3V36*K*AAA* |  |  | EA*5X36M17A*+WALLCON | *80CTL0451712B* | 32000 | 19 | 9 | 36000 | 27800 | 77.22% | 1.88 | 0 | 10 |  |  |  |  | R-454B | 2.6667 | Residential & Commercial | USHP | Ducted CEE Tier 1
216570906 | Central HP <5.4 tons | TRANE | HRCU-A-CB (Split System: Heat Pump with Remote Outdoor Unit-Air-Source) | 5TWV0X24A1 |  |  | 5TXCA002AS3 | L8V1A060U3VSB+LRP | 21600 | 21 | 9.4 | 24200 | 18300 | 75.62% | 2 | 0 | 11.2 |  |  |  |  | R-454B | 1.8 | Residential & Commercial | USHP | Ducted CEE Tier 1
216571190 | Central HP <5.4 tons | TRANE | HRCU-A-CB (Split System: Heat Pump with Remote Outdoor Unit-Air-Source) | 5TWV8X24A1 |  |  | 5PX*B006AS3 | *UHMB080CCV3+LRP | 22000 | 18.1 | 8.5 | 22800 | 18300 | 80.26% | 2.2 | 0 | 11.5 |  |  |  |  | R-454B | 1.8333 | Residential & Commercial | USHP | Ducted CEE Tier 1
215669993 | Central HP <5.4 tons | COMFORTMAKER | HRCU-A-CB (Split System: Heat Pump with Remote Outdoor Unit-Air-Source) | C5H0V36*K*AAA* |  |  | ESH5X42M12A*+WALLCON | *80CTL0901716B* | 34000 | 16.5 | 8.5 | 35600 | 25400 | 71.35% | 1.76 | 0 | 9.5 |  |  |  |  | R-454B | 2.8333 | Residential & Commercial | USHP
215933456 | Central HP <5.4 tons | HEIL | HRCU-A-CB (Split System: Heat Pump with Remote Outdoor Unit-Air-Source) | H5H3V36*K*AAA* |  |  | ESH5X42M12A*+WALLCON | *96CTN0401410B* | 32000 | 17 | 9 | 33800 | 26000 | 76.92% | 1.96 | 0 | 10.5 |  |  |  |  | R-454B | 2.6667 | Residential & Commercial | USHP | Ducted CEE Tier 1
215933506 | Central HP <5.4 tons | HEIL | HRCU-A-CB (Split System: Heat Pump with Remote Outdoor Unit-Air-Source) | H5H3V36*K*AAA* |  |  | ESH5X48M12A*+WALLCON | *80CSU0401712A* | 33600 | 19.5 | 9 | 35000 | 26600 | 76% | 1.92 | 0 | 11.5 |  |  |  |  | R-454B | 2.8 | Residential & Commercial | USHP | Ducted CEE Tier 1
214569300 | Central HP <5.4 tons | ECOER | HRCU-A-CB (Split System: Heat Pump with Remote Outdoor Unit-Air-Source) | EODA18H-2436B | ASPEN |  | AFM354+TDR | 0 | 34000 | 18.5 | 9.1 | 35000 | 24600 | 70.29% | 2 | 0 | 10.8 |  |  |  |  | R-410A | 2.8333 | Residential & Commercial | USHP | Ducted CEE Tier 1
212989538 | Central HP <5.4 tons | BRYANT HEATING AND COOLING SYSTEMS | HRCU-A-CB (Split System: Heat Pump with Remote Outdoor Unit-Air-Source) | 38MURAQ30AB3* |  |  | CAP**4221AL* | 935SB60080M21*** | 30000 | 15.2 | 8.1 | 34200 | 27600 | 80.7% | 1.8 | 0 | 9 |  |  |  |  | R-410A | 2.5 | Residential & Commercial | USHP
212628134 | Central HP <5.4 tons | COLEMAN | HRCU-A-CB (Split System: Heat Pump with Remote Outdoor Unit-Air-Source) | HMH72B341 | ASPEN |  | D(A,C,E)48D26+TDR | TP9C100C20MP13 | 30800 | 17.3 | 8.1 | 34000 | 28400 | 83.53% | 2.46 | 0 | 9.2 |  |  |  |  | R-410A | 2.5667 | Residential & Commercial | USHP
212622483 | Central HP <5.4 tons | COLEMAN | HRCU-A-CB (Split System: Heat Pump with Remote Outdoor Unit-Air-Source) | HMH72B341 | ASPEN |  | D(A,C,E)48B24+TDR | TL9E080C16UH11 | 30000 | 17 | 8.5 | 33600 | 28000 | 83.33% | 2.66 | 0 | 9 |  |  |  |  | R-410A | 2.5 | Residential & Commercial | USHP
212622622 | Central HP <5.4 tons | COLEMAN | HRCU-A-CB (Split System: Heat Pump with Remote Outdoor Unit-Air-Source) | HMH72B341 | ASPEN |  | D(A,C,E)36B34+TDR | TM9V080B12MP12 | 32800 | 17 | 8.2 | 33800 | 29200 | 86.39% | 2.65 | 0 | 9.5 |  |  |  |  | R-410A | 2.7333 | Residential & Commercial | USHP
212622692 | Central HP <5.4 tons | COLEMAN | HRCU-A-CB (Split System: Heat Pump with Remote Outdoor Unit-Air-Source) | HMH72B341 | ASPEN |  | C(A,C,D,E)36B34+TDR | TM8E080C16MP11 | 33000 | 18 | 8.2 | 33800 | 28200 | 83.43% | 2.68 | 0 | 10 |  |  |  |  | R-410A | 2.75 | Residential & Commercial | USHP | Ducted CEE Tier 1
212622767 | Central HP <5.4 tons | COLEMAN | HRCU-A-CB (Split System: Heat Pump with Remote Outdoor Unit-Air-Source) | HMH72B341 | ASPEN |  | D(A,C,E)36B34+TDR | TM9E060A10MP12 | 31800 | 17.5 | 8.1 | 33800 | 27400 | 81.07% | 2.4 | 0 | 9.4 |  |  |  |  | R-410A | 2.65 | Residential & Commercial | USHP
212622792 | Central HP <5.4 tons | COLEMAN | HRCU-A-CB (Split System: Heat Pump with Remote Outdoor Unit-Air-Source) | HMH72B341 | ASPEN |  | D(A,C,E)36B34+TDR | TM8E100C16MP11 | 33000 | 18 | 8.2 | 33800 | 28200 | 83.43% | 2.68 | 0 | 10 |  |  |  |  | R-410A | 2.75 | Residential & Commercial | USHP | Ducted CEE Tier 1
212622799 | Central HP <5.4 tons | COLEMAN | HRCU-A-CB (Split System: Heat Pump with Remote Outdoor Unit-Air-Source) | HMH72B341 | ASPEN |  | D(A,C,E)36C34+TDR | TM9Y100C16MP11 | 32800 | 18 | 8.3 | 33800 | 28600 | 84.62% | 2.68 | 0 | 10 |  |  |  |  | R-410A | 2.7333 | Residential & Commercial | USHP | Ducted CEE Tier 1
212622806 | Central HP <5.4 tons | COLEMAN | HRCU-A-CB (Split System: Heat Pump with Remote Outdoor Unit-Air-Source) | HMH72B341 | ASPEN |  | D(A,C,E)42C24+TDR | TM8E080C16MP11 | 31800 | 18 | 8.3 | 33800 | 28600 | 84.62% | 2.71 | 0 | 10 |  |  |  |  | R-410A | 2.65 | Residential & Commercial | USHP | Ducted CEE Tier 1
212622842 | Central HP <5.4 tons | COLEMAN | HRCU-A-CB (Split System: Heat Pump with Remote Outdoor Unit-Air-Source) | HMH72B341 | ASPEN |  | C(A,C,D,E)48B24+TDR | TM8E100C16MP11 | 31800 | 18 | 8.3 | 33800 | 28600 | 84.62% | 2.7 | 0 | 10 |  |  |  |  | R-410A | 2.65 | Residential & Commercial | USHP | Ducted CEE Tier 1
211262572 | Central HP <5.4 tons | DAY & NIGHT | HRCU-A-CB (Split System: Heat Pump with Remote Outdoor Unit-Air-Source) | DLCURAH18ABK |  |  | EN(A,D)4X24L14** | *80VTL0451412A* | 17600 | 16 | 8.5 | 18500 | 18800 | 101.6% | 2.26 | 0 | 11 |  |  |  |  | R-410A | 1.4667 | Residential & Commercial | USHP | Ducted CEE Tier 1
211262663 | Central HP <5.4 tons | DAY & NIGHT | HRCU-A-CB (Split System: Heat Pump with Remote Outdoor Unit-Air-Source) | DLCURAH18ABK |  |  | EN(A,D)4X24L14** | *96VTN0601412A* | 17900 | 15.5 | 8.5 | 18800 | 18700 | 99.47% | 2.26 | 0 | 11 |  |  |  |  | R-410A | 1.4917 | Residential & Commercial | USHP | Ducted CEE Tier 1
216570882 | Central HP <5.4 tons | TRANE | HRCU-A-CB (Split System: Heat Pump with Remote Outdoor Unit-Air-Source) | 5TWV0X24A1 |  |  | 5PX*B006AS3 | S8V2A040M3PCB | 22000 | 21.6 | 10 | 22600 | 17900 | 79.2% | 2.2 | 0 | 12 |  |  |  |  | R-454B | 1.8333 | Residential & Commercial | USHP | Ducted CEE Tier 1
204298581 | Central HP <5.4 tons | DAY & NIGHT | HRCU-A-CB (Split System: Heat Pump with Remote Outdoor Unit-Air-Source) | CVH837GKA** |  |  | EA*4X36L17A*+WALLCON | *80CTL0701716A* | 31400 | 17 | 8.1 | 33400 | 24400 | 73.05% | 1.84 | 11 | 11 |  |  |  |  | R-410A | 2.6167 | Residential & Commercial | USHP | Ducted CEE Tier 1
204299051 | Central HP <5.4 tons | DAY & NIGHT | HRCU-A-CB (Split System: Heat Pump with Remote Outdoor Unit-Air-Source) | CVH837GKA** |  |  | EA*4X42L21A*+WALLCON | *97CMN0602120A* | 31600 | 17 | 8.1 | 33400 | 24800 | 74.25% | 1.86 | 11 | 11 |  |  |  |  | R-410A | 2.6333 | Residential & Commercial | USHP | Ducted CEE Tier 1
211750035 | Central HP <5.4 tons | GREE | HRCU-A-C (Split System: Heat Pump with Remote Outdoor Unit with No Indoor Fan --Air Source) | FLEXX60HP230V1AO | ADP |  | *E50960+TD | 0 | 50500 | 15.2 | 8.4 | 51000 | 36800 | 72.16% | 1.78 | 0 | 9.5 |  |  |  |  | R-410A | 4.2083 | Residential & Commercial | USHP
215932016 | Central HP <5.4 tons | HEIL | HRCU-A-CB (Split System: Heat Pump with Remote Outdoor Unit-Air-Source) | H5H3V36*K*AAA* |  |  | EA*5X30M17A*+WALLCON | *96CTN0401410B* | 30800 | 17.5 | 9 | 34400 | 26600 | 77.33% | 1.9 | 0 | 10 |  |  |  |  | R-454B | 2.5667 | Residential & Commercial | USHP | Ducted CEE Tier 1
215932066 | Central HP <5.4 tons | HEIL | HRCU-A-CB (Split System: Heat Pump with Remote Outdoor Unit-Air-Source) | H5H3V36*K*AAA* |  |  | EA*5X36M17A*+WALLCON | *80CTL0701716B* | 32200 | 19 | 9.5 | 35400 | 27200 | 76.84% | 2 | 0 | 10.5 |  |  |  |  | R-454B | 2.6833 | Residential & Commercial | USHP | Ducted CEE Tier 1
213369425 | Central HP <5.4 tons | CARRIER | HRCU-A-CB (Split System: Heat Pump with Remote Outdoor Unit-Air-Source) | 38MURAQ30AB3* | ADP |  | H,PG7J936 | 59TP6C100V21**22 | 29600 | 15.2 | 8.1 | 32600 | 27600 | 84.66% | 1.78 | 0 | 9 |  |  |  |  | R-410A | 2.4667 | Residential & Commercial | USHP
214447327 | Central HP <5.4 tons | ECOER | HRCU-A-CB (Split System: Heat Pump with Remote Outdoor Unit-Air-Source) | EODA18H-2436B | ASPEN |  | AFM234+TDR | 0 | 21800 | 19.6 | 8.7 | 23600 | 19600 | 83.05% | 2.1 | 0 | 12 |  |  |  |  | R-410A | 1.8167 | Residential & Commercial | USHP | Ducted CEE Tier 1
214521961 | Central HP <5.4 tons | COLEMAN | HRCU-A-CB (Split System: Heat Pump with Remote Outdoor Unit-Air-Source) | HMH72B341 | ASPEN |  | C(A,C,D,E)48A34+TDR | Z8ET080C16LMPS1 | 33600 | 18.5 | 8.1 | 32600 | 29800 | 91.41% | 2.74 | 0 | 9.5 |  |  |  |  | R-410A | 2.8 | Residential & Commercial | USHP
213779377 | Central HP <5.4 tons | HEIL | HRCU-A-CB (Split System: Heat Pump with Remote Outdoor Unit-Air-Source) | HVH837GKA** |  |  | EA*4X48L21A*+WALLCON | *80CTL0701716B* | 32200 | 17 | 8.1 | 32600 | 25000 | 76.69% | 1.96 | 0 | 11 |  |  |  |  | R-410A | 2.6833 | Residential & Commercial | USHP | Ducted CEE Tier 1
213779577 | Central HP <5.4 tons | HEIL | HRCU-A-CB (Split System: Heat Pump with Remote Outdoor Unit-Air-Source) | HVH837GKA** |  |  | EA*4X60L24A*+WALLCON | *80CTL1352422B* | 32800 | 17.5 | 8.1 | 31800 | 24600 | 77.36% | 1.98 | 0 | 11.5 |  |  |  |  | R-410A | 2.7333 | Residential & Commercial | USHP | Ducted CEE Tier 1
214660188 | Central HP <5.4 tons | ECOER | HRCU-A-CB (Split System: Heat Pump with Remote Outdoor Unit-Air-Source) | EODA18H-2436BAA | ASPEN |  | AFM354+TDR | 0 | 34000 | 18.5 | 9.1 | 35000 | 24600 | 70.29% | 2 | 0 | 10.8 |  |  |  |  | R-410A | 2.8333 | Residential & Commercial | USHP | Ducted CEE Tier 1
211712942 | Central HP <5.4 tons | BRYANT HEATING AND COOLING SYSTEMS | HRCU-A-CB (Split System: Heat Pump with Remote Outdoor Unit-Air-Source) | 38MURAQ30AB3* |  |  | CAP**4224AL* | 83*SA60080E21*** | 29800 | 15.2 | 8.1 | 33800 | 27200 | 80.47% | 1.78 | 0 | 9 |  |  |  |  | R-410A | 2.4833 | Residential & Commercial | USHP
211713346 | Central HP <5.4 tons | BRYANT HEATING AND COOLING SYSTEMS | HRCU-A-CB (Split System: Heat Pump with Remote Outdoor Unit-Air-Source) | 38MURAQ30AB3* |  |  | CAP**4321AL* | 912SD60080E21*** | 31200 | 15.2 | 8.5 | 33600 | 26000 | 77.38% | 1.88 | 0 | 9 |  |  |  |  | R-410A | 2.6 | Residential & Commercial | USHP
215864636 | Central HP <5.4 tons | AMERICAN STANDARD | HRCU-A-CB (Split System: Heat Pump with Remote Outdoor Unit-Air-Source) | 5A6V8X36A1 |  |  | 5TXCC005AS3 | S8V2C100M5PCB | 31800 | 18.1 | 8.5 | 32800 | 25600 | 78.05% | 2 | 0 | 10 |  |  |  |  | R-454B | 2.65 | Residential & Commercial | USHP | Ducted CEE Tier 1
214802903 | Central HP <5.4 tons | RHEEM | HRCU-A-CB (Split System: Heat Pump with Remote Outdoor Unit-Air-Source) | RP15AZ48AJ2N | ASPEN |  | D(A,C,E)60D34+TDR | R801V0755A21UH | 46000 | 15.5 | 8.4 | 46000 | 34200 | 74.35% | 3.16 | 0 | 10.2 |  |  |  |  | R-410A | 3.8333 | Residential & Commercial | USHP | Ducted CEE Tier 1
214802920 | Central HP <5.4 tons | RHEEM | HRCU-A-CB (Split System: Heat Pump with Remote Outdoor Unit-Air-Source) | RP15AZ48AJ2N | ASPEN |  | D(A,C,E)60C34+TDR | R801V1005A21DZ | 45000 | 15.6 | 8.1 | 45500 | 33600 | 73.85% | 2.99 | 0 | 10.1 |  |  |  |  | R-410A | 3.75 | Residential & Commercial | USHP | Ducted CEE Tier 1
212625071 | Central HP <5.4 tons | COLEMAN | HRCU-A-CB (Split System: Heat Pump with Remote Outdoor Unit-Air-Source) | HMH72B341 | ASPEN |  | D(A,C,E)42D24+TDR | TM9V100C16MP12 | 30600 | 17.2 | 8.5 | 34000 | 27400 | 80.59% | 2.67 | 0 | 9.6 |  |  |  |  | R-410A | 2.55 | Residential & Commercial | USHP
212625073 | Central HP <5.4 tons | COLEMAN | HRCU-A-CB (Split System: Heat Pump with Remote Outdoor Unit-Air-Source) | HMH72B341 | ASPEN |  | D(A,C,E)42D34+TDR | TM9V100C16MP12 | 33200 | 17.5 | 8.5 | 34000 | 27400 | 80.59% | 2.67 | 0 | 10 |  |  |  |  | R-410A | 2.7667 | Residential & Commercial | USHP | Ducted CEE Tier 1
212625080 | Central HP <5.4 tons | COLEMAN | HRCU-A-CB (Split System: Heat Pump with Remote Outdoor Unit-Air-Source) | HMH72B341 | ASPEN |  | D(A,C,E)48C34+TDR | TM9V100C16MP12 | 33200 | 17.5 | 8.5 | 34000 | 27400 | 80.59% | 2.67 | 0 | 10 |  |  |  |  | R-410A | 2.7667 | Residential & Commercial | USHP | Ducted CEE Tier 1
212625098 | Central HP <5.4 tons | COLEMAN | HRCU-A-CB (Split System: Heat Pump with Remote Outdoor Unit-Air-Source) | HMH72B341 | ASPEN |  | C(A,C,D,E)36D24+TDR | TP9C100C16MP13 | 30200 | 17 | 8.1 | 34000 | 27400 | 80.59% | 2.47 | 0 | 9 |  |  |  |  | R-410A | 2.5167 | Residential & Commercial | USHP
212625180 | Central HP <5.4 tons | COLEMAN | HRCU-A-CB (Split System: Heat Pump with Remote Outdoor Unit-Air-Source) | HMH72B341 | ASPEN |  | C(A,C,D,E)42B34+TDR | TL8E100C20UH11 | 32200 | 17.5 | 8.4 | 34000 | 27400 | 80.59% | 2.66 | 0 | 9.9 |  |  |  |  | R-410A | 2.6833 | Residential & Commercial | USHP
212625246 | Central HP <5.4 tons | COLEMAN | HRCU-A-CB (Split System: Heat Pump with Remote Outdoor Unit-Air-Source) | HMH72B341 | ASPEN |  | C(A,C,D,E)42D24+TDR | TL8E100C20UH11 | 30600 | 17.1 | 8.5 | 34000 | 27400 | 80.59% | 2.69 | 0 | 9.6 |  |  |  |  | R-410A | 2.55 | Residential & Commercial | USHP
212625271 | Central HP <5.4 tons | COLEMAN | HRCU-A-CB (Split System: Heat Pump with Remote Outdoor Unit-Air-Source) | HMH72B341 | ASPEN |  | D(A,C,E)42B34+TDR | TL8E100C20UH11 | 32400 | 17.5 | 8.5 | 34000 | 27400 | 80.59% | 2.69 | 0 | 10 |  |  |  |  | R-410A | 2.7 | Residential & Commercial | USHP | Ducted CEE Tier 1
212625291 | Central HP <5.4 tons | COLEMAN | HRCU-A-CB (Split System: Heat Pump with Remote Outdoor Unit-Air-Source) | HMH72B341 | ASPEN |  | D(A,C,E)48D34+TDR | TL8E100C20UH11 | 33400 | 17.5 | 8.5 | 34000 | 27400 | 80.59% | 2.69 | 0 | 10 |  |  |  |  | R-410A | 2.7833 | Residential & Commercial | USHP | Ducted CEE Tier 1
216570980 | Central HP <5.4 tons | TRANE | HRCU-A-CB (Split System: Heat Pump with Remote Outdoor Unit-Air-Source) | 5TWV0X36A1 |  |  | 5PX*C007AS3 | *UHMC100CCV4+LRP | 35200 | 20.4 | 9.7 | 32600 | 24800 | 76.07% | 2.2 | 0 | 12.7 |  |  |  |  | R-454B | 2.9333 | Residential & Commercial | USHP | Ducted CEE Tier 1
213184774 | Central HP <5.4 tons | GREE | HRCU-A-CB (Split System: Heat Pump with Remote Outdoor Unit-Air-Source) | FLEXX60HP230V1AO | ADP |  | H,GE50960+AEFE5* | 0 | 50500 | 15.5 | 8.5 | 51000 | 36800 | 72.16% | 1.8 | 0 | 9.5 |  |  |  |  | R-410A | 4.2083 | Residential & Commercial | USHP
211750024 | Central HP <5.4 tons | GREE | HRCU-A-C (Split System: Heat Pump with Remote Outdoor Unit with No Indoor Fan --Air Source) | GUD36W/A-D(U) | ADP |  | *G9J936+TD | 0 | 31800 | 15.2 | 8.5 | 32400 | 23600 | 72.84% | 1.8 | 0 | 9 |  |  |  |  | R-410A | 2.65 | Residential & Commercial | USHP
212925446 | Central HP <5.4 tons | GREE | HRCU-A-C (Split System: Heat Pump with Remote Outdoor Unit with No Indoor Fan --Air Source) | GUD60W/A-D(U) | ADP |  | HG52960+TD | 0 | 50500 | 15.2 | 8.5 | 51000 | 36800 | 72.16% | 1.8 | 0 | 9.5 |  |  |  |  | R-410A | 4.2083 | Residential & Commercial | USHP
212625305 | Central HP <5.4 tons | COLEMAN | HRCU-A-CB (Split System: Heat Pump with Remote Outdoor Unit-Air-Source) | HMH72B341 | ASPEN |  | C(A,C,D,E)48B24+TDR | TM9V100C20MP12 | 30000 | 17 | 8.5 | 34000 | 28000 | 82.35% | 2.69 | 0 | 9 |  |  |  |  | R-410A | 2.5 | Residential & Commercial | USHP
212625416 | Central HP <5.4 tons | COLEMAN | HRCU-A-CB (Split System: Heat Pump with Remote Outdoor Unit-Air-Source) | HMH72B341 | ASPEN |  | D(A,C,E)48B34+TDR | TM9V100C20MP12 | 32600 | 17.5 | 8.5 | 34000 | 28400 | 83.53% | 2.7 | 0 | 9.5 |  |  |  |  | R-410A | 2.7167 | Residential & Commercial | USHP
212625514 | Central HP <5.4 tons | COLEMAN | HRCU-A-CB (Split System: Heat Pump with Remote Outdoor Unit-Air-Source) | HMH72B341 | ASPEN |  | C(A,C,D,E)42A26+TDR | TM8V100C20MP12 | 28600 | 15.6 | 8.1 | 32000 | 27600 | 86.25% | 2.44 | 0 | 8.4 |  |  |  |  | R-410A | 2.3833 | Residential & Commercial | USHP
212625541 | Central HP <5.4 tons | COLEMAN | HRCU-A-CB (Split System: Heat Pump with Remote Outdoor Unit-Air-Source) | HMH72B341 | ASPEN |  | C(A,C,D,E)48A36+TDR | CPLC100C20MP13 | 31600 | 16.5 | 8.1 | 32200 | 27600 | 85.71% | 2.44 | 0 | 8.9 |  |  |  |  | R-410A | 2.6333 | Residential & Commercial | USHP
212625564 | Central HP <5.4 tons | COLEMAN | HRCU-A-CB (Split System: Heat Pump with Remote Outdoor Unit-Air-Source) | HMH72B341 | ASPEN |  | D(A,C,E)48B26+TDR | CPLC120C20MP13 | 29600 | 15.9 | 8.1 | 32200 | 27600 | 85.71% | 2.44 | 0 | 8 |  |  |  |  | R-410A | 2.4667 | Residential & Commercial | USHP
212625584 | Central HP <5.4 tons | COLEMAN | HRCU-A-CB (Split System: Heat Pump with Remote Outdoor Unit-Air-Source) | HMH72B341 | ASPEN |  | D(A,C,E)36A36+TDR | TM8V120C20MP12 | 31000 | 16.3 | 8.5 | 32200 | 27600 | 85.71% | 2.7 | 0 | 8.8 |  |  |  |  | R-410A | 2.5833 | Residential & Commercial | USHP
212625589 | Central HP <5.4 tons | COLEMAN | HRCU-A-CB (Split System: Heat Pump with Remote Outdoor Unit-Air-Source) | HMH72B341 | ASPEN |  | C(A,C,D,E)42B36+TDR | TMLV120C20MP12 | 31600 | 16.5 | 8.1 | 32200 | 27600 | 85.71% | 2.44 | 0 | 8.9 |  |  |  |  | R-410A | 2.6333 | Residential & Commercial | USHP
212625623 | Central HP <5.4 tons | COLEMAN | HRCU-A-CB (Split System: Heat Pump with Remote Outdoor Unit-Air-Source) | HMH72B341 | ASPEN |  | C(A,C,D,E)42A26+TDR | TP9C120D20MP13 | 28800 | 16.1 | 8.1 | 32200 | 28000 | 86.96% | 2.51 | 0 | 8.9 |  |  |  |  | R-410A | 2.4 | Residential & Commercial | USHP
214056976 | Central HP <5.4 tons | American Standard | HRCU-A-C (Split System: Heat Pump with Remote Outdoor Unit with No Indoor Fan --Air Source) | 4TXD2060A10NU** | ASPEN |  | C(A,C,D,E)48C44+TDR | 0 | 47000 | 15.2 | 8.5 | 48000 | 33600 | 70% | 1.8 | 0 | 10 |  |  |  |  | R-410A | 3.9167 | Residential & Commercial | USHP | Ducted CEE Tier 1
211749910 | Central HP <5.4 tons | GREE | HRCU-A-C (Split System: Heat Pump with Remote Outdoor Unit with No Indoor Fan --Air Source) | FLEXX60HP230V1AO | ADP |  | HE50960+TD | 0 | 50500 | 15.2 | 8.4 | 51000 | 36800 | 72.16% | 1.78 | 0 | 9.5 |  |  |  |  | R-410A | 4.2083 | Residential & Commercial | USHP
215933196 | Central HP <5.4 tons | HEIL | HRCU-A-CB (Split System: Heat Pump with Remote Outdoor Unit-Air-Source) | H5H3V36*K*AAA* |  |  | ESH5X36M12A*+WALLCON | *97CMN0802120B* | 33200 | 19 | 9 | 34800 | 26800 | 77.01% | 1.92 | 0 | 11 |  |  |  |  | R-454B | 2.7667 | Residential & Commercial | USHP | Ducted CEE Tier 1
215667879 | Central HP <5.4 tons | COMFORTMAKER | HRCU-A-CB (Split System: Heat Pump with Remote Outdoor Unit-Air-Source) | C5H0V24*K*AAA* |  |  | EA*5X37M21A*+WALLCON | *95CSU1002122B* | 24000 | 17 | 9 | 23200 | 16300 | 70.26% | 2.02 | 0 | 10.5 |  |  |  |  | R-454B | 2 | Residential & Commercial | USHP | Ducted CEE Tier 1
212977773 | Central HP <5.4 tons | HEIL | HRCU-A-CB (Split System: Heat Pump with Remote Outdoor Unit-Air-Source) | DLCURAH18ABK |  |  | EA*4X30L17A* | *80MS(N,L)0451412A* | 17700 | 16.5 | 8.5 | 18200 | 18800 | 103.3% | 2.26 | 0 | 10.5 |  |  |  |  | R-410A | 1.475 | Residential & Commercial | USHP | Ducted CEE Tier 1
212625659 | Central HP <5.4 tons | COLEMAN | HRCU-A-CB (Split System: Heat Pump with Remote Outdoor Unit-Air-Source) | HMH72B341 | ASPEN |  | C(A,C,D,E)36B26+TDR | TPLC120C20MP13 | 28600 | 15.6 | 8.1 | 32400 | 27400 | 84.57% | 2.45 | 0 | 8.4 |  |  |  |  | R-410A | 2.3833 | Residential & Commercial | USHP
212625698 | Central HP <5.4 tons | COLEMAN | HRCU-A-CB (Split System: Heat Pump with Remote Outdoor Unit-Air-Source) | HMH72B341 | ASPEN |  | D(A,C,E)48C36+TDR | CPLC120C20MP13 | 32600 | 16.5 | 8.1 | 32400 | 27800 | 85.8% | 2.44 | 0 | 9 |  |  |  |  | R-410A | 2.7167 | Residential & Commercial | USHP
212625700 | Central HP <5.4 tons | COLEMAN | HRCU-A-CB (Split System: Heat Pump with Remote Outdoor Unit-Air-Source) | HMH72B341 | ASPEN |  | D(A,C,E)48D36+TDR | CPLC120C20MP13 | 32800 | 16.5 | 8.1 | 32400 | 27800 | 85.8% | 2.44 | 0 | 9 |  |  |  |  | R-410A | 2.7333 | Residential & Commercial | USHP
212625764 | Central HP <5.4 tons | COLEMAN | HRCU-A-CB (Split System: Heat Pump with Remote Outdoor Unit-Air-Source) | HMH72B341 | ASPEN |  | D(A,C,E)36B46+TDR | TPLC100C20MP13 | 32400 | 16.5 | 8.1 | 32400 | 27800 | 85.8% | 2.44 | 0 | 9 |  |  |  |  | R-410A | 2.7 | Residential & Commercial | USHP
212625766 | Central HP <5.4 tons | COLEMAN | HRCU-A-CB (Split System: Heat Pump with Remote Outdoor Unit-Air-Source) | HMH72B341 | ASPEN |  | D(A,C,E)36D36+TDR | TPLC100C20MP13 | 32200 | 16.5 | 8.1 | 32400 | 27800 | 85.8% | 2.44 | 0 | 9 |  |  |  |  | R-410A | 2.6833 | Residential & Commercial | USHP
212625775 | Central HP <5.4 tons | COLEMAN | HRCU-A-CB (Split System: Heat Pump with Remote Outdoor Unit-Air-Source) | HMH72B341 | ASPEN |  | D(A,C,E)48D26+TDR | TPLC100C20MP13 | 30400 | 16.1 | 8.1 | 32400 | 27800 | 85.8% | 2.44 | 0 | 8 |  |  |  |  | R-410A | 2.5333 | Residential & Commercial | USHP
212625791 | Central HP <5.4 tons | COLEMAN | HRCU-A-CB (Split System: Heat Pump with Remote Outdoor Unit-Air-Source) | HMH72B341 | ASPEN |  | D(A,C,E)48B36+TDR | TPLC120C20MP13 | 32000 | 16.5 | 8.1 | 32400 | 27800 | 85.8% | 2.44 | 0 | 8.9 |  |  |  |  | R-410A | 2.6667 | Residential & Commercial | USHP
212625793 | Central HP <5.4 tons | COLEMAN | HRCU-A-CB (Split System: Heat Pump with Remote Outdoor Unit-Air-Source) | HMH72B341 | ASPEN |  | D(A,C,E)48C36+TDR | TPLC120C20MP13 | 32600 | 16.5 | 8.1 | 32400 | 27800 | 85.8% | 2.44 | 0 | 9 |  |  |  |  | R-410A | 2.7167 | Residential & Commercial | USHP
214584520 | Central HP <5.4 tons | BOSCH | HRCU-A-C (Split System: Heat Pump with Remote Outdoor Unit with No Indoor Fan --Air Source) | BOVB-36HDN1-M20G | ASPEN |  | D(A,C,E)36C44+TDR | 0 | 22600 | 15.2 | 9 | 24000 | 24200 | 100.8% | 1.8 | 0 | 12 |  |  |  |  | R-410A | 1.8833 | Residential & Commercial | USHP | Ducted CEE Tier 1
211198241 | Central HP <5.4 tons | CARRIER | HRCU-A-CB (Split System: Heat Pump with Remote Outdoor Unit-Air-Source) | 25VNA436A*031* | ADP |  | H,PG9J936 | 59TN6B060C17**14 | 33000 | 19 | 9 | 33800 | 25800 | 76.33% | 2 | 0 | 11.7 |  |  |  |  | R-410A | 2.75 | Residential & Commercial | USHP | Ducted CEE Tier 1
204299251 | Central HP <5.4 tons | DAY & NIGHT | HRCU-A-CB (Split System: Heat Pump with Remote Outdoor Unit-Air-Source) | CVH837GKA** |  |  | EA*4X48L21A*+WALLCON | *96CTN0801714A* | 32200 | 17 | 8.1 | 32800 | 25200 | 76.83% | 1.96 | 11.5 | 11 |  |  |  |  | R-410A | 2.6833 | Residential & Commercial | USHP | Ducted CEE Tier 1
204300355 | Central HP <5.4 tons | DAY & NIGHT | HRCU-A-CB (Split System: Heat Pump with Remote Outdoor Unit-Air-Source) | CVH837GKA** |  |  | EHD4X42AAL+WALLCON | *97CMN1202422A* | 32400 | 16.5 | 8.1 | 33200 | 25000 | 75.3% | 1.96 | 11.5 | 11 |  |  |  |  | R-410A | 2.7 | Residential & Commercial | USHP | Ducted CEE Tier 1
214802928 | Central HP <5.4 tons | RHEEM | HRCU-A-CB (Split System: Heat Pump with Remote Outdoor Unit-Air-Source) | RP15AZ48AJ2N | ASPEN |  | D(A,C,E)48B44+TDR | R801V1005A21UHS | 44000 | 15.4 | 8.1 | 45500 | 33600 | 73.85% | 3.01 | 0 | 10 |  |  |  |  | R-410A | 3.6667 | Residential & Commercial | USHP | Ducted CEE Tier 1
214447332 | Central HP <5.4 tons | ECOER | HRCU-A-CB (Split System: Heat Pump with Remote Outdoor Unit-Air-Source) | EODA18H-2436B | ASPEN |  | A(E,F)M364+TDR | 0 | 23600 | 19.6 | 9.2 | 24000 | 19600 | 81.67% | 1.9 | 0 | 13 |  |  |  |  | R-410A | 1.9667 | Residential & Commercial | USHP | Ducted CEE Tier 1
213885835 | Central HP <5.4 tons | ECOER | HRCU-A-CB (Split System: Heat Pump with Remote Outdoor Unit-Air-Source) | EODA18H-2436 | ASPEN |  | AE(D,N,U)+CM30B24+TDR | 0 | 20000 | 16 | 8.5 | 23800 | 21200 | 89.08% | 2.82 | 0 | 10 |  |  |  |  | R-410A | 1.6667 | Residential & Commercial | USHP | Ducted CEE Tier 1
207172546 | Central HP <5.4 tons | DUCANE | HRCU-A-CB (Split System: Heat Pump with Remote Outdoor Unit-Air-Source) | 4HP18V36P | ADP |  | 42BP**+TXV | 80G2UH090BE12 | 23600 | 19 | 8.5 | 22400 | 19100 | 85.27% | 2.22 | 13 | 12 |  |  |  |  | R-410A | 1.9667 | Residential & Commercial | USHP | Ducted CEE Tier 1
212362595 | Central HP <5.4 tons | GOETTL | HRCU-A-CB (Split System: Heat Pump with Remote Outdoor Unit-Air-Source) | ASZV903610A* |  |  | CHPF3642C6C*+TXV | A*VM971005CNB* | 33400 | 18 | 8.2 | 34000 | 24400 | 71.76% | 1.8 | 0 | 11 |  |  |  |  | R-410A | 2.7833 | Residential & Commercial | USHP | Ducted CEE Tier 1
212622098 | Central HP <5.4 tons | COLEMAN | HRCU-A-CB (Split System: Heat Pump with Remote Outdoor Unit-Air-Source) | HMH72B341 | ASPEN |  | C(A,C,D,E)48A34+TDR | TM8Y080B12MP11 | 32400 | 18 | 8.4 | 33400 | 27400 | 82.04% | 2.63 | 0 | 9.9 |  |  |  |  | R-410A | 2.7 | Residential & Commercial | USHP
212622114 | Central HP <5.4 tons | COLEMAN | HRCU-A-CB (Split System: Heat Pump with Remote Outdoor Unit-Air-Source) | HMH72B341 | ASPEN |  | C(A,C,D,E)42D24+TDR | TM8Y080B12MP11 | 31000 | 17.7 | 8.5 | 33400 | 27400 | 82.04% | 2.65 | 0 | 9 |  |  |  |  | R-410A | 2.5833 | Residential & Commercial | USHP
212622121 | Central HP <5.4 tons | COLEMAN | HRCU-A-CB (Split System: Heat Pump with Remote Outdoor Unit-Air-Source) | HMH72B341 | ASPEN |  | D(A,C,E)36C34+TDR | TM8Y080B12MP11 | 32600 | 18 | 8.5 | 33400 | 27400 | 82.04% | 2.65 | 0 | 10 |  |  |  |  | R-410A | 2.7167 | Residential & Commercial | USHP | Ducted CEE Tier 1
212622132 | Central HP <5.4 tons | COLEMAN | HRCU-A-CB (Split System: Heat Pump with Remote Outdoor Unit-Air-Source) | HMH72B341 | ASPEN |  | D(A,C,E)48C34+TDR | TM8Y080B12MP11 | 33400 | 18 | 8.5 | 33400 | 27400 | 82.04% | 2.65 | 0 | 10 |  |  |  |  | R-410A | 2.7833 | Residential & Commercial | USHP | Ducted CEE Tier 1
212362552 | Central HP <5.4 tons | GOETTL | HRCU-A-CB (Split System: Heat Pump with Remote Outdoor Unit-Air-Source) | ASZV903610A* |  |  | CA*F3137*6A*+TXV | A*VS960603BUA* | 33600 | 18.5 | 8.2 | 34000 | 24400 | 71.76% | 1.8 | 0 | 11.5 |  |  |  |  | R-410A | 2.8 | Residential & Commercial | USHP | Ducted CEE Tier 1
212362568 | Central HP <5.4 tons | GOETTL | HRCU-A-CB (Split System: Heat Pump with Remote Outdoor Unit-Air-Source) | ASZV903610A* |  |  | CA*F3743*6D*+TXV | A*VC960804CNB* | 33600 | 19 | 8.2 | 34000 | 24400 | 71.76% | 1.8 | 0 | 12 |  |  |  |  | R-410A | 2.8 | Residential & Commercial | USHP | Ducted CEE Tier 1
212362577 | Central HP <5.4 tons | GOETTL | HRCU-A-CB (Split System: Heat Pump with Remote Outdoor Unit-Air-Source) | ASZV903610A* |  |  | CHPF3642C6C*+MBVC1201**-1A*+TXV | 0 | 33400 | 18 | 8.2 | 34000 | 24400 | 71.76% | 1.8 | 0 | 11 |  |  |  |  | R-410A | 2.7833 | Residential & Commercial | USHP | Ducted CEE Tier 1
215670211 | Central HP <5.4 tons | COMFORTMAKER | HRCU-A-CB (Split System: Heat Pump with Remote Outdoor Unit-Air-Source) | C5H0V36*K*AAA* |  |  | ESH5X48M12A*+WALLCON | *80CTL0902120B* | 34200 | 17 | 8.5 | 35400 | 25200 | 71.19% | 1.9 | 0 | 9.5 |  |  |  |  | R-454B | 2.85 | Residential & Commercial | USHP
215670311 | Central HP <5.4 tons | COMFORTMAKER | HRCU-A-CB (Split System: Heat Pump with Remote Outdoor Unit-Air-Source) | C5H0V36*K*AAA* |  |  | ESH5X48M12A*+WALLCON | *97CMN1002122B* | 34200 | 17 | 8.5 | 35400 | 25200 | 71.19% | 1.9 | 0 | 9.5 |  |  |  |  | R-454B | 2.85 | Residential & Commercial | USHP
212362586 | Central HP <5.4 tons | GOETTL | HRCU-A-CB (Split System: Heat Pump with Remote Outdoor Unit-Air-Source) | ASZV903610A* |  |  | CHPF3642C6C*+TXV | A*VS960603BUA* | 33400 | 18 | 8.2 | 34000 | 24400 | 71.76% | 1.8 | 0 | 11 |  |  |  |  | R-410A | 2.7833 | Residential & Commercial | USHP | Ducted CEE Tier 1
212362593 | Central HP <5.4 tons | GOETTL | HRCU-A-CB (Split System: Heat Pump with Remote Outdoor Unit-Air-Source) | ASZV903610A* |  |  | CHPF3642C6C*+TXV | A*VM970803BNB* | 33400 | 18 | 8.2 | 34000 | 24400 | 71.76% | 1.8 | 0 | 11 |  |  |  |  | R-410A | 2.7833 | Residential & Commercial | USHP | Ducted CEE Tier 1
213274532 | Central HP <5.4 tons | COLEMAN | HRCU-A-CB (Split System: Heat Pump with Remote Outdoor Unit-Air-Source) | THF2B48T21 | ASPEN |  | D(A,C,E)60A44+TDR | TM8V080C16MP12 | 43000 | 16 | 8.2 | 44000 | 31200 | 70.91% | 3.16 | 0 | 11.5 |  |  |  |  | R-410A | 3.5833 | Residential & Commercial | USHP | Ducted CEE Tier 1
213279261 | Central HP <5.4 tons | COLEMAN | HRCU-A-CB (Split System: Heat Pump with Remote Outdoor Unit-Air-Source) | THF2B48T21 | ASPEN |  | D(A,C,E)60A46+TDR | TM9E080C20MP12 | 43500 | 16 | 8.3 | 45000 | 31600 | 70.22% | 3.11 | 0 | 11 |  |  |  |  | R-410A | 3.625 | Residential & Commercial | USHP | Ducted CEE Tier 1
213278592 | Central HP <5.4 tons | COLEMAN | HRCU-A-CB (Split System: Heat Pump with Remote Outdoor Unit-Air-Source) | HMH72B361 | ASPEN |  | D(A,C,E)36D26+JMVT12BC2N1+TDR | 0 | 32000 | 17.5 | 8.1 | 36000 | 26400 | 73.33% | 2.81 | 0 | 8.6 |  |  |  |  | R-410A | 2.6667 | Residential & Commercial | USHP
213273377 | Central HP <5.4 tons | COLEMAN | HRCU-A-CB (Split System: Heat Pump with Remote Outdoor Unit-Air-Source) | HMH72B361 | ASPEN |  | D(A,C,E)36D26+TDR | Z8ES080C20SMPS1 | 32000 | 16.5 | 8.1 | 36000 | 26400 | 73.33% | 2.83 | 0 | 8.6 |  |  |  |  | R-410A | 2.6667 | Residential & Commercial | USHP
213369603 | Central HP <5.4 tons | GREE | HRCU-A-C (Split System: Heat Pump with Remote Outdoor Unit with No Indoor Fan --Air Source) | GUD60W/A-D(U) | ADP |  | *E50948+TD | 0 | 50500 | 15.2 | 8.4 | 51000 | 36800 | 72.16% | 1.78 | 0 | 9.5 |  |  |  |  | R-410A | 4.2083 | Residential & Commercial | USHP
214447341 | Central HP <5.4 tons | ECOER | HRCU-A-CB (Split System: Heat Pump with Remote Outdoor Unit-Air-Source) | EODA18H-4860B | ASPEN |  | AFM474+TDR | 0 | 43000 | 17.6 | 8.2 | 46000 | 34400 | 74.78% | 1.9 | 0 | 11.3 |  |  |  |  | R-410A | 3.5833 | Residential & Commercial | USHP | Ducted CEE Tier 1
214584517 | Central HP <5.4 tons | BOSCH | HRCU-A-C (Split System: Heat Pump with Remote Outdoor Unit with No Indoor Fan --Air Source) | BOVB-36HDN1-M20G | ASPEN |  | D(A,C,E)30C44+TDR | 0 | 22400 | 15.2 | 8.9 | 24000 | 33600 | 140% | 1.81 | 0 | 12 |  |  |  |  | R-410A | 1.8667 | Residential & Commercial | USHP | Ducted CEE Tier 1
214584492 | Central HP <5.4 tons | BOSCH | HRCU-A-C (Split System: Heat Pump with Remote Outdoor Unit with No Indoor Fan --Air Source) | BOVA-36HDN1-M20G | ASPEN |  | D(A,C,E)36B34+TDR | 0 | 21800 | 15.2 | 8.8 | 23800 | 20000 | 84.03% | 2 | 0 | 11.9 |  |  |  |  | R-410A | 1.8167 | Residential & Commercial | USHP | Ducted CEE Tier 1
215670241 | Central HP <5.4 tons | COMFORTMAKER | HRCU-A-CB (Split System: Heat Pump with Remote Outdoor Unit-Air-Source) | C5H0V36*K*AAA* |  |  | ESH5X48M12A*+WALLCON | *95CSU0601716B* | 34000 | 16.5 | 8.5 | 35600 | 25400 | 71.35% | 1.76 | 0 | 9.5 |  |  |  |  | R-454B | 2.8333 | Residential & Commercial | USHP
212479821 | Central HP <5.4 tons | CARRIER | HRCU-A-CB (Split System: Heat Pump with Remote Outdoor Unit-Air-Source) | 38MURAQ18AB3* | ADP |  | A24VBA+TXV | 59SC5B026E14**10 | 18000 | 15.2 | 8.5 | 17400 | 18500 | 106.3% | 2.26 | 0 | 10.5 |  |  |  |  | R-410A | 1.5 | Residential & Commercial | USHP | Ducted CEE Tier 1
214075510 | Central HP <5.4 tons | FRIEDRICH | HRCU-A-CB (Split System: Heat Pump with Remote Outdoor Unit-Air-Source) | RD17AZ24AJ3N |  |  | TCFZ2417MTANM | FR802V0754A17UHN | 22600 | 18 | 9.5 | 22600 | 16800 | 74.34% | 2.1 | 0 | 11.2 |  |  |  |  | R-410A | 1.8833 | Residential & Commercial | USHP | Ducted CEE Tier 1
213780267 | Central HP <5.4 tons | HEIL | HRCU-A-CB (Split System: Heat Pump with Remote Outdoor Unit-Air-Source) | HVH837GKA** |  |  | EHD4X48AAL+WALLCON | *96CTN0801714B* | 32600 | 16.5 | 8.1 | 33000 | 25000 | 75.76% | 1.94 | 0 | 11 |  |  |  |  | R-410A | 2.7167 | Residential & Commercial | USHP | Ducted CEE Tier 1
215667703 | Central HP <5.4 tons | COMFORTMAKER | HRCU-A-CB (Split System: Heat Pump with Remote Outdoor Unit-Air-Source) | C5H0V24*K*AAA* |  |  | EA*5X36M17A*+WALLCON | *96CTN0401410B* | 22600 | 16 | 8.5 | 24200 | 17000 | 70.25% | 1.84 | 0 | 9.5 |  |  |  |  | R-454B | 1.8833 | Residential & Commercial | USHP
212862179 | Central HP <5.4 tons | GE Appliances | HRCU-A-C (Split System: Heat Pump with Remote Outdoor Unit with No Indoor Fan --Air Source) | AUH4860ZGDA* | ADP |  | HE86948+TD | 0 | 47000 | 15.2 | 8.5 | 46000 | 33200 | 72.17% | 1.8 | 0 | 10 |  |  |  |  | R-410A | 3.9167 | Residential & Commercial | USHP | Ducted CEE Tier 1
214841721 | Central HP <5.4 tons | GE Appliances | HRCU-A-CB (Split System: Heat Pump with Remote Outdoor Unit-Air-Source) | AUH4860ZGDA* | ADP |  | F,PE*CC4948 | 0 | 48000 | 17 | 9 | 46000 | 38500 | 83.7% | 1.8 | 0 | 11 |  |  |  |  | R-410A | 4 | Residential & Commercial | USHP | Ducted CEE Tier 1
215667903 | Central HP <5.4 tons | COMFORTMAKER | HRCU-A-CB (Split System: Heat Pump with Remote Outdoor Unit-Air-Source) | C5H0V24*K*AAA* |  |  | EA*5X37M21A*+WALLCON | *97CMN0801714B* | 24000 | 17.5 | 9 | 23400 | 16400 | 70.09% | 2 | 0 | 10.5 |  |  |  |  | R-454B | 2 | Residential & Commercial | USHP | Ducted CEE Tier 1
214783997 | Central HP <5.4 tons | ECOER | HRCU-A-CB (Split System: Heat Pump with Remote Outdoor Unit-Air-Source) | EODA19H-2436AA* | ASPEN |  | AFM354+TDR | 0 | 31600 | 19 | 9.1 | 35600 | 25000 | 70.22% | 2 | 0 | 12 |  |  |  |  | R-410A | 2.6333 | Residential & Commercial | USHP | Ducted CEE Tier 1
215849790 | Central HP <5.4 tons | COLEMAN | HRCU-A-CB (Split System: Heat Pump with Remote Outdoor Unit-Air-Source) | HH824E2S11 | ASPEN |  | D(A,C,E)24C3K+TDR | CPLC080B12MP13 | 22400 | 17 | 9 | 22600 | 17700 | 78.32% | 2 | 0 | 12 |  |  |  |  | R-454B | 1.8667 | Residential & Commercial | USHP | Ducted CEE Tier 1
215849855 | Central HP <5.4 tons | COLEMAN | HRCU-A-CB (Split System: Heat Pump with Remote Outdoor Unit-Air-Source) | HH824E2S11 | ASPEN |  | D(A,C,E)24C3K+TDR | TM8E080B12MP11 | 22400 | 17 | 8.5 | 22600 | 18000 | 79.65% | 2 | 0 | 12 |  |  |  |  | R-454B | 1.8667 | Residential & Commercial | USHP | Ducted CEE Tier 1
215849873 | Central HP <5.4 tons | COLEMAN | HRCU-A-CB (Split System: Heat Pump with Remote Outdoor Unit-Air-Source) | HH824E2S11 | ASPEN |  | C(A,C,D,E)24A3K+TDR | TM8V080B12MP12 | 21600 | 17 | 8.1 | 22600 | 17700 | 78.32% | 2 | 0 | 11.7 |  |  |  |  | R-454B | 1.8 | Residential & Commercial | USHP | Ducted CEE Tier 1
215849938 | Central HP <5.4 tons | COLEMAN | HRCU-A-CB (Split System: Heat Pump with Remote Outdoor Unit-Air-Source) | HH824E2S11 | ASPEN |  | C(A,C,D,E)24C3K+TDR | TM9E060A10MP12 | 20600 | 16.5 | 9 | 23000 | 18100 | 78.7% | 2 | 0 | 10.5 |  |  |  |  | R-454B | 1.7167 | Residential & Commercial | USHP | Ducted CEE Tier 1
213273412 | Central HP <5.4 tons | COLEMAN | HRCU-A-CB (Split System: Heat Pump with Remote Outdoor Unit-Air-Source) | HMH72B361 | ASPEN |  | D(A,C,E)36D24+TDR | Z8ES100C20SMPS1 | 32000 | 16 | 8.1 | 36000 | 26800 | 74.44% | 2.83 | 0 | 8.6 |  |  |  |  | R-410A | 2.6667 | Residential & Commercial | USHP
214797805 | Central HP <5.4 tons | GREE | HRCU-A-C (Split System: Heat Pump with Remote Outdoor Unit with No Indoor Fan --Air Source) | FLEXX60HP230V1AO | ADP |  | HE51948+TD | 0 | 47000 | 15.2 | 8.45 | 46000 | 33200 | 72.17% | 1.78 | 0 | 10 |  |  |  |  | R-410A | 3.9167 | Residential & Commercial | USHP | Ducted CEE Tier 1
211749909 | Central HP <5.4 tons | GREE | HRCU-A-C (Split System: Heat Pump with Remote Outdoor Unit with No Indoor Fan --Air Source) | FLEXX60HP230V1AO | ADP |  | HE49960+TD | 0 | 50500 | 15.2 | 8.35 | 51000 | 36800 | 72.16% | 1.78 | 0 | 9.5 |  |  |  |  | R-410A | 4.2083 | Residential & Commercial | USHP
214237699 | Central HP <5.4 tons | FRIEDRICH | HRCU-A-C (Split System: Heat Pump with Remote Outdoor Unit with No Indoor Fan --Air Source) | WFPU18Z483C | ASPEN |  | D(A,C,E)60B44+TDR | 0 | 40000 | 15.55 | 8.5 | 42000 | 34600 | 82.38% | 1.94 | 0 | 11.4 |  |  |  |  | R-410A | 3.3333 | Residential & Commercial | USHP | Ducted CEE Tier 1
214237692 | Central HP <5.4 tons | FRIEDRICH | HRCU-A-C (Split System: Heat Pump with Remote Outdoor Unit with No Indoor Fan --Air Source) | WFPU18Z363C | ASPEN |  | D(A,C,E)30C44+TDR | 0 | 29200 | 15.5 | 9.4 | 30000 | 24200 | 80.67% | 2.08 | 0 | 11.3 |  |  |  |  | R-410A | 2.4333 | Residential & Commercial | USHP | Ducted CEE Tier 1
214094105 | Central HP <5.4 tons | BOSCH | HRCU-A-CB (Split System: Heat Pump with Remote Outdoor Unit-Air-Source) | BOVB-36HDN1-M18M | ASPEN |  | AE(D,N,U)+DM42B34+TDR | 0 | 31400 | 17.5 | 8.1 | 34600 | 26000 | 75.14% | 2.17 | 0 | 10 |  |  |  |  | R-410A | 2.6167 | Residential & Commercial | USHP | Ducted CEE Tier 1
215932576 | Central HP <5.4 tons | HEIL | HRCU-A-CB (Split System: Heat Pump with Remote Outdoor Unit-Air-Source) | H5H3V36*K*AAA* |  |  | EA*5X60M24A*+WALLCON | *95CSU0802120B* | 34000 | 20 | 9 | 34200 | 26000 | 76.02% | 1.94 | 0 | 11.7 |  |  |  |  | R-454B | 2.8333 | Residential & Commercial | USHP | Ducted CEE Tier 1
215932726 | Central HP <5.4 tons | HEIL | HRCU-A-CB (Split System: Heat Pump with Remote Outdoor Unit-Air-Source) | H5H3V36*K*AAA* |  |  | EA*5X61M21A*+WALLCON | *80CTL0902120B* | 34400 | 20.5 | 9.5 | 34200 | 26000 | 76.02% | 2.06 | 0 | 12 |  |  |  |  | R-454B | 2.8667 | Residential & Commercial | USHP | Ducted CEE Tier 1
215932656 | Central HP <5.4 tons | HEIL | HRCU-A-CB (Split System: Heat Pump with Remote Outdoor Unit-Air-Source) | H5H3V36*K*AAA* |  |  | EA*5X61M21A*+WALLCON | *80CSU0401712A* | 34400 | 20.5 | 9 | 34600 | 26200 | 75.72% | 1.94 | 0 | 11.7 |  |  |  |  | R-454B | 2.8667 | Residential & Commercial | USHP | Ducted CEE Tier 1
216497873 | Central HP <5.4 tons | RHEEM | HRCU-A-CB (Split System: Heat Pump with Remote Outdoor Unit-Air-Source) | RD17AZ24AJ3N | ASPEN |  | D(A,C,E)24A34+TDR | R962V0703A17M4S | 20600 | 16.5 | 9 | 22400 | 16800 | 75% | 2.55 | 0 | 11 |  |  |  |  | R-410A | 1.7167 | Residential & Commercial | USHP | Ducted CEE Tier 1
215933026 | Central HP <5.4 tons | HEIL | HRCU-A-CB (Split System: Heat Pump with Remote Outdoor Unit-Air-Source) | H5H3V36*K*AAA* |  |  | ESH5X36M12A*+WALLCON | *80CSU0401712A* | 33200 | 19 | 9 | 35000 | 27000 | 77.14% | 1.9 | 0 | 11 |  |  |  |  | R-454B | 2.7667 | Residential & Commercial | USHP | Ducted CEE Tier 1
215932776 | Central HP <5.4 tons | HEIL | HRCU-A-CB (Split System: Heat Pump with Remote Outdoor Unit-Air-Source) | H5H3V36*K*AAA* |  |  | EA*5X61M21A*+WALLCON | *97CMN0601714B* | 34000 | 19.5 | 9 | 33800 | 25800 | 76.33% | 1.94 | 0 | 11 |  |  |  |  | R-454B | 2.8333 | Residential & Commercial | USHP | Ducted CEE Tier 1
215932976 | Central HP <5.4 tons | HEIL | HRCU-A-CB (Split System: Heat Pump with Remote Outdoor Unit-Air-Source) | H5H3V36*K*AAA* |  |  | ESH5X24M12A*+WALLCON | *96CTN0401410B* | 31200 | 16 | 9 | 34800 | 26600 | 76.44% | 1.92 | 0 | 10 |  |  |  |  | R-454B | 2.6 | Residential & Commercial | USHP | Ducted CEE Tier 1
212362629 | Central HP <5.4 tons | GOETTL | HRCU-A-CB (Split System: Heat Pump with Remote Outdoor Unit-Air-Source) | ASZV903610A* |  |  | CSCF3642N6D*+TXV | A*VC961005CNB* | 33800 | 18.5 | 8.2 | 34000 | 24400 | 71.76% | 1.8 | 0 | 11.5 |  |  |  |  | R-410A | 2.8167 | Residential & Commercial | USHP | Ducted CEE Tier 1
212362563 | Central HP <5.4 tons | GOETTL | HRCU-A-CB (Split System: Heat Pump with Remote Outdoor Unit-Air-Source) | ASZV903610A* |  |  | CA*F3743*6D*+TXV | A*VC801005C*A* | 33600 | 19 | 8.2 | 34000 | 24400 | 71.76% | 1.8 | 0 | 12 |  |  |  |  | R-410A | 2.8 | Residential & Commercial | USHP | Ducted CEE Tier 1
212362811 | Central HP <5.4 tons | GOETTL | HRCU-A-CB (Split System: Heat Pump with Remote Outdoor Unit-Air-Source) | GSZV903610A* |  |  | CHPF3743C6B*+TXV | G*VS800805CUA* | 33400 | 18 | 8.2 | 34000 | 24400 | 71.76% | 1.8 | 0 | 11 |  |  |  |  | R-410A | 2.7833 | Residential & Commercial | USHP | Ducted CEE Tier 1
211379194 | Central HP <5.4 tons | YORK | HRCU-A-CB (Split System: Heat Pump with Remote Outdoor Unit-Air-Source) | HMH72B341 |  |  | XAHC48FXXN1+TXV | TP9C100C16MP13 | 33000 | 16.5 | 8.5 | 31800 | 23200 | 72.96% | 2.04 | 0 | 9 |  |  |  |  | R-410A | 2.75 | Residential & Commercial | USHP
215399931 | Central HP <5.4 tons | FRASER-JOHNSTON | HRCU-A-C (Split System: Heat Pump with Remote Outdoor Unit with No Indoor Fan --Air Source) | HH836E2S11 | ASPEN |  | C(A,C,D,E)48A3K+TDR | 0 | 30800 | 15.2 | 8.1 | 31000 | 31600 | 101.9% | 2.52 | 0 | 10 |  |  |  |  | R-454B | 2.5667 | Residential & Commercial | USHP | Ducted CEE Tier 1
212362795 | Central HP <5.4 tons | GOETTL | HRCU-A-CB (Split System: Heat Pump with Remote Outdoor Unit-Air-Source) | GSZV903610A* |  |  | CHPF3642C6C*+TXV | G*VC960403BNB* | 33400 | 18 | 8.2 | 34000 | 24400 | 71.76% | 1.8 | 0 | 11 |  |  |  |  | R-410A | 2.7833 | Residential & Commercial | USHP | Ducted CEE Tier 1
212362579 | Central HP <5.4 tons | GOETTL | HRCU-A-CB (Split System: Heat Pump with Remote Outdoor Unit-Air-Source) | ASZV903610A* |  |  | CHPF3642C6C*+TXV | A*VS800604BUA* | 33400 | 18 | 8.2 | 34000 | 24400 | 71.76% | 1.8 | 0 | 11 |  |  |  |  | R-410A | 2.7833 | Residential & Commercial | USHP | Ducted CEE Tier 1
212362602 | Central HP <5.4 tons | GOETTL | HRCU-A-CB (Split System: Heat Pump with Remote Outdoor Unit-Air-Source) | ASZV903610A* |  |  | CHPF3743C6B*+TXV | A*VC800805C*A* | 33400 | 18 | 8.2 | 34000 | 24400 | 71.76% | 1.8 | 0 | 11 |  |  |  |  | R-410A | 2.7833 | Residential & Commercial | USHP | Ducted CEE Tier 1
212362620 | Central HP <5.4 tons | GOETTL | HRCU-A-CB (Split System: Heat Pump with Remote Outdoor Unit-Air-Source) | ASZV903610A* |  |  | CSCF3642N6D*+TXV | A*VS800805CUA* | 33800 | 18.5 | 8.2 | 34000 | 24400 | 71.76% | 1.8 | 0 | 11.5 |  |  |  |  | R-410A | 2.8167 | Residential & Commercial | USHP | Ducted CEE Tier 1
215864656 | Central HP <5.4 tons | AMERICAN STANDARD | HRCU-A-CB (Split System: Heat Pump with Remote Outdoor Unit-Air-Source) | 5A6V8X48A1 |  |  | 5PX*C007AS3 | S8V2C100M5PDB | 45000 | 18.1 | 8.5 | 46000 | 35400 | 76.96% | 2.1 | 0 | 10 |  |  |  |  | R-454B | 3.75 | Residential & Commercial | USHP | Ducted CEE Tier 1
215864720 | Central HP <5.4 tons | AMERICAN STANDARD | HRCU-A-CB (Split System: Heat Pump with Remote Outdoor Unit-Air-Source) | 5A6V8X60A1 |  |  | 5TXCC009AS3 | S8V2C080M5PDB | 54000 | 18.1 | 8.5 | 55000 | 39500 | 71.82% | 2 | 0 | 10 |  |  |  |  | R-454B | 4.5 | Residential & Commercial | USHP | Ducted CEE Tier 1
215864738 | Central HP <5.4 tons | AMERICAN STANDARD | HRCU-A-CB (Split System: Heat Pump with Remote Outdoor Unit-Air-Source) | 5A6V8X60A1 |  |  | 5TXCD008AS3 | S9V2C080U5PSC+LRP | 53000 | 18.1 | 8.5 | 56000 | 40000 | 71.43% | 2 | 0 | 10 |  |  |  |  | R-454B | 4.4167 | Residential & Commercial | USHP | Ducted CEE Tier 1
215864754 | Central HP <5.4 tons | AMERICAN STANDARD | HRCU-A-CB (Split System: Heat Pump with Remote Outdoor Unit-Air-Source) | 5A6V8X60A1 |  |  | 5TXCD010AS3 | S9V2D120D5PSC+LRP | 51000 | 18.1 | 8.5 | 53000 | 38500 | 72.64% | 1.9 | 0 | 9.8 |  |  |  |  | R-454B | 4.25 | Residential & Commercial | USHP
215864772 | Central HP <5.4 tons | AMERICAN STANDARD | HRCU-A-CB (Split System: Heat Pump with Remote Outdoor Unit-Air-Source) | 5A6V8X60A1 |  |  | 5TXCD010AS3 | S8V2C100M5PDB | 54000 | 18.1 | 8.5 | 55500 | 39500 | 71.17% | 2 | 0 | 10 |  |  |  |  | R-454B | 4.5 | Residential & Commercial | USHP | Ducted CEE Tier 1
215864804 | Central HP <5.4 tons | AMERICAN STANDARD | HRCU-A-CB (Split System: Heat Pump with Remote Outdoor Unit-Air-Source) | 5A6V8X36A1 |  |  | 5PX*CD07AS3 | S8V2C080M5PCB | 32800 | 18.1 | 8.5 | 34000 | 25600 | 75.29% | 2.1 | 0 | 10 |  |  |  |  | R-454B | 2.7333 | Residential & Commercial | USHP | Ducted CEE Tier 1
215864822 | Central HP <5.4 tons | AMERICAN STANDARD | HRCU-A-CB (Split System: Heat Pump with Remote Outdoor Unit-Air-Source) | 5A6V8X48A1 |  |  | 5PX*B006AS3 | S8V2B060M4PDB | 44500 | 18.1 | 8.5 | 46000 | 35400 | 76.96% | 2.1 | 0 | 10 |  |  |  |  | R-454B | 3.7083 | Residential & Commercial | USHP | Ducted CEE Tier 1
213771326 | Central HP <5.4 tons | BRYANT HEATING AND COOLING SYSTEMS | HRCU-A-CB (Split System: Heat Pump with Remote Outdoor Unit-Air-Source) | 288BNV025*0**B* |  |  | CAP**4221AL*+UI | 987MC66100C21*** | 23800 | 16.5 | 8.1 | 21400 | 16600 | 77.57% | 1.96 | 0 | 11 |  |  |  |  | R-410A | 1.9833 | Residential & Commercial | USHP | Ducted CEE Tier 1
214802935 | Central HP <5.4 tons | RHEEM | HRCU-A-CB (Split System: Heat Pump with Remote Outdoor Unit-Air-Source) | RP15AZ48AJ2N | ASPEN |  | D(A,C,E)48D34+TDR | R801V1005A21UHU | 44500 | 15.5 | 8.2 | 45500 | 33800 | 74.29% | 3.05 | 0 | 10 |  |  |  |  | R-410A | 3.7083 | Residential & Commercial | USHP | Ducted CEE Tier 1
215850089 | Central HP <5.4 tons | COLEMAN | HRCU-A-CB (Split System: Heat Pump with Remote Outdoor Unit-Air-Source) | HH824E2S11 | ASPEN |  | D(A,C,E)24C3K+TDR | TMLE100B12MP11 | 22400 | 17 | 8.5 | 22600 | 18000 | 79.65% | 2 | 0 | 12 |  |  |  |  | R-454B | 1.8667 | Residential & Commercial | USHP | Ducted CEE Tier 1
215850107 | Central HP <5.4 tons | COLEMAN | HRCU-A-CB (Split System: Heat Pump with Remote Outdoor Unit-Air-Source) | HH824E2S11 | ASPEN |  | C(A,C,D,E)24A3K+TDR | TP9C080B12MP13 | 21600 | 17 | 8.1 | 22600 | 18300 | 80.97% | 2 | 0 | 12 |  |  |  |  | R-454B | 1.8 | Residential & Commercial | USHP | Ducted CEE Tier 1
215850155 | Central HP <5.4 tons | COLEMAN | HRCU-A-CB (Split System: Heat Pump with Remote Outdoor Unit-Air-Source) | HH824E2S11 | ASPEN |  | D(A,C,E)36A3K+TDR | Z8ES060A12SMPS1 | 20800 | 17.5 | 8.5 | 22400 | 17300 | 77.23% | 2 | 0 | 11.7 |  |  |  |  | R-454B | 1.7333 | Residential & Commercial | USHP | Ducted CEE Tier 1
204299401 | Central HP <5.4 tons | DAY & NIGHT | HRCU-A-CB (Split System: Heat Pump with Remote Outdoor Unit-Air-Source) | CVH837GKA** |  |  | EA*4X48L24A*+WALLCON | *97CMN1002122A* | 32400 | 17.5 | 8.5 | 32600 | 24800 | 76.07% | 2 | 12 | 11.7 |  |  |  |  | R-410A | 2.7 | Residential & Commercial | USHP | Ducted CEE Tier 1
204298761 | Central HP <5.4 tons | DAY & NIGHT | HRCU-A-CB (Split System: Heat Pump with Remote Outdoor Unit-Air-Source) | CVH837GKA** |  |  | EA*4X36L21A*+WALLCON | *96CTN1002122A* | 31600 | 17 | 8.1 | 33200 | 24200 | 72.89% | 1.86 | 11 | 11 |  |  |  |  | R-410A | 2.6333 | Residential & Commercial | USHP | Ducted CEE Tier 1
204299431 | Central HP <5.4 tons | DAY & NIGHT | HRCU-A-CB (Split System: Heat Pump with Remote Outdoor Unit-Air-Source) | CVH837GKA** |  |  | EA*4X48L24A*+WALLCON | *96CTN1002122A* | 32400 | 17.5 | 8.5 | 32600 | 24800 | 76.07% | 2 | 12 | 11.7 |  |  |  |  | R-410A | 2.7 | Residential & Commercial | USHP | Ducted CEE Tier 1
215375426 | Central HP <5.4 tons | BOSCH | HRCU-A-CB (Split System: Heat Pump with Remote Outdoor Unit-Air-Source) | BOVD-36HDN1-M20G | ASPEN |  | D(A,C,E)30B34+TDR | BGH96M060B3B | 22400 | 18.4 | 8.7 | 19900 | 20000 | 100.5% | 2.9 | 0 | 11.8 |  |  |  |  | R-410A | 1.8667 | Residential & Commercial | USHP | Ducted CEE Tier 1
215375433 | Central HP <5.4 tons | BOSCH | HRCU-A-CB (Split System: Heat Pump with Remote Outdoor Unit-Air-Source) | BOVD-36HDN1-M20G | ASPEN |  | D(A,C,E)36A36+TDR | BGH96M060B3B | 22400 | 18.4 | 8.5 | 19900 | 20000 | 100.5% | 2.92 | 0 | 11.8 |  |  |  |  | R-410A | 1.8667 | Residential & Commercial | USHP | Ducted CEE Tier 1
215565249 | Central HP <5.4 tons | COLEMAN | HRCU-A-C (Split System: Heat Pump with Remote Outdoor Unit with No Indoor Fan --Air Source) | HH824E2S11 | ASPEN |  | D(A,C,E)36A4J+TDR | 0 | 22600 | 15.2 | 8.5 | 22800 | 21200 | 92.98% | 2.69 | 0 | 11 |  |  |  |  | R-454B | 1.8833 | Residential & Commercial | USHP | Ducted CEE Tier 1
215565268 | Central HP <5.4 tons | COLEMAN | HRCU-A-CB (Split System: Heat Pump with Remote Outdoor Unit-Air-Source) | HH824E2S11 | ASPEN |  | D(A,C,E)36A4J+TDR | Z8ES100B12SMPS1 | 21000 | 19 | 9.5 | 22800 | 18000 | 78.95% | 2 | 0 | 11.2 |  |  |  |  | R-454B | 1.75 | Residential & Commercial | USHP | Ducted CEE Tier 1
215565269 | Central HP <5.4 tons | COLEMAN | HRCU-A-CB (Split System: Heat Pump with Remote Outdoor Unit-Air-Source) | HH824E2S11 | ASPEN |  | D(A,C,E)36A4J+TDR | Z8ET060A12LMPS1 | 21000 | 19 | 9 | 23000 | 17700 | 76.96% | 2 | 0 | 11.7 |  |  |  |  | R-454B | 1.75 | Residential & Commercial | USHP | Ducted CEE Tier 1
213273369 | Central HP <5.4 tons | COLEMAN | HRCU-A-CB (Split System: Heat Pump with Remote Outdoor Unit-Air-Source) | HMH72B361 | ASPEN |  | D(A,C,E)36A46+TDR | Z8ES080C20LMPS1 | 34000 | 17 | 8.1 | 36000 | 26400 | 73.33% | 2.83 | 0 | 8.9 |  |  |  |  | R-410A | 2.8333 | Residential & Commercial | USHP
213273370 | Central HP <5.4 tons | COLEMAN | HRCU-A-CB (Split System: Heat Pump with Remote Outdoor Unit-Air-Source) | HMH72B361 | ASPEN |  | D(A,C,E)36D24+TDR | Z8ES080C20LMPS1 | 32000 | 16.5 | 8.1 | 36000 | 26400 | 73.33% | 2.83 | 0 | 8.6 |  |  |  |  | R-410A | 2.6667 | Residential & Commercial | USHP
213273371 | Central HP <5.4 tons | COLEMAN | HRCU-A-CB (Split System: Heat Pump with Remote Outdoor Unit-Air-Source) | HMH72B361 | ASPEN |  | D(A,C,E)36D26+TDR | Z8ES080C20LMPS1 | 32000 | 16.5 | 8.1 | 36000 | 26400 | 73.33% | 2.83 | 0 | 8.6 |  |  |  |  | R-410A | 2.6667 | Residential & Commercial | USHP
213273404 | Central HP <5.4 tons | COLEMAN | HRCU-A-CB (Split System: Heat Pump with Remote Outdoor Unit-Air-Source) | HMH72B361 | ASPEN |  | D(A,C,E)36A44+TDR | Z8ES100C20LMPS1 | 34000 | 16.5 | 8.1 | 36000 | 26800 | 74.44% | 2.83 | 0 | 8.9 |  |  |  |  | R-410A | 2.8333 | Residential & Commercial | USHP
214094102 | Central HP <5.4 tons | BOSCH | HRCU-A-CB (Split System: Heat Pump with Remote Outdoor Unit-Air-Source) | BOVA-24HDN1-M15G | ASPEN |  | AE(D,N,U)+DM24E34+TDR | 0 | 21600 | 16 | 8.1 | 23400 | 23200 | 99.15% | 2.4 | 0 | 11.5 |  |  |  |  | R-410A | 1.8 | Residential & Commercial | USHP | Ducted CEE Tier 1
212622917 | Central HP <5.4 tons | COLEMAN | HRCU-A-CB (Split System: Heat Pump with Remote Outdoor Unit-Air-Source) | HMH72B341 | ASPEN |  | C(A,C,D,E)36C34+TDR | TM8E100C16MP11 | 33000 | 18 | 8.3 | 33800 | 28600 | 84.62% | 2.7 | 0 | 10 |  |  |  |  | R-410A | 2.75 | Residential & Commercial | USHP | Ducted CEE Tier 1
212623108 | Central HP <5.4 tons | COLEMAN | HRCU-A-CB (Split System: Heat Pump with Remote Outdoor Unit-Air-Source) | HMH72B341 | ASPEN |  | C(A,C,D,E)36B34+TDR | TM8E060A12MP11 | 32200 | 18 | 8.1 | 33800 | 27400 | 81.07% | 2.44 | 0 | 9.9 |  |  |  |  | R-410A | 2.6833 | Residential & Commercial | USHP
212623110 | Central HP <5.4 tons | COLEMAN | HRCU-A-CB (Split System: Heat Pump with Remote Outdoor Unit-Air-Source) | HMH72B341 | ASPEN |  | C(A,C,D,E)36C34+TDR | TM8E060A12MP11 | 32600 | 18 | 8.1 | 33800 | 27400 | 81.07% | 2.44 | 0 | 10 |  |  |  |  | R-410A | 2.7167 | Residential & Commercial | USHP | Ducted CEE Tier 1
212623115 | Central HP <5.4 tons | COLEMAN | HRCU-A-CB (Split System: Heat Pump with Remote Outdoor Unit-Air-Source) | HMH72B341 | ASPEN |  | C(A,C,D,E)48B24+TDR | TM8E060A12MP11 | 30400 | 17.5 | 8.1 | 33800 | 27400 | 81.07% | 2.44 | 0 | 9 |  |  |  |  | R-410A | 2.5333 | Residential & Commercial | USHP
212362813 | Central HP <5.4 tons | GOETTL | HRCU-A-CB (Split System: Heat Pump with Remote Outdoor Unit-Air-Source) | GSZV903610A* |  |  | CHPF3743C6B*+TXV | G*VC801005C*A* | 33400 | 18 | 8.2 | 34000 | 24400 | 71.76% | 1.8 | 0 | 11 |  |  |  |  | R-410A | 2.7833 | Residential & Commercial | USHP | Ducted CEE Tier 1
212362802 | Central HP <5.4 tons | GOETTL | HRCU-A-CB (Split System: Heat Pump with Remote Outdoor Unit-Air-Source) | GSZV903610A* |  |  | CHPF3642C6C*+TXV | G*VM970603BNB* | 33400 | 18 | 8.2 | 34000 | 24400 | 71.76% | 1.8 | 0 | 11 |  |  |  |  | R-410A | 2.7833 | Residential & Commercial | USHP | Ducted CEE Tier 1
212362804 | Central HP <5.4 tons | GOETTL | HRCU-A-CB (Split System: Heat Pump with Remote Outdoor Unit-Air-Source) | GSZV903610A* |  |  | CHPF3642C6C*+TXV | G*VM970804CNB* | 33400 | 18 | 8.2 | 34000 | 24400 | 71.76% | 1.8 | 0 | 11 |  |  |  |  | R-410A | 2.7833 | Residential & Commercial | USHP | Ducted CEE Tier 1
212362836 | Central HP <5.4 tons | GOETTL | HRCU-A-CB (Split System: Heat Pump with Remote Outdoor Unit-Air-Source) | GSZV903610A* |  |  | CSCF3642N6D*+TXV | G*VC960803BNB* | 33800 | 18.5 | 8.2 | 34000 | 24400 | 71.76% | 1.8 | 0 | 11.5 |  |  |  |  | R-410A | 2.8167 | Residential & Commercial | USHP | Ducted CEE Tier 1
215406394 | Central HP <5.4 tons | BOSCH | HRCU-A-C (Split System: Heat Pump with Remote Outdoor Unit with No Indoor Fan --Air Source) | BOVD-36HDN1-M20G | ASPEN |  | CM36B36+TDR | 0 | 21800 | 15.2 | 8.8 | 23800 | 16900 | 71.01% | 1.97 | 0 | 11.9 |  |  |  |  | R-410A | 1.8167 | Residential & Commercial | USHP | Ducted CEE Tier 1
214237704 | Central HP <5.4 tons | FRIEDRICH | HRCU-A-C (Split System: Heat Pump with Remote Outdoor Unit with No Indoor Fan --Air Source) | WFPU18Z483C | ASPEN |  | D(A,C,E)49C44+TDR | 0 | 40500 | 15.55 | 8.55 | 42000 | 34600 | 82.38% | 1.94 | 0 | 11.4 |  |  |  |  | R-410A | 3.375 | Residential & Commercial | USHP | Ducted CEE Tier 1
214447337 | Central HP <5.4 tons | ECOER | HRCU-A-CB (Split System: Heat Pump with Remote Outdoor Unit-Air-Source) | EODA18H-4860B | ASPEN |  | A(E,F)M484+TDR | 0 | 43000 | 17.5 | 8.2 | 46000 | 34400 | 74.78% | 1.96 | 0 | 11 |  |  |  |  | R-410A | 3.5833 | Residential & Commercial | USHP | Ducted CEE Tier 1
213369432 | Central HP <5.4 tons | CARRIER | HRCU-A-CB (Split System: Heat Pump with Remote Outdoor Unit-Air-Source) | 38MURAQ36AB3* | ADP |  | H,PG7J936 | 59TP6C080V17**16 | 34200 | 15.2 | 8.5 | 36800 | 34800 | 94.57% | 2 | 0 | 9.5 |  |  |  |  | R-410A | 2.85 | Residential & Commercial | USHP
213369435 | Central HP <5.4 tons | CARRIER | HRCU-A-CB (Split System: Heat Pump with Remote Outdoor Unit-Air-Source) | 38MURAQ36AB3* | ADP |  | H,PG7J936 | 59TP6C100V21**22 | 35000 | 16 | 8.1 | 36800 | 34800 | 94.57% | 1.82 | 0 | 10 |  |  |  |  | R-410A | 2.9167 | Residential & Commercial | USHP | Ducted CEE Tier 1
214841719 | Central HP <5.4 tons | GE Appliances | HRCU-A-CB (Split System: Heat Pump with Remote Outdoor Unit-Air-Source) | AUH4860ZGDA* | ADP |  | F,PE*CC9960 | 0 | 47500 | 17 | 9 | 46000 | 38500 | 83.7% | 1.8 | 0 | 11 |  |  |  |  | R-410A | 3.9583 | Residential & Commercial | USHP | Ducted CEE Tier 1
214841720 | Central HP <5.4 tons | GE Appliances | HRCU-A-CB (Split System: Heat Pump with Remote Outdoor Unit-Air-Source) | AUH4860ZGDA* | ADP |  | F,PE*CC4960 | 0 | 48000 | 17 | 9 | 46000 | 38500 | 83.7% | 1.8 | 0 | 11 |  |  |  |  | R-410A | 4 | Residential & Commercial | USHP | Ducted CEE Tier 1
212862176 | Central HP <5.4 tons | GE Appliances | HRCU-A-C (Split System: Heat Pump with Remote Outdoor Unit with No Indoor Fan --Air Source) | AUH4860ZGDA* | ADP |  | HG52948+TD | 0 | 47000 | 15.2 | 8.5 | 46000 | 33200 | 72.17% | 1.8 | 0 | 10 |  |  |  |  | R-410A | 3.9167 | Residential & Commercial | USHP | Ducted CEE Tier 1
216736829 | Central HP <5.4 tons | BRYANT HEATING AND COOLING SYSTEMS | HRCU-A-CB (Split System: Heat Pump with Remote Outdoor Unit-Air-Source) | 37MUHAQ24AA3 |  |  | CSAH*2412AM* | 926TC36060V14*** | 22400 | 15.2 | 8.1 | 21200 | 19100 | 90.09% | 1.9 | 0 | 10.5 |  |  |  |  | R-454B | 1.8667 | Residential & Commercial | USHP | Ducted CEE Tier 1
216737028 | Central HP <5.4 tons | BRYANT HEATING AND COOLING SYSTEMS | HRCU-A-CB (Split System: Heat Pump with Remote Outdoor Unit-Air-Source) | 37MUHAQ24AA3 |  |  | CSAH*3012AM* | 8(0,1)*SB36070M14*** | 22400 | 16 | 8.1 | 20800 | 18800 | 90.38% | 1.9 | 0 | 11 |  |  |  |  | R-454B | 1.8667 | Residential & Commercial | USHP | Ducted CEE Tier 1
212362778 | Central HP <5.4 tons | GOETTL | HRCU-A-CB (Split System: Heat Pump with Remote Outdoor Unit-Air-Source) | GSZV903610A* |  |  | CA*F3743*6D*+TXV | G*VC960804CNB* | 33600 | 19 | 8.2 | 34000 | 24400 | 71.76% | 1.8 | 0 | 12 |  |  |  |  | R-410A | 2.8 | Residential & Commercial | USHP | Ducted CEE Tier 1
214388673 | Central HP <5.4 tons | GREE | HRCU-A-CB (Split System: Heat Pump with Remote Outdoor Unit-Air-Source) | FLEXX60HP230V1AO | ADP |  | V48H210P529+AEFE5* | 0 | 48000 | 16 | 9 | 46000 | 38500 | 83.7% | 1.8 | 0 | 11 |  |  |  |  | R-410A | 4 | Residential & Commercial | USHP | Ducted CEE Tier 1
212362580 | Central HP <5.4 tons | GOETTL | HRCU-A-CB (Split System: Heat Pump with Remote Outdoor Unit-Air-Source) | ASZV903610A* |  |  | CHPF3642C6C*+TXV | A*VC800604B*A* | 33400 | 18 | 8.2 | 34000 | 24400 | 71.76% | 1.8 | 0 | 11 |  |  |  |  | R-410A | 2.7833 | Residential & Commercial | USHP | Ducted CEE Tier 1
212362780 | Central HP <5.4 tons | GOETTL | HRCU-A-CB (Split System: Heat Pump with Remote Outdoor Unit-Air-Source) | GSZV903610A* |  |  | CA*F3743*6D*+TXV | G*VC961005CNB* | 33600 | 19 | 8.2 | 34000 | 24400 | 71.76% | 1.8 | 0 | 12 |  |  |  |  | R-410A | 2.8 | Residential & Commercial | USHP | Ducted CEE Tier 1
212362844 | Central HP <5.4 tons | GOETTL | HRCU-A-CB (Split System: Heat Pump with Remote Outdoor Unit-Air-Source) | GSZV903610A* |  |  | CSCF3642N6D*+TXV | G*VM971005CNB* | 33800 | 18.5 | 8.2 | 34000 | 24400 | 71.76% | 1.8 | 0 | 11.5 |  |  |  |  | R-410A | 2.8167 | Residential & Commercial | USHP | Ducted CEE Tier 1
212362769 | Central HP <5.4 tons | GOETTL | HRCU-A-CB (Split System: Heat Pump with Remote Outdoor Unit-Air-Source) | GSZV903610A* |  |  | CA*F3743*6D*+TXV | G*VC800604B*A* | 33600 | 19 | 8.2 | 34000 | 24400 | 71.76% | 1.8 | 0 | 12 |  |  |  |  | R-410A | 2.8 | Residential & Commercial | USHP | Ducted CEE Tier 1
212362812 | Central HP <5.4 tons | GOETTL | HRCU-A-CB (Split System: Heat Pump with Remote Outdoor Unit-Air-Source) | GSZV903610A* |  |  | CHPF3743C6B*+TXV | G*VC800805C*A* | 33400 | 18 | 8.2 | 34000 | 24400 | 71.76% | 1.8 | 0 | 11 |  |  |  |  | R-410A | 2.7833 | Residential & Commercial | USHP | Ducted CEE Tier 1
206135678 | Central HP <5.4 tons | DAY & NIGHT | HRCU-A-CB (Split System: Heat Pump with Remote Outdoor Unit-Air-Source) | CVH837GKA** |  |  | EA*4X37L21A*+WALLCON | *80CSU1002120A* | 32800 | 17 | 8.5 | 33000 | 25200 | 76.36% | 1.96 | 12 | 11 |  |  |  |  | R-410A | 2.7333 | Residential & Commercial | USHP | Ducted CEE Tier 1
212625818 | Central HP <5.4 tons | COLEMAN | HRCU-A-CB (Split System: Heat Pump with Remote Outdoor Unit-Air-Source) | HMH72B341 | ASPEN |  | D(A,C,E)48B36+TDR | TM9Y120D20MP11 | 32200 | 16.5 | 8.5 | 32400 | 28200 | 87.04% | 2.77 | 0 | 9.4 |  |  |  |  | R-410A | 2.6833 | Residential & Commercial | USHP
212625873 | Central HP <5.4 tons | COLEMAN | HRCU-A-CB (Split System: Heat Pump with Remote Outdoor Unit-Air-Source) | HMH72B341 | ASPEN |  | C(A,C,D,E)36B36+TDR | TP9C120D20MP13 | 31600 | 17 | 8.1 | 32400 | 28200 | 87.04% | 2.51 | 0 | 9.3 |  |  |  |  | R-410A | 2.6333 | Residential & Commercial | USHP
206133649 | Central HP <5.4 tons | AIRQUEST | HRCU-A-CB (Split System: Heat Pump with Remote Outdoor Unit-Air-Source) | HVH825GKA2* |  |  | EHD4X30AAL+WALLCON | *80CSU0401712A* | 23800 | 16 | 8.1 | 21800 | 16800 | 77.06% | 1.98 | 11 | 10.5 |  |  |  |  | R-410A | 1.9833 | Residential & Commercial | USHP | Ducted CEE Tier 1
211902845 | Central HP <5.4 tons | CARRIER | HRCU-A-CB (Split System: Heat Pump with Remote Outdoor Unit-Air-Source) | 38MURAQ24AB3* | ADP |  | CDP35A15P+TXV | 59SC2D080E17**16 | 24000 | 17 | 8.5 | 25200 | 23800 | 94.44% | 1.96 | 0 | 10 |  |  |  |  | R-410A | 2 | Residential & Commercial | USHP | Ducted CEE Tier 1
213163601 | Central HP <5.4 tons | DAY & NIGHT | HRCU-A-CB (Split System: Heat Pump with Remote Outdoor Unit-Air-Source) | DLCURAH36ABK | ADP |  | H,FG80936+AEFE3A* | 0 | 36000 | 16 | 8.1 | 38000 | 35000 | 92.11% | 1.82 | 0 | 10 |  |  |  |  | R-410A | 3 | Residential & Commercial | USHP | Ducted CEE Tier 1
214237698 | Central HP <5.4 tons | FRIEDRICH | HRCU-A-C (Split System: Heat Pump with Remote Outdoor Unit with No Indoor Fan --Air Source) | WFPU18Z483C | ASPEN |  | D(A,C,E)48D44+TDR | 0 | 41000 | 15.55 | 8.55 | 42000 | 34600 | 82.38% | 1.94 | 0 | 11.4 |  |  |  |  | R-410A | 3.4167 | Residential & Commercial | USHP | Ducted CEE Tier 1
214522693 | Central HP <5.4 tons | FRIEDRICH | HRCU-A-C (Split System: Heat Pump with Remote Outdoor Unit with No Indoor Fan --Air Source) | WFPU18Z483C | ASPEN |  | DX42D44+TDR | 0 | 40500 | 15.5 | 8.5 | 42000 | 34600 | 82.38% | 1.94 | 0 | 11.4 |  |  |  |  | R-410A | 3.375 | Residential & Commercial | USHP | Ducted CEE Tier 1
214237694 | Central HP <5.4 tons | FRIEDRICH | HRCU-A-C (Split System: Heat Pump with Remote Outdoor Unit with No Indoor Fan --Air Source) | WFPU18Z363C | ASPEN |  | D(A,C,E)42A44+TDR | 0 | 28800 | 15.5 | 9.4 | 30000 | 24200 | 80.67% | 2.08 | 0 | 11.3 |  |  |  |  | R-410A | 2.4 | Residential & Commercial | USHP | Ducted CEE Tier 1
214771541 | Central HP <5.4 tons | GREE | HRCU-A-CB (Split System: Heat Pump with Remote Outdoor Unit-Air-Source) | FLEXX36HP230V1AO | ADP |  | HG33930+AEFE3A* | 0 | 23200 | 16 | 8.95 | 22400 | 21600 | 96.43% | 1.8 | 0 | 11.7 |  |  |  |  | R-410A | 1.9333 | Residential & Commercial | USHP | Ducted CEE Tier 1
204299451 | Central HP <5.4 tons | DAY & NIGHT | HRCU-A-CB (Split System: Heat Pump with Remote Outdoor Unit-Air-Source) | CVH837GKA** |  |  | EA*4X48L24A*+WALLCON | *97CMN0602120A* | 32200 | 17 | 8.1 | 32800 | 25200 | 76.83% | 1.96 | 11.5 | 11 |  |  |  |  | R-410A | 2.6833 | Residential & Commercial | USHP | Ducted CEE Tier 1
204299921 | Central HP <5.4 tons | DAY & NIGHT | HRCU-A-CB (Split System: Heat Pump with Remote Outdoor Unit-Air-Source) | CVH837GKA** |  |  | EN(A,D)4X48L24**+WALLCON | *97CMN1002122A* | 32400 | 17.5 | 8.1 | 33000 | 24800 | 75.15% | 1.96 | 12 | 11.7 |  |  |  |  | R-410A | 2.7 | Residential & Commercial | USHP | Ducted CEE Tier 1
215223130 | Central HP <5.4 tons | BRYANT HEATING AND COOLING SYSTEMS | HRCU-A-CB (Split System: Heat Pump with Remote Outdoor Unit-Air-Source) | 288BNV025*0**C* | ADP |  | H,PG9J930 | 987MB60060C21*** | 23600 | 16 | 8.1 | 19800 | 16300 | 82.32% | 1.96 | 0 | 11 |  |  |  |  | R-410A | 1.9667 | Residential & Commercial | USHP | Ducted CEE Tier 1
214237696 | Central HP <5.4 tons | FRIEDRICH | HRCU-A-C (Split System: Heat Pump with Remote Outdoor Unit with No Indoor Fan --Air Source) | WFPU18Z363C | ASPEN |  | D(A,C,E)37A44+TDR | 0 | 28800 | 15.5 | 9.4 | 30000 | 24200 | 80.67% | 2.08 | 0 | 11.3 |  |  |  |  | R-410A | 2.4 | Residential & Commercial | USHP | Ducted CEE Tier 1
214237697 | Central HP <5.4 tons | FRIEDRICH | HRCU-A-C (Split System: Heat Pump with Remote Outdoor Unit with No Indoor Fan --Air Source) | WFPU18Z363C | ASPEN |  | D(A,C,E)31B44+TDR | 0 | 29200 | 15.5 | 9.4 | 30000 | 24200 | 80.67% | 2.08 | 0 | 11.3 |  |  |  |  | R-410A | 2.4333 | Residential & Commercial | USHP | Ducted CEE Tier 1
213270413 | Central HP <5.4 tons | GE Appliances | HRCU-A-C (Split System: Heat Pump with Remote Outdoor Unit with No Indoor Fan --Air Source) | AUH4860ZGDA* | ADP |  | PL60H210P529+TD | 0 | 47000 | 15.2 | 8.5 | 46000 | 33200 | 72.17% | 1.8 | 0 | 10 |  |  |  |  | R-410A | 3.9167 | Residential & Commercial | USHP | Ducted CEE Tier 1
212622079 | Central HP <5.4 tons | COLEMAN | HRCU-A-CB (Split System: Heat Pump with Remote Outdoor Unit-Air-Source) | HMH72B341 | ASPEN |  | D(A,C,E)36D24+TDR | TM8Y060A12MP11 | 30400 | 17.6 | 8.1 | 33400 | 27400 | 82.04% | 2.42 | 0 | 9.6 |  |  |  |  | R-410A | 2.5333 | Residential & Commercial | USHP
212622081 | Central HP <5.4 tons | COLEMAN | HRCU-A-CB (Split System: Heat Pump with Remote Outdoor Unit-Air-Source) | HMH72B341 | ASPEN |  | D(A,C,E)42A44+TDR | TM8Y060A12MP11 | 32400 | 18 | 8.1 | 33400 | 27400 | 82.04% | 2.42 | 0 | 9.9 |  |  |  |  | R-410A | 2.7 | Residential & Commercial | USHP
206133317 | Central HP <5.4 tons | AIRQUEST | HRCU-A-CB (Split System: Heat Pump with Remote Outdoor Unit-Air-Source) | HVH825GKA2* |  |  | EA*4X25L17A*+WALLCON | *80CSU0401712A* | 24400 | 17 | 8.1 | 21200 | 16600 | 78.3% | 2.02 | 11.5 | 11 |  |  |  |  | R-410A | 2.0333 | Residential & Commercial | USHP | Ducted CEE Tier 1
206133367 | Central HP <5.4 tons | AIRQUEST | HRCU-A-CB (Split System: Heat Pump with Remote Outdoor Unit-Air-Source) | HVH825GKA2* |  |  | EA*4X36L17A*+WALLCON | *80CSU0601716A* | 23600 | 16.5 | 8.1 | 21400 | 16700 | 78.04% | 1.94 | 11 | 10.5 |  |  |  |  | R-410A | 1.9667 | Residential & Commercial | USHP | Ducted CEE Tier 1
212622122 | Central HP <5.4 tons | COLEMAN | HRCU-A-CB (Split System: Heat Pump with Remote Outdoor Unit-Air-Source) | HMH72B341 | ASPEN |  | D(A,C,E)36D24+TDR | TM8Y080B12MP11 | 30600 | 17.6 | 8.5 | 33400 | 27400 | 82.04% | 2.65 | 0 | 9 |  |  |  |  | R-410A | 2.55 | Residential & Commercial | USHP
212622124 | Central HP <5.4 tons | COLEMAN | HRCU-A-CB (Split System: Heat Pump with Remote Outdoor Unit-Air-Source) | HMH72B341 | ASPEN |  | D(A,C,E)42A44+TDR | TM8Y080B12MP11 | 32600 | 18 | 8.5 | 33400 | 27400 | 82.04% | 2.65 | 0 | 9.9 |  |  |  |  | R-410A | 2.7167 | Residential & Commercial | USHP
213087290 | Central HP <5.4 tons | FRIEDRICH | HRCU-A-CB (Split System: Heat Pump with Remote Outdoor Unit-Air-Source) | FRP18AZ48AJVC |  |  | FRHMVZ6021SEACA | 0 | 45000 | 19 | 8.5 | 40000 | 42000 | 105% | 1.8 | 0 | 12 |  |  |  |  | R-410A | 3.75 | Residential & Commercial | USHP | Ducted CEE Tier 1
214320259 | Central HP <5.4 tons | GREE | HRCU-A-C (Split System: Heat Pump with Remote Outdoor Unit with No Indoor Fan --Air Source) | FLEXX36HP230V1AO | ADP |  | A36VBA+TXV+TD | 0 | 31400 | 15.2 | 8.3 | 32400 | 23600 | 72.84% | 1.76 | 0 | 9 |  |  |  |  | R-410A | 2.6167 | Residential & Commercial | USHP
213613884 | Central HP <5.4 tons | GREE | HRCU-A-C (Split System: Heat Pump with Remote Outdoor Unit with No Indoor Fan --Air Source) | FLEXX36HP230V1AO | ADP |  | *G34936 | 0 | 22800 | 15.2 | 8.5 | 22400 | 21200 | 94.64% | 1.8 | 0 | 11 |  |  |  |  | R-410A | 1.9 | Residential & Commercial | USHP | Ducted CEE Tier 1
212362770 | Central HP <5.4 tons | GOETTL | HRCU-A-CB (Split System: Heat Pump with Remote Outdoor Unit-Air-Source) | GSZV903610A* |  |  | CA*F3743*6D*+TXV | G*VC800804C*A* | 33600 | 19 | 8.2 | 34000 | 24400 | 71.76% | 1.8 | 0 | 12 |  |  |  |  | R-410A | 2.8 | Residential & Commercial | USHP | Ducted CEE Tier 1
212362772 | Central HP <5.4 tons | GOETTL | HRCU-A-CB (Split System: Heat Pump with Remote Outdoor Unit-Air-Source) | GSZV903610A* |  |  | CA*F3743*6D*+TXV | G*VC800805C*A* | 33600 | 19 | 8.2 | 34000 | 24400 | 71.76% | 1.8 | 0 | 12 |  |  |  |  | R-410A | 2.8 | Residential & Commercial | USHP | Ducted CEE Tier 1
212851792 | Central HP <5.4 tons | GE Appliances | HRCU-A-C (Split System: Heat Pump with Remote Outdoor Unit with No Indoor Fan --Air Source) | AUH4860ZGDA* | ADP |  | HE88960+TD | 0 | 50500 | 15.2 | 8.5 | 51000 | 36800 | 72.16% | 1.8 | 0 | 9.5 |  |  |  |  | R-410A | 4.2083 | Residential & Commercial | USHP
212862163 | Central HP <5.4 tons | GE Appliances | HRCU-A-C (Split System: Heat Pump with Remote Outdoor Unit with No Indoor Fan --Air Source) | AUH4860ZGDA* | ADP |  | HE49948+TD | 0 | 47000 | 15.2 | 8.35 | 46000 | 33200 | 72.17% | 1.78 | 0 | 10 |  |  |  |  | R-410A | 3.9167 | Residential & Commercial | USHP | Ducted CEE Tier 1
215667419 | Central HP <5.4 tons | COMFORTMAKER | HRCU-A-CB (Split System: Heat Pump with Remote Outdoor Unit-Air-Source) | C5H0V24*K*AAA* |  |  | EA*5X30M17A*+WALLCON | *80CTL0701412B* | 23000 | 17 | 9 | 23800 | 16700 | 70.17% | 1.98 | 0 | 10 |  |  |  |  | R-454B | 1.9167 | Residential & Commercial | USHP | Ducted CEE Tier 1
215667619 | Central HP <5.4 tons | COMFORTMAKER | HRCU-A-CB (Split System: Heat Pump with Remote Outdoor Unit-Air-Source) | C5H0V24*K*AAA* |  |  | EA*5X36M17A*+WALLCON | *80CTL0701412B* | 23200 | 17 | 9 | 23600 | 16600 | 70.34% | 1.98 | 0 | 10 |  |  |  |  | R-454B | 1.9333 | Residential & Commercial | USHP | Ducted CEE Tier 1
215667669 | Central HP <5.4 tons | COMFORTMAKER | HRCU-A-CB (Split System: Heat Pump with Remote Outdoor Unit-Air-Source) | C5H0V24*K*AAA* |  |  | EA*5X36M17A*+WALLCON | *97CMN0601714B* | 23000 | 17 | 9 | 23800 | 16700 | 70.17% | 1.98 | 0 | 10 |  |  |  |  | R-454B | 1.9167 | Residential & Commercial | USHP | Ducted CEE Tier 1
215667871 | Central HP <5.4 tons | COMFORTMAKER | HRCU-A-CB (Split System: Heat Pump with Remote Outdoor Unit-Air-Source) | C5H0V24*K*AAA* |  |  | EA*5X37M21A*+WALLCON | *80CTL1102120B* | 24000 | 17.5 | 9 | 23200 | 16300 | 70.26% | 2.02 | 0 | 10.5 |  |  |  |  | R-454B | 2 | Residential & Commercial | USHP | Ducted CEE Tier 1
204298641 | Central HP <5.4 tons | DAY & NIGHT | HRCU-A-CB (Split System: Heat Pump with Remote Outdoor Unit-Air-Source) | CVH837GKA** |  |  | EA*4X36L17A*+WALLCON | *80CTL0901716A* | 31600 | 17.5 | 8.1 | 33200 | 24200 | 72.89% | 1.86 | 11 | 11 |  |  |  |  | R-410A | 2.6333 | Residential & Commercial | USHP | Ducted CEE Tier 1
212507774 | Central HP <5.4 tons | BOSCH | HRCU-A-CB (Split System: Heat Pump with Remote Outdoor Unit-Air-Source) | BOVA-24HDN1-M15G | ASPEN |  | L(E,G)M24K4 | 0 | 23400 | 15.2 | 8.1 | 23400 | 21400 | 91.45% | 2.5 | 0 | 11.2 |  |  |  |  | R-410A | 1.95 | Residential & Commercial | USHP | Ducted CEE Tier 1
216677647 | Central HP <5.4 tons | DAY & NIGHT | HRCU-A-CB (Split System: Heat Pump with Remote Outdoor Unit-Air-Source) | D5CURAH24AAK |  |  | ESH5X36M12A* | *96VSN1002120B* | 24600 | 15.2 | 8.5 | 23800 | 19400 | 81.51% | 1.92 | 0 | 10 |  |  |  |  | R-454B | 2.05 | Residential & Commercial | USHP | Ducted CEE Tier 1
214797809 | Central HP <5.4 tons | GREE | HRCU-A-C (Split System: Heat Pump with Remote Outdoor Unit with No Indoor Fan --Air Source) | FLEXX24HP230V1AO | ADP |  | HE7J930+TD | 0 | 22200 | 15.2 | 8.4 | 22400 | 19100 | 85.27% | 1.78 | 0 | 10.5 |  |  |  |  | R-410A | 1.85 | Residential & Commercial | USHP | Ducted CEE Tier 1
216599672 | Central HP <5.4 tons | AMERICAN STANDARD | HRCU-A-CB (Split System: Heat Pump with Remote Outdoor Unit-Air-Source) | 5A6V0X24A1 |  |  | 5PX*B006AS3 | S9V2B080U4PSC+LRP | 22200 | 21 | 10 | 22600 | 18000 | 79.65% | 2.2 | 0 | 11.5 |  |  |  |  | R-454B | 1.85 | Residential & Commercial | USHP | Ducted CEE Tier 1
204300155 | Central HP <5.4 tons | DAY & NIGHT | HRCU-A-CB (Split System: Heat Pump with Remote Outdoor Unit-Air-Source) | CVH837GKA** |  |  | EHD4X36AAL+WALLCON | *97CMN1002122A* | 32200 | 16.5 | 8.1 | 33200 | 24800 | 74.7% | 1.94 | 11.5 | 11 |  |  |  |  | R-410A | 2.6833 | Residential & Commercial | USHP | Ducted CEE Tier 1
216453076 | Central HP <5.4 tons | AMERICAN STANDARD | HRCU-A-CB (Split System: Heat Pump with Remote Outdoor Unit-Air-Source) | 5A6V0X24A1 |  |  | 5PX*B003AS3 | S8V2B080M4PCB | 21600 | 20.6 | 10 | 24200 | 18300 | 75.62% | 2.1 | 0 | 11.5 |  |  |  |  | R-454B | 1.8 | Residential & Commercial | USHP | Ducted CEE Tier 1
216676266 | Central HP <5.4 tons | DAY & NIGHT | HRCU-A-CB (Split System: Heat Pump with Remote Outdoor Unit-Air-Source) | D5CURAH24AAK |  |  | EA*5X25M17A* | *80VSL0701716B* | 24200 | 15.5 | 8.5 | 23200 | 19100 | 82.33% | 1.94 | 0 | 10 |  |  |  |  | R-454B | 2.0167 | Residential & Commercial | USHP | Ducted CEE Tier 1
216676393 | Central HP <5.4 tons | DAY & NIGHT | HRCU-A-CB (Split System: Heat Pump with Remote Outdoor Unit-Air-Source) | D5CURAH24AAK |  |  | EA*5X37M21A* | *80MSU0401712A* | 24400 | 16 | 8.5 | 23000 | 19000 | 82.61% | 1.94 | 0 | 10 |  |  |  |  | R-454B | 2.0333 | Residential & Commercial | USHP | Ducted CEE Tier 1
211750034 | Central HP <5.4 tons | GREE | HRCU-A-C (Split System: Heat Pump with Remote Outdoor Unit with No Indoor Fan --Air Source) | FLEXX60HP230V1AO | ADP |  | *E49960+TD | 0 | 50500 | 15.2 | 8.35 | 51000 | 36800 | 72.16% | 1.78 | 0 | 9.5 |  |  |  |  | R-410A | 4.2083 | Residential & Commercial | USHP
216676416 | Central HP <5.4 tons | DAY & NIGHT | HRCU-A-CB (Split System: Heat Pump with Remote Outdoor Unit-Air-Source) | D5CURAH24AAK |  |  | EA*5X30M17A* | *80MSU0401712A* | 23600 | 15.5 | 8.5 | 24000 | 19400 | 80.83% | 1.9 | 0 | 9.8 |  |  |  |  | R-454B | 1.9667 | Residential & Commercial | USHP
211264788 | Central HP <5.4 tons | DAY & NIGHT | HRCU-A-CB (Split System: Heat Pump with Remote Outdoor Unit-Air-Source) | DLCURAH18ABK |  |  | FEM4P24**AL | 0 | 17300 | 16 | 8.5 | 18200 | 19400 | 106.6% | 2.34 | 0 | 10.5 |  |  |  |  | R-410A | 1.4417 | Residential & Commercial | USHP | Ducted CEE Tier 1
212975792 | Central HP <5.4 tons | HEIL | HRCU-A-CB (Split System: Heat Pump with Remote Outdoor Unit-Air-Source) | DLCURAH18ABK |  |  | EA*4X24L17A* | *96VTN0801716B* | 17200 | 16 | 8.5 | 18200 | 19400 | 106.6% | 2.34 | 0 | 10.5 |  |  |  |  | R-410A | 1.4333 | Residential & Commercial | USHP | Ducted CEE Tier 1
212479923 | Central HP <5.4 tons | CARRIER | HRCU-A-CB (Split System: Heat Pump with Remote Outdoor Unit-Air-Source) | 38MURAQ24AB3* | ADP |  | C36A***L139 | 58SP*A070V17**16 | 23800 | 17 | 8.5 | 24400 | 22400 | 91.8% | 1.9 | 0 | 10 |  |  |  |  | R-410A | 1.9833 | Residential & Commercial | USHP | Ducted CEE Tier 1
212479925 | Central HP <5.4 tons | CARRIER | HRCU-A-CB (Split System: Heat Pump with Remote Outdoor Unit-Air-Source) | 38MURAQ24AB3* | ADP |  | PL36H175P149 | 58SP*A070V17**16 | 24000 | 17 | 8.5 | 24400 | 22400 | 91.8% | 1.9 | 0 | 10 |  |  |  |  | R-410A | 2 | Residential & Commercial | USHP | Ducted CEE Tier 1
212479957 | Central HP <5.4 tons | CARRIER | HRCU-A-CB (Split System: Heat Pump with Remote Outdoor Unit-Air-Source) | 38MURAQ24AB3* | ADP |  | PL36H210P749 | 58SU*A060E17**16 | 25000 | 17 | 8.5 | 25000 | 21400 | 85.6% | 1.82 | 0 | 10.5 |  |  |  |  | R-410A | 2.0833 | Residential & Commercial | USHP | Ducted CEE Tier 1
212479968 | Central HP <5.4 tons | CARRIER | HRCU-A-CB (Split System: Heat Pump with Remote Outdoor Unit-Air-Source) | 38MURAQ24AB3* | ADP |  | PL36H210P299 | 58TP*A070V17**16 | 24800 | 17 | 8.5 | 23800 | 20400 | 85.71% | 1.76 | 0 | 10.5 |  |  |  |  | R-410A | 2.0667 | Residential & Commercial | USHP | Ducted CEE Tier 1
212479984 | Central HP <5.4 tons | CARRIER | HRCU-A-CB (Split System: Heat Pump with Remote Outdoor Unit-Air-Source) | 38MURAQ24AB3* | ADP |  | PL36H210P749 | 58TP*A070V17**16 | 24200 | 17 | 8.1 | 24600 | 22600 | 91.87% | 1.9 | 0 | 10.5 |  |  |  |  | R-410A | 2.0167 | Residential & Commercial | USHP | Ducted CEE Tier 1
214606295 | Central HP <5.4 tons | GE Appliances | HRCU-A-CB (Split System: Heat Pump with Remote Outdoor Unit-Air-Source) | AUH4860ZGDA* | ADP |  | FE*CC7960 | 0 | 48000 | 17 | 9 | 46000 | 38500 | 83.7% | 1.8 | 0 | 11 |  |  |  |  | R-410A | 4 | Residential & Commercial | USHP | Ducted CEE Tier 1
215670017 | Central HP <5.4 tons | COMFORTMAKER | HRCU-A-CB (Split System: Heat Pump with Remote Outdoor Unit-Air-Source) | C5H0V36*K*AAA* |  |  | ESH5X42M12A*+WALLCON | *80CTL1352422B* | 34000 | 16.5 | 8.5 | 35600 | 25200 | 70.79% | 1.78 | 0 | 9.5 |  |  |  |  | R-454B | 2.8333 | Residential & Commercial | USHP
214237700 | Central HP <5.4 tons | FRIEDRICH | HRCU-A-C (Split System: Heat Pump with Remote Outdoor Unit with No Indoor Fan --Air Source) | WFPU18Z483C | ASPEN |  | D(A,C,E)60C44+TDR | 0 | 40500 | 15.55 | 8.55 | 42000 | 34600 | 82.38% | 1.94 | 0 | 11.4 |  |  |  |  | R-410A | 3.375 | Residential & Commercial | USHP | Ducted CEE Tier 1
211749907 | Central HP <5.4 tons | GREE | HRCU-A-C (Split System: Heat Pump with Remote Outdoor Unit with No Indoor Fan --Air Source) | GUD60W/A-D(U) | ADP |  | HE51960+TD | 0 | 50500 | 15.2 | 8.45 | 51000 | 36800 | 72.16% | 1.78 | 0 | 9.5 |  |  |  |  | R-410A | 4.2083 | Residential & Commercial | USHP
212862182 | Central HP <5.4 tons | GE Appliances | HRCU-A-C (Split System: Heat Pump with Remote Outdoor Unit with No Indoor Fan --Air Source) | AUH4860ZGDA* | ADP |  | HE88948+TD | 0 | 47000 | 15.2 | 8.5 | 46000 | 33200 | 72.17% | 1.8 | 0 | 10 |  |  |  |  | R-410A | 3.9167 | Residential & Commercial | USHP | Ducted CEE Tier 1
213369665 | Central HP <5.4 tons | GE Appliances | HRCU-A-C (Split System: Heat Pump with Remote Outdoor Unit with No Indoor Fan --Air Source) | AUH4860ZGDA* | ADP |  | *G52948+TD | 0 | 47000 | 15.2 | 8.5 | 46000 | 33200 | 72.17% | 1.8 | 0 | 10 |  |  |  |  | R-410A | 3.9167 | Residential & Commercial | USHP | Ducted CEE Tier 1
204456737 | Central HP <5.4 tons | DAY & NIGHT | HRCU-A-CB (Split System: Heat Pump with Remote Outdoor Unit-Air-Source) | CVH825GKA2* |  |  | EA*4X36L21A*+WALLCON | *97CMN0801714A* | 23600 | 16.5 | 8.1 | 21600 | 16700 | 77.31% | 1.92 | 11.5 | 11 |  |  |  |  | R-410A | 1.9667 | Residential & Commercial | USHP | Ducted CEE Tier 1
206133340 | Central HP <5.4 tons | DAY & NIGHT | HRCU-A-CB (Split System: Heat Pump with Remote Outdoor Unit-Air-Source) | CVH825GKA2* |  |  | EA*4X30L17A*+WALLCON | *80CSU0401712A* | 23400 | 16.5 | 8.1 | 21600 | 16700 | 77.31% | 1.92 | 11 | 10.5 |  |  |  |  | R-410A | 1.95 | Residential & Commercial | USHP | Ducted CEE Tier 1
206133742 | Central HP <5.4 tons | DAY & NIGHT | HRCU-A-CB (Split System: Heat Pump with Remote Outdoor Unit-Air-Source) | CVH825GKA2* |  |  | EA*4X25L17A*+WALLCON | *95CSU0601716A* | 24200 | 16.5 | 8.1 | 21400 | 16700 | 78.04% | 2 | 11 | 10.5 |  |  |  |  | R-410A | 2.0167 | Residential & Commercial | USHP | Ducted CEE Tier 1
207185890 | Central HP <5.4 tons | GREE | HRCU-A-CB (Split System: Heat Pump with Remote Outdoor Unit-Air-Source) | FLEXX36HP230V1AO | ADP |  | SK3925 | 0 | 22200 | 17 | 8.75 | 22400 | 21600 | 96.43% | 1.76 | 11.7 | 11.7 |  |  |  |  | R-410A | 1.85 | Residential & Commercial | USHP | Ducted CEE Tier 1
211262619 | Central HP <5.4 tons | DAY & NIGHT | HRCU-A-CB (Split System: Heat Pump with Remote Outdoor Unit-Air-Source) | DLCURAH18ABK |  |  | EN(A,D)4X24L14** | *95ESN0601412A* | 17800 | 16 | 8.5 | 18700 | 18800 | 100.5% | 2.26 | 0 | 11 |  |  |  |  | R-410A | 1.4833 | Residential & Commercial | USHP | Ducted CEE Tier 1
211263970 | Central HP <5.4 tons | DAY & NIGHT | HRCU-A-CB (Split System: Heat Pump with Remote Outdoor Unit-Air-Source) | DLCURAH18ABK |  |  | EN(A,D)4X30L17** | *96VSN0601412A* | 18000 | 16 | 8.5 | 18600 | 18400 | 98.92% | 2.22 | 0 | 11 |  |  |  |  | R-410A | 1.5 | Residential & Commercial | USHP | Ducted CEE Tier 1
213082104 | Central HP <5.4 tons | GREE | HRCU-A-C (Split System: Heat Pump with Remote Outdoor Unit with No Indoor Fan --Air Source) | FLEXX36HP230V1AO | ADP |  | V,R36H175P149+TD | 0 | 22800 | 15.2 | 8.5 | 22400 | 21200 | 94.64% | 1.8 | 0 | 11 |  |  |  |  | R-410A | 1.9 | Residential & Commercial | USHP | Ducted CEE Tier 1
212862218 | Central HP <5.4 tons | GE Appliances | HRCU-A-C (Split System: Heat Pump with Remote Outdoor Unit with No Indoor Fan --Air Source) | AUH4860ZGDA* | ADP |  | HG52960+TD | 0 | 50500 | 15.2 | 8.5 | 51000 | 36800 | 72.16% | 1.8 | 0 | 9.5 |  |  |  |  | R-410A | 4.2083 | Residential & Commercial | USHP
214447339 | Central HP <5.4 tons | ECOER | HRCU-A-CB (Split System: Heat Pump with Remote Outdoor Unit-Air-Source) | EODA18H-4860B | ASPEN |  | A(E,F)M494+TDR | 0 | 43000 | 17.7 | 8.6 | 46500 | 34400 | 73.98% | 1.9 | 0 | 11.3 |  |  |  |  | R-410A | 3.5833 | Residential & Commercial | USHP | Ducted CEE Tier 1
214328326 | Central HP <5.4 tons | NAPOLEON | HRCU-A-CB (Split System: Heat Pump with Remote Outdoor Unit-Air-Source) | WSEHV4860RA1-N | ADP |  | H,A,DG49960 | WUV080T4BA | 46000 | 17 | 8.5 | 48000 | 34600 | 72.08% | 1.8 | 0 | 10 |  |  |  |  | R-410A | 3.8333 | Residential & Commercial | USHP | Ducted CEE Tier 1
216678685 | Central HP <5.4 tons | DAY & NIGHT | HRCU-A-CB (Split System: Heat Pump with Remote Outdoor Unit-Air-Source) | DLCURAH36ABK |  |  | EA*4X36L17A* | *97VTN0601716A* | 34800 | 15.2 | 8.5 | 38500 | 34800 | 90.39% | 1.75 | 0 | 9.5 |  |  |  |  | R-410A | 2.9 | Residential & Commercial | USHP
215851044 | Central HP <5.4 tons | COLEMAN | HRCU-A-CB (Split System: Heat Pump with Remote Outdoor Unit-Air-Source) | HH860E2S11 | ASPEN |  | C(A,C,D,E)48A3K+TDR | TMLE100C20MP11 | 41000 | 16.5 | 8.1 | 46000 | 35000 | 76.09% | 2 | 0 | 10.5 |  |  |  |  | R-454B | 3.4167 | Residential & Commercial | USHP | Ducted CEE Tier 1
215851159 | Central HP <5.4 tons | COLEMAN | HRCU-A-CB (Split System: Heat Pump with Remote Outdoor Unit-Air-Source) | HH860E2S11 | ASPEN |  | C(A,C,D,E)48A3K+TDR | TP9C120D20MP13 | 40000 | 17.5 | 8.1 | 44000 | 33400 | 75.91% | 2 | 0 | 11.2 |  |  |  |  | R-454B | 3.3333 | Residential & Commercial | USHP | Ducted CEE Tier 1
215851359 | Central HP <5.4 tons | COLEMAN | HRCU-A-CB (Split System: Heat Pump with Remote Outdoor Unit-Air-Source) | HH860E2S11 | ASPEN |  | D(A,C,E)60A3K+TDR | Z9ES100C20SMPS1 | 42000 | 17.5 | 8.1 | 46500 | 34000 | 73.12% | 2 | 0 | 11.5 |  |  |  |  | R-454B | 3.5 | Residential & Commercial | USHP | Ducted CEE Tier 1
215850723 | Central HP <5.4 tons | COLEMAN | HRCU-A-CB (Split System: Heat Pump with Remote Outdoor Unit-Air-Source) | HH860E2S11 | ASPEN |  | C(A,C,D,E)48A3K+TDR | TL9E100C20UH11 | 40000 | 16.5 | 8.1 | 44000 | 33400 | 75.91% | 2 | 0 | 11.2 |  |  |  |  | R-454B | 3.3333 | Residential & Commercial | USHP | Ducted CEE Tier 1
215850824 | Central HP <5.4 tons | COLEMAN | HRCU-A-CB (Split System: Heat Pump with Remote Outdoor Unit-Air-Source) | HH860E2S11 | ASPEN |  | C(A,C,D,E)60A3K+TDR | TM8V100C20MP12 | 41000 | 18 | 8.5 | 44500 | 33800 | 75.96% | 2 | 0 | 10.5 |  |  |  |  | R-454B | 3.4167 | Residential & Commercial | USHP | Ducted CEE Tier 1
215850874 | Central HP <5.4 tons | COLEMAN | HRCU-A-CB (Split System: Heat Pump with Remote Outdoor Unit-Air-Source) | HH860E2S11 | ASPEN |  | C(A,C,D,E)60A3K+TDR | TM8Y120C20MP11 | 41000 | 17.5 | 8.1 | 44500 | 33800 | 75.96% | 2 | 0 | 11.5 |  |  |  |  | R-454B | 3.4167 | Residential & Commercial | USHP | Ducted CEE Tier 1
215850944 | Central HP <5.4 tons | COLEMAN | HRCU-A-CB (Split System: Heat Pump with Remote Outdoor Unit-Air-Source) | HH860E2S11 | ASPEN |  | C(A,C,D,E)48A3K+TDR | TM9V100C16MP12 | 39500 | 16.5 | 8.1 | 43500 | 33200 | 76.32% | 2 | 0 | 11.2 |  |  |  |  | R-454B | 3.2917 | Residential & Commercial | USHP | Ducted CEE Tier 1
215850960 | Central HP <5.4 tons | COLEMAN | HRCU-A-CB (Split System: Heat Pump with Remote Outdoor Unit-Air-Source) | HH860E2S11 | ASPEN |  | D(A,C,E)60A3K+TDR | TM9V100C20MP12 | 41000 | 18 | 8.5 | 44500 | 33800 | 75.96% | 2 | 0 | 10.5 |  |  |  |  | R-454B | 3.4167 | Residential & Commercial | USHP | Ducted CEE Tier 1
204456857 | Central HP <5.4 tons | DAY & NIGHT | HRCU-A-CB (Split System: Heat Pump with Remote Outdoor Unit-Air-Source) | CVH825GKA2* |  |  | EA*4X37L17A*+WALLCON | *97CMN0601714A* | 24000 | 16 | 8.1 | 21600 | 16900 | 78.24% | 1.98 | 11 | 10.5 |  |  |  |  | R-410A | 2 | Residential & Commercial | USHP | Ducted CEE Tier 1
204459417 | Central HP <5.4 tons | DAY & NIGHT | HRCU-A-CB (Split System: Heat Pump with Remote Outdoor Unit-Air-Source) | CVH825GKA2* |  |  | EHD4X36AAL+WALLCON | *80CTL0901716A* | 24200 | 16.5 | 8.1 | 21400 | 16600 | 77.57% | 2 | 11 | 11 |  |  |  |  | R-410A | 2.0167 | Residential & Commercial | USHP | Ducted CEE Tier 1
215667919 | Central HP <5.4 tons | COMFORTMAKER | HRCU-A-CB (Split System: Heat Pump with Remote Outdoor Unit-Air-Source) | C5H0V24*K*AAA* |  |  | EA*5X37M21A*+WALLCON | *96CTN0601714B* | 24000 | 17.5 | 9 | 23400 | 16400 | 70.09% | 2 | 0 | 10.5 |  |  |  |  | R-454B | 2 | Residential & Commercial | USHP | Ducted CEE Tier 1
212479991 | Central HP <5.4 tons | CARRIER | HRCU-A-CB (Split System: Heat Pump with Remote Outdoor Unit-Air-Source) | 38MURAQ24AB3* | ADP |  | PL36H210P299 | 58TP*A090V17**16 | 24400 | 17 | 8.5 | 23600 | 20800 | 88.14% | 1.78 | 0 | 10.5 |  |  |  |  | R-410A | 2.0333 | Residential & Commercial | USHP | Ducted CEE Tier 1
212480009 | Central HP <5.4 tons | CARRIER | HRCU-A-CB (Split System: Heat Pump with Remote Outdoor Unit-Air-Source) | 38MURAQ24AB3* | ADP |  | C36A***L159 | 58TP*A090V17**16 | 23800 | 17 | 8.1 | 24400 | 23000 | 94.26% | 1.94 | 0 | 10.5 |  |  |  |  | R-410A | 1.9833 | Residential & Commercial | USHP | Ducted CEE Tier 1
212480152 | Central HP <5.4 tons | CARRIER | HRCU-A-CB (Split System: Heat Pump with Remote Outdoor Unit-Air-Source) | 38MURAQ24AB3* | ADP |  | A36VCA+TXV | 59TP6B080V17**16 | 24200 | 16 | 8.1 | 24600 | 22600 | 91.87% | 1.9 | 0 | 10.5 |  |  |  |  | R-410A | 2.0167 | Residential & Commercial | USHP | Ducted CEE Tier 1
213780237 | Central HP <5.4 tons | HEIL | HRCU-A-CB (Split System: Heat Pump with Remote Outdoor Unit-Air-Source) | HVH837GKA** |  |  | EHD4X48AAL+WALLCON | *97CMN1002122B* | 32600 | 16.5 | 8.1 | 33000 | 24800 | 75.15% | 1.96 | 0 | 11 |  |  |  |  | R-410A | 2.7167 | Residential & Commercial | USHP | Ducted CEE Tier 1
214447342 | Central HP <5.4 tons | ECOER | HRCU-A-CB (Split System: Heat Pump with Remote Outdoor Unit-Air-Source) | EODA18H-4860B | ASPEN |  | AFM594+TDR | 0 | 52500 | 17.5 | 9 | 55000 | 38500 | 70% | 1.9 | 0 | 10 |  |  |  |  | R-410A | 4.375 | Residential & Commercial | USHP | Ducted CEE Tier 1
213885842 | Central HP <5.4 tons | ECOER | HRCU-A-CB (Split System: Heat Pump with Remote Outdoor Unit-Air-Source) | EODA18H-4860B | ASPEN |  | AE(D,N,U)+CM59A44+TDR | 0 | 50000 | 16.9 | 8.7 | 54500 | 46000 | 84.4% | 2.34 | 0 | 9.8 |  |  |  |  | R-410A | 4.1667 | Residential & Commercial | USHP
214242584 | Central HP <5.4 tons | TEMPSTAR | HRCU-A-CB (Split System: Heat Pump with Remote Outdoor Unit-Air-Source) | TVH825GKA2* |  |  | EN(A,D)4X30L17**+WALLCON | *95CSU0601716B* | 23400 | 16.5 | 8.1 | 21600 | 16700 | 77.31% | 1.92 | 0 | 10.5 |  |  |  |  | R-410A | 1.95 | Residential & Commercial | USHP | Ducted CEE Tier 1
215936809 | Central HP <5.4 tons | COMFORTMAKER | HRCU-A-CB (Split System: Heat Pump with Remote Outdoor Unit-Air-Source) | C5H3V36*K*AAA* |  |  | EVD5X60M24A*+WALLCON | *97CMN0602120B* | 35200 | 21 | 8.5 | 38500 | 28800 | 74.81% | 2.02 | 0 | 12 |  |  |  |  | R-454B | 2.9333 | Residential & Commercial | USHP | Ducted CEE Tier 1
216732593 | Central HP <5.4 tons | COMFORTMAKER | HRCU-A-CB (Split System: Heat Pump with Remote Outdoor Unit-Air-Source) | D5CUHAH24AAK |  |  | EA*5X24M14A* | *96MSN0601412A* | 22000 | 15.5 | 8.5 | 21000 | 19200 | 91.43% | 1.98 | 0 | 10.5 |  |  |  |  | R-454B | 1.8333 | Residential & Commercial | USHP | Ducted CEE Tier 1
216732942 | Central HP <5.4 tons | COMFORTMAKER | HRCU-A-CB (Split System: Heat Pump with Remote Outdoor Unit-Air-Source) | D5CUHAH24AAK |  |  | EA*5X24M17A* | *96MSN0801716A* | 22200 | 15.5 | 8.5 | 21200 | 19200 | 90.57% | 1.96 | 0 | 10.5 |  |  |  |  | R-454B | 1.85 | Residential & Commercial | USHP | Ducted CEE Tier 1
213206209 | Central HP <5.4 tons | CARRIER | HRCU-A-CB (Split System: Heat Pump with Remote Outdoor Unit-Air-Source) | 38MURAQ24AA3* | ASPEN |  | D(A,C,E)36B34+TDR | 59TP6B100V21**20 | 23800 | 16 | 8.1 | 25000 | 22400 | 89.6% | 2.98 | 0 | 9.5 |  |  |  |  | R-410A | 1.9833 | Residential & Commercial | USHP
214802753 | Central HP <5.4 tons | RHEEM | HRCU-A-CB (Split System: Heat Pump with Remote Outdoor Unit-Air-Source) | RP15AZ30AJ2N | ASPEN |  | D(A,C,E)30B34+TDR | R801V0704A17UHU | 27400 | 15.4 | 8.1 | 28400 | 20200 | 71.13% | 2.62 | 0 | 11.7 |  |  |  |  | R-410A | 2.2833 | Residential & Commercial | USHP | Ducted CEE Tier 1
213087284 | Central HP <5.4 tons | FRIEDRICH | HRCU-A-CB (Split System: Heat Pump with Remote Outdoor Unit-Air-Source) | FRP18AZ24AJVC |  |  | FRHMVZ2421HEACA | 0 | 22800 | 20 | 8.5 | 22800 | 24800 | 108.8% | 2 | 0 | 12.5 |  |  |  |  | R-410A | 1.9 | Residential & Commercial | USHP | Ducted CEE Tier 1
214797808 | Central HP <5.4 tons | GREE | HRCU-A-C (Split System: Heat Pump with Remote Outdoor Unit with No Indoor Fan --Air Source) | FLEXX24HP230V1AO | ADP |  | HE7J(1,2)36+TXV+TD | 0 | 22200 | 15.2 | 8.4 | 22400 | 19100 | 85.27% | 1.78 | 0 | 10.5 |  |  |  |  | R-410A | 1.85 | Residential & Commercial | USHP | Ducted CEE Tier 1
213352480 | Central HP <5.4 tons | GE Appliances | HRCU-A-CB (Split System: Heat Pump with Remote Outdoor Unit-Air-Source) | AUH4860ZGDA* | ADP |  | HG52960+AEFE5* | 0 | 54000 | 15.5 | 9 | 52000 | 40500 | 77.88% | 1.8 | 0 | 10 |  |  |  |  | R-410A | 4.5 | Residential & Commercial | USHP | Ducted CEE Tier 1
216790850 | Central HP <5.4 tons | GREE | HRCU-A-C (Split System: Heat Pump with Remote Outdoor Unit with No Indoor Fan --Air Source) | GUD24W/A-D(U) | ADP |  | HG34936+TD | 0 | 22800 | 15.2 | 8.5 | 22400 | 19100 | 85.27% | 1.8 | 0 | 11 |  |  |  |  | R-410A | 1.9 | Residential & Commercial | USHP | Ducted CEE Tier 1
216790851 | Central HP <5.4 tons | GREE | HRCU-A-C (Split System: Heat Pump with Remote Outdoor Unit with No Indoor Fan --Air Source) | GUD24W/A-D(U) | ADP |  | HG8J936+TD | 0 | 22600 | 15.2 | 8.5 | 22400 | 19100 | 85.27% | 1.8 | 0 | 10.5 |  |  |  |  | R-410A | 1.8833 | Residential & Commercial | USHP | Ducted CEE Tier 1
212362766 | Central HP <5.4 tons | GOETTL | HRCU-A-CB (Split System: Heat Pump with Remote Outdoor Unit-Air-Source) | GSZV903610A* |  |  | CA*F3137*6A*+TXV | G*VM970803BNB* | 33600 | 18.5 | 8.2 | 34000 | 24400 | 71.76% | 1.8 | 0 | 11.5 |  |  |  |  | R-410A | 2.8 | Residential & Commercial | USHP | Ducted CEE Tier 1
214312477 | Central HP <5.4 tons | GREE | HRCU-A-C (Split System: Heat Pump with Remote Outdoor Unit with No Indoor Fan --Air Source) | FLEXX36HP230V1AO | ADP |  | A24VBA+TXV+TD | 0 | 22200 | 15.2 | 8.35 | 22400 | 21200 | 94.64% | 1.78 | 0 | 10.5 |  |  |  |  | R-410A | 1.85 | Residential & Commercial | USHP | Ducted CEE Tier 1
213204354 | Central HP <5.4 tons | TEMPSTAR | HRCU-A-CB (Split System: Heat Pump with Remote Outdoor Unit-Air-Source) | DLCURAH24AAK | ASPEN |  | D(A,C,E)36B34+TDR | *96VTN0802120A* | 23600 | 16 | 8.1 | 24800 | 27000 | 108.9% | 2.7 | 0 | 9.5 |  |  |  |  | R-410A | 1.9667 | Residential & Commercial | USHP
204298791 | Central HP <5.4 tons | DAY & NIGHT | HRCU-A-CB (Split System: Heat Pump with Remote Outdoor Unit-Air-Source) | CVH837GKA** |  |  | EA*4X36L21A*+WALLCON | *97CMN0602120A* | 31400 | 17 | 8.1 | 33600 | 24600 | 73.21% | 1.84 | 11 | 11 |  |  |  |  | R-410A | 2.6167 | Residential & Commercial | USHP | Ducted CEE Tier 1
214797847 | Central HP <5.4 tons | GREE | HRCU-A-C (Split System: Heat Pump with Remote Outdoor Unit with No Indoor Fan --Air Source) | FLEXX24HP230V1AO | ADP |  | HE7J(1,2)30+TXV+TD | 0 | 22200 | 15.2 | 8.4 | 22400 | 19100 | 85.27% | 1.78 | 0 | 10.5 |  |  |  |  | R-410A | 1.85 | Residential & Commercial | USHP | Ducted CEE Tier 1
211750027 | Central HP <5.4 tons | GREE | HRCU-A-C (Split System: Heat Pump with Remote Outdoor Unit with No Indoor Fan --Air Source) | GUD60W/A-D(U) | ADP |  | *E51960+TD | 0 | 50500 | 15.2 | 8.45 | 51000 | 36800 | 72.16% | 1.78 | 0 | 9.5 |  |  |  |  | R-410A | 4.2083 | Residential & Commercial | USHP
212851783 | Central HP <5.4 tons | GE Appliances | HRCU-A-C (Split System: Heat Pump with Remote Outdoor Unit with No Indoor Fan --Air Source) | AUH4860ZGDA* | ADP |  | HE50960+TD | 0 | 50500 | 15.2 | 8.4 | 51000 | 36800 | 72.16% | 1.78 | 0 | 9.5 |  |  |  |  | R-410A | 4.2083 | Residential & Commercial | USHP
213204989 | Central HP <5.4 tons | TEMPSTAR | HRCU-A-CB (Split System: Heat Pump with Remote Outdoor Unit-Air-Source) | DLCURAH24ABK | ASPEN |  | D(A,C,E)24B44+TDR | *96VTN0401410A* | 23000 | 16 | 8.5 | 25600 | 20200 | 78.91% | 2.86 | 0 | 10 |  |  |  |  | R-410A | 1.9167 | Residential & Commercial | USHP | Ducted CEE Tier 1
215850191 | Central HP <5.4 tons | COLEMAN | HRCU-A-CB (Split System: Heat Pump with Remote Outdoor Unit-Air-Source) | HH824E2S11 | ASPEN |  | C(A,C,D,E)24C3K+TDR | Z9ES040A10SMPS1 | 20600 | 17.5 | 8.5 | 23000 | 17800 | 77.39% | 2 | 0 | 11.7 |  |  |  |  | R-454B | 1.7167 | Residential & Commercial | USHP | Ducted CEE Tier 1
213281066 | Central HP <5.4 tons | GREE | HRCU-A-CB (Split System: Heat Pump with Remote Outdoor Unit-Air-Source) | FLEXX36HP230V1AO | ADP |  | PL36H***P219+AEFE3A* | 0 | 23400 | 16 | 9 | 22400 | 21600 | 96.43% | 1.8 | 0 | 11.7 |  |  |  |  | R-410A | 1.95 | Residential & Commercial | USHP | Ducted CEE Tier 1
213281065 | Central HP <5.4 tons | GREE | HRCU-A-CB (Split System: Heat Pump with Remote Outdoor Unit-Air-Source) | FLEXX36HP230V1AO | ADP |  | V36H175P149+AEFE4B* | 0 | 33000 | 15.5 | 8.7 | 35800 | 28000 | 78.21% | 1.8 | 0 | 9.5 |  |  |  |  | R-410A | 2.75 | Residential & Commercial | USHP
214771542 | Central HP <5.4 tons | GREE | HRCU-A-CB (Split System: Heat Pump with Remote Outdoor Unit-Air-Source) | FLEXX36HP230V1AO | ADP |  | HG33930+AEFE4B* | 0 | 23400 | 17 | 8.95 | 22400 | 21600 | 96.43% | 1.8 | 0 | 11.7 |  |  |  |  | R-410A | 1.95 | Residential & Commercial | USHP | Ducted CEE Tier 1
214094151 | Central HP <5.4 tons | BOSCH | HRCU-A-CB (Split System: Heat Pump with Remote Outdoor Unit-Air-Source) | BOVB-60HDN1-M18M | ASPEN |  | DM59A44+TDR | BGH96M080C4B | 41000 | 17 | 8.1 | 45500 | 35000 | 76.92% | 2.36 | 0 | 10 |  |  |  |  | R-410A | 3.4167 | Residential & Commercial | USHP | Ducted CEE Tier 1
212972477 | Central HP <5.4 tons | HEIL | HRCU-A-CB (Split System: Heat Pump with Remote Outdoor Unit-Air-Source) | DLCURAH30ABK |  |  | EA*4X42L24A* | *80VTL1102122B* | 29800 | 15.2 | 8.1 | 34200 | 27600 | 80.7% | 1.8 | 0 | 9 |  |  |  |  | R-410A | 2.4833 | Residential & Commercial | USHP
213145603 | Central HP <5.4 tons | GREE | HRCU-A-CB (Split System: Heat Pump with Remote Outdoor Unit-Air-Source) | FLEXX36HP230V1AO | ADP |  | PL36H175P149+AEFE4B* | 0 | 33000 | 15.5 | 8.7 | 35800 | 28000 | 78.21% | 1.8 | 0 | 9.5 |  |  |  |  | R-410A | 2.75 | Residential & Commercial | USHP
215864854 | Central HP <5.4 tons | AMERICAN STANDARD | HRCU-A-CB (Split System: Heat Pump with Remote Outdoor Unit-Air-Source) | 5A6V8X48A1 |  |  | 5PX*CD09AS3 | S8V2C100M5PCB | 46000 | 18.1 | 8.5 | 45000 | 35000 | 77.78% | 2.1 | 0 | 10 |  |  |  |  | R-454B | 3.8333 | Residential & Commercial | USHP | Ducted CEE Tier 1
215864506 | Central HP <5.4 tons | AMERICAN STANDARD | HRCU-A-CB (Split System: Heat Pump with Remote Outdoor Unit-Air-Source) | 5A6V8X36A1 |  |  | 5PX*BD04AS3 | S9V2B040D3PSC+LRP | 31800 | 18.1 | 8.5 | 34000 | 25800 | 75.88% | 2 | 0 | 10 |  |  |  |  | R-454B | 2.65 | Residential & Commercial | USHP | Ducted CEE Tier 1
213331899 | Central HP <5.4 tons | GREE | HRCU-A-CB (Split System: Heat Pump with Remote Outdoor Unit-Air-Source) | FLEXX36HP230V1AO | ADP |  | CP3005C+TXV+TD | 0 | 22400 | 15.2 | 8.25 | 22400 | 21200 | 94.64% | 1.76 | 0 | 10.5 |  |  |  |  | R-410A | 1.8667 | Residential & Commercial | USHP | Ducted CEE Tier 1
213769863 | Central HP <5.4 tons | GREE | HRCU-A-CB (Split System: Heat Pump with Remote Outdoor Unit-Air-Source) | FLEXX36HP230V1AO | ADP |  | H,RG33936+AEFE4B* | 0 | 32600 | 15.5 | 8.7 | 35800 | 28000 | 78.21% | 1.8 | 0 | 9.5 |  |  |  |  | R-410A | 2.7167 | Residential & Commercial | USHP
214094137 | Central HP <5.4 tons | BOSCH | HRCU-A-CB (Split System: Heat Pump with Remote Outdoor Unit-Air-Source) | BOVB-60HDN1-M18M | ASPEN |  | DM42B34+TDR | BGH96M080C4B | 32400 | 16.5 | 8.1 | 34200 | 25800 | 75.44% | 2.31 | 0 | 11.5 |  |  |  |  | R-410A | 2.7 | Residential & Commercial | USHP | Ducted CEE Tier 1
211713394 | Central HP <5.4 tons | BRYANT HEATING AND COOLING SYSTEMS | HRCU-A-CB (Split System: Heat Pump with Remote Outdoor Unit-Air-Source) | 38MURAQ30AB3* |  |  | CAP**4321AL* | 83*SA48060E17*** | 31200 | 15.2 | 8.5 | 33400 | 26000 | 77.84% | 1.86 | 0 | 9 |  |  |  |  | R-410A | 2.6 | Residential & Commercial | USHP
205750728 | Central HP <5.4 tons | AIRQUEST | HRCU-A-CB (Split System: Heat Pump with Remote Outdoor Unit-Air-Source) | HVH825GKA2* |  |  | EA*4X37L21A*+WALLCON | *80CTL0901716A* | 24600 | 17.5 | 8.5 | 21000 | 16500 | 78.57% | 2.04 | 12 | 11.7 |  |  |  |  | R-410A | 2.05 | Residential & Commercial | USHP | Ducted CEE Tier 1
212622129 | Central HP <5.4 tons | COLEMAN | HRCU-A-CB (Split System: Heat Pump with Remote Outdoor Unit-Air-Source) | HMH72B341 | ASPEN |  | D(A,C,E)42D34+TDR | TM8Y080B12MP11 | 33400 | 18 | 8.5 | 33400 | 27400 | 82.04% | 2.65 | 0 | 10 |  |  |  |  | R-410A | 2.7833 | Residential & Commercial | USHP | Ducted CEE Tier 1
212622133 | Central HP <5.4 tons | COLEMAN | HRCU-A-CB (Split System: Heat Pump with Remote Outdoor Unit-Air-Source) | HMH72B341 | ASPEN |  | D(A,C,E)48D24+TDR | TM8Y080B12MP11 | 31400 | 17.8 | 8.5 | 33400 | 27400 | 82.04% | 2.65 | 0 | 9.7 |  |  |  |  | R-410A | 2.6167 | Residential & Commercial | USHP
212622258 | Central HP <5.4 tons | COLEMAN | HRCU-A-CB (Split System: Heat Pump with Remote Outdoor Unit-Air-Source) | HMH72B341 | ASPEN |  | C(A,C,D,E)42B34+TDR | TM9Y100C16MP11 | 32800 | 18 | 8.1 | 33600 | 28200 | 83.93% | 2.62 | 0 | 10 |  |  |  |  | R-410A | 2.7333 | Residential & Commercial | USHP | Ducted CEE Tier 1
212622342 | Central HP <5.4 tons | COLEMAN | HRCU-A-CB (Split System: Heat Pump with Remote Outdoor Unit-Air-Source) | HMH72B341 | ASPEN |  | C(A,C,D,E)48A34+TDR | TM8E120C16MP11 | 33200 | 18 | 8.1 | 33600 | 28600 | 85.12% | 2.67 | 0 | 10 |  |  |  |  | R-410A | 2.7667 | Residential & Commercial | USHP | Ducted CEE Tier 1
215932076 | Central HP <5.4 tons | HEIL | HRCU-A-CB (Split System: Heat Pump with Remote Outdoor Unit-Air-Source) | H5H3V36*K*AAA* |  |  | EA*5X36M17A*+WALLCON | *80CTL0901716B* | 32200 | 19.5 | 9.5 | 35200 | 27000 | 76.7% | 2 | 0 | 11 |  |  |  |  | R-454B | 2.6833 | Residential & Commercial | USHP | Ducted CEE Tier 1
212479953 | Central HP <5.4 tons | CARRIER | HRCU-A-CB (Split System: Heat Pump with Remote Outdoor Unit-Air-Source) | 38MURAQ24AB3* | ADP |  | PL36H175P159 | 58SU*A060E17**16 | 25000 | 17 | 8.5 | 25000 | 21400 | 85.6% | 1.82 | 0 | 10.5 |  |  |  |  | R-410A | 2.0833 | Residential & Commercial | USHP | Ducted CEE Tier 1
212479955 | Central HP <5.4 tons | CARRIER | HRCU-A-CB (Split System: Heat Pump with Remote Outdoor Unit-Air-Source) | 38MURAQ24AB3* | ADP |  | V,C36H175P159 | 58SU*A060E17**16 | 25000 | 17 | 8.5 | 25000 | 21400 | 85.6% | 1.82 | 0 | 10.5 |  |  |  |  | R-410A | 2.0833 | Residential & Commercial | USHP | Ducted CEE Tier 1
212480037 | Central HP <5.4 tons | CARRIER | HRCU-A-CB (Split System: Heat Pump with Remote Outdoor Unit-Air-Source) | 38MURAQ24AB3* | ADP |  | V,C36H175P159 | 59SC2D080E17**16 | 24200 | 17 | 8.1 | 24600 | 22400 | 91.06% | 1.88 | 0 | 10.5 |  |  |  |  | R-410A | 2.0167 | Residential & Commercial | USHP | Ducted CEE Tier 1
212480053 | Central HP <5.4 tons | CARRIER | HRCU-A-CB (Split System: Heat Pump with Remote Outdoor Unit-Air-Source) | 38MURAQ24AB3* | ADP |  | A24VBA+TXV | 59SC5B060E14**12 | 24400 | 15.2 | 8.5 | 25000 | 22400 | 89.6% | 1.86 | 0 | 10 |  |  |  |  | R-410A | 2.0333 | Residential & Commercial | USHP | Ducted CEE Tier 1
207185894 | Central HP <5.4 tons | GREE | HRCU-A-CB (Split System: Heat Pump with Remote Outdoor Unit-Air-Source) | FLEXX36HP230V1AO | ADP |  | SM6931 | 0 | 22800 | 17 | 8.95 | 22400 | 21600 | 96.43% | 1.78 | 12.2 | 12 |  |  |  |  | R-410A | 1.9 | Residential & Commercial | USHP | Ducted CEE Tier 1
214796618 | Central HP <5.4 tons | GREE | HRCU-A-C (Split System: Heat Pump with Remote Outdoor Unit with No Indoor Fan --Air Source) | FLEXX36HP230V1AO | ADP |  | HE7J(1,2)36+TXV+TD | 0 | 22200 | 15.2 | 8.4 | 22400 | 21200 | 94.64% | 1.78 | 0 | 10.5 |  |  |  |  | R-410A | 1.85 | Residential & Commercial | USHP | Ducted CEE Tier 1
214592560 | Central HP <5.4 tons | ECOER | HRCU-A-CB (Split System: Heat Pump with Remote Outdoor Unit-Air-Source) | EODA18H-4860B | ASPEN |  | D(A,C,E)36C34+TDR | MGH96M060B3A | 33000 | 17.5 | 8.8 | 35000 | 27000 | 77.14% | 2.1 | 0 | 11.7 |  |  |  |  | R-410A | 2.75 | Residential & Commercial | USHP | Ducted CEE Tier 1
213307503 | Central HP <5.4 tons | GE Appliances | HRCU-A-C (Split System: Heat Pump with Remote Outdoor Unit with No Indoor Fan --Air Source) | AUH4860ZGDA* | ADP |  | M60E499+TD | 0 | 50500 | 15.2 | 8.35 | 51000 | 37400 | 73.33% | 1.78 | 0 | 9.5 |  |  |  |  | R-410A | 4.2083 | Residential & Commercial | USHP
213360161 | Central HP <5.4 tons | GE Appliances | HRCU-A-CB (Split System: Heat Pump with Remote Outdoor Unit-Air-Source) | AUH4860ZGDA* | ADP |  | FG52960+AEFE5* | 0 | 54000 | 15.5 | 9 | 52000 | 40500 | 77.88% | 1.8 | 0 | 10 |  |  |  |  | R-410A | 4.5 | Residential & Commercial | USHP | Ducted CEE Tier 1
214660176 | Central HP <5.4 tons | ECOER | HRCU-A-CB (Split System: Heat Pump with Remote Outdoor Unit-Air-Source) | EODA18H-2436BAA | ASPEN |  | D(A,C,E)36C34+TDR | MGH96M060B3A | 32000 | 17 | 8.8 | 34600 | 24400 | 70.52% | 1.95 | 0 | 11.2 |  |  |  |  | R-410A | 2.6667 | Residential & Commercial | USHP | Ducted CEE Tier 1
214522692 | Central HP <5.4 tons | FRIEDRICH | HRCU-A-C (Split System: Heat Pump with Remote Outdoor Unit with No Indoor Fan --Air Source) | WFPU18Z483C | ASPEN |  | DX60A44+TDR | 0 | 40000 | 15.5 | 8.5 | 42000 | 34600 | 82.38% | 1.94 | 0 | 11.3 |  |  |  |  | R-410A | 3.3333 | Residential & Commercial | USHP | Ducted CEE Tier 1
204298941 | Central HP <5.4 tons | DAY & NIGHT | HRCU-A-CB (Split System: Heat Pump with Remote Outdoor Unit-Air-Source) | CVH837GKA** |  |  | EA*4X42L21A*+WALLCON | *80CTL0902120A* | 31800 | 17.5 | 8.1 | 33200 | 24400 | 73.49% | 1.9 | 11 | 11.5 |  |  |  |  | R-410A | 2.65 | Residential & Commercial | USHP | Ducted CEE Tier 1
204299141 | Central HP <5.4 tons | DAY & NIGHT | HRCU-A-CB (Split System: Heat Pump with Remote Outdoor Unit-Air-Source) | CVH837GKA** |  |  | EA*4X42L24A*+WALLCON | *96CTN1002122A* | 31800 | 17.5 | 8.1 | 33000 | 24400 | 73.94% | 1.9 | 12 | 11.5 |  |  |  |  | R-410A | 2.65 | Residential & Commercial | USHP | Ducted CEE Tier 1
212380981 | Central HP <5.4 tons | CARRIER | HRCU-A-CB (Split System: Heat Pump with Remote Outdoor Unit-Air-Source) | 25VNA448A*031* | ADP |  | V,C60H210P179 | 58TN*A090C21**20 | 44500 | 21 | 8.5 | 44000 | 35800 | 81.36% | 2.36 | 0 | 12 |  |  |  |  | R-410A | 3.7083 | Residential & Commercial | USHP | Ducted CEE Tier 1
214447328 | Central HP <5.4 tons | ECOER | HRCU-A-CB (Split System: Heat Pump with Remote Outdoor Unit-Air-Source) | EODA18H-2436B | ASPEN |  | A(E,F)M244+TDR | 0 | 21800 | 19.6 | 8.5 | 23600 | 19600 | 83.05% | 1.96 | 0 | 12 |  |  |  |  | R-410A | 1.8167 | Residential & Commercial | USHP | Ducted CEE Tier 1
214447330 | Central HP <5.4 tons | ECOER | HRCU-A-CB (Split System: Heat Pump with Remote Outdoor Unit-Air-Source) | EODA18H-2436B | ASPEN |  | A(E,F)M254+TDR | 0 | 21600 | 19.6 | 8.6 | 23600 | 19600 | 83.05% | 2 | 0 | 12.5 |  |  |  |  | R-410A | 1.8 | Residential & Commercial | USHP | Ducted CEE Tier 1
212633393 | Central HP <5.4 tons | GREE | HRCU-A-C (Split System: Heat Pump with Remote Outdoor Unit with No Indoor Fan --Air Source) | FLEXX36HP230V1AO | ADP |  | CDP36K15P | 0 | 31600 | 15.2 | 8.5 | 32400 | 23600 | 72.84% | 1.8 | 0 | 9 |  |  |  |  | R-410A | 2.6333 | Residential & Commercial | USHP
211263555 | Central HP <5.4 tons | DAY & NIGHT | HRCU-A-CB (Split System: Heat Pump with Remote Outdoor Unit-Air-Source) | DLCURAH18ABK |  |  | EN(A,D)4X24L17** | OLV098A12* | 18100 | 15.5 | 8.5 | 19100 | 18700 | 97.91% | 2.24 | 0 | 10.5 |  |  |  |  | R-410A | 1.5083 | Residential & Commercial | USHP | Ducted CEE Tier 1
211264523 | Central HP <5.4 tons | DAY & NIGHT | HRCU-A-CB (Split System: Heat Pump with Remote Outdoor Unit-Air-Source) | DLCURAH18ABK |  |  | EN(A,D)4X30L17** | *80ES(N,L)0701712A* | 18200 | 16.5 | 8.5 | 18700 | 18300 | 97.86% | 2.22 | 0 | 11 |  |  |  |  | R-410A | 1.5167 | Residential & Commercial | USHP | Ducted CEE Tier 1
211264742 | Central HP <5.4 tons | DAY & NIGHT | HRCU-A-CB (Split System: Heat Pump with Remote Outdoor Unit-Air-Source) | DLCURAH18ABK |  |  | FJMA4*18L*A* | 0 | 18000 | 15.5 | 8.5 | 19000 | 19100 | 100.5% | 2.28 | 0 | 10.5 |  |  |  |  | R-410A | 1.5 | Residential & Commercial | USHP | Ducted CEE Tier 1
206135685 | Central HP <5.4 tons | AIRQUEST | HRCU-A-CB (Split System: Heat Pump with Remote Outdoor Unit-Air-Source) | HVH837GKA** |  |  | EA*4X42L21A*+WALLCON | *80CSU0601716A* | 31800 | 17 | 8.1 | 33200 | 24400 | 73.49% | 1.86 | 11.5 | 11 |  |  |  |  | R-410A | 2.65 | Residential & Commercial | USHP | Ducted CEE Tier 1
206136017 | Central HP <5.4 tons | AIRQUEST | HRCU-A-CB (Split System: Heat Pump with Remote Outdoor Unit-Air-Source) | HVH837GKA** |  |  | EHD4X48AAL+WALLCON | *80CSU0601716A* | 32600 | 16.5 | 8.1 | 33200 | 25000 | 75.3% | 1.96 | 11.5 | 11 |  |  |  |  | R-410A | 2.7167 | Residential & Commercial | USHP | Ducted CEE Tier 1
206136037 | Central HP <5.4 tons | AIRQUEST | HRCU-A-CB (Split System: Heat Pump with Remote Outdoor Unit-Air-Source) | HVH837GKA** |  |  | EHD4X48AAL+WALLCON | *80CSU1002120A* | 32600 | 16.5 | 8.1 | 33000 | 25000 | 75.76% | 1.96 | 11.5 | 11 |  |  |  |  | R-410A | 2.7167 | Residential & Commercial | USHP | Ducted CEE Tier 1
211467473 | Central HP <5.4 tons | YORK | HRCU-A-CB (Split System: Heat Pump with Remote Outdoor Unit-Air-Source) | YH2F48TB21 | ASPEN |  | D(A,C,E)48B44+TDR | YPLC080C16MP13 | 42500 | 15.9 | 8.2 | 44000 | 30800 | 70% | 3.13 | 0 | 11.5 |  |  |  |  | R-410A | 3.5417 | Residential & Commercial | USHP | Ducted CEE Tier 1
213369664 | Central HP <5.4 tons | GE Appliances | HRCU-A-C (Split System: Heat Pump with Remote Outdoor Unit with No Indoor Fan --Air Source) | AUH4860ZGDA* | ADP |  | *E88960+TD | 0 | 47000 | 15.2 | 8.5 | 46000 | 33200 | 72.17% | 1.8 | 0 | 10 |  |  |  |  | R-410A | 3.9167 | Residential & Commercial | USHP | Ducted CEE Tier 1
216779106 | Central HP <5.4 tons | GE Appliances | HRCU-A-CB (Split System: Heat Pump with Remote Outdoor Unit-Air-Source) | AUH4860ZGDA* | ADP |  | F,PC*CC4948+TD | 0 | 47000 | 15.2 | 8.4 | 46000 | 33200 | 72.17% | 1.78 | 0 | 10 |  |  |  |  | R-410A | 3.9167 | Residential & Commercial | USHP | Ducted CEE Tier 1
212480252 | Central HP <5.4 tons | CARRIER | HRCU-A-CB (Split System: Heat Pump with Remote Outdoor Unit-Air-Source) | 38MURAQ30AB3* | ADP |  | PL36H210P299 | 59SC2D080E21**20 | 31200 | 15.2 | 8.5 | 32000 | 25600 | 80% | 1.88 | 0 | 9 |  |  |  |  | R-410A | 2.6 | Residential & Commercial | USHP
215399927 | Central HP <5.4 tons | FRASER-JOHNSTON | HRCU-A-C (Split System: Heat Pump with Remote Outdoor Unit with No Indoor Fan --Air Source) | HH824E2S11 | ASPEN |  | C(A,C,D,E)24A3K+TDR | 0 | 21600 | 15.2 | 8.1 | 22600 | 21200 | 93.81% | 2.63 | 0 | 11 |  |  |  |  | R-454B | 1.8 | Residential & Commercial | USHP | Ducted CEE Tier 1
213352479 | Central HP <5.4 tons | GE Appliances | HRCU-A-CB (Split System: Heat Pump with Remote Outdoor Unit-Air-Source) | AUH4860ZGDA* | ADP |  | PL60H210P529+AEFE5* | 0 | 54000 | 15.5 | 9 | 52000 | 40500 | 77.88% | 1.8 | 0 | 10 |  |  |  |  | R-410A | 4.5 | Residential & Commercial | USHP | Ducted CEE Tier 1
213369658 | Central HP <5.4 tons | GE Appliances | HRCU-A-C (Split System: Heat Pump with Remote Outdoor Unit with No Indoor Fan --Air Source) | AUH4860ZGDA* | ADP |  | *E50960+TD | 0 | 47000 | 15.2 | 8.4 | 46000 | 33200 | 72.17% | 1.78 | 0 | 10 |  |  |  |  | R-410A | 3.9167 | Residential & Commercial | USHP | Ducted CEE Tier 1
213369659 | Central HP <5.4 tons | GE Appliances | HRCU-A-C (Split System: Heat Pump with Remote Outdoor Unit with No Indoor Fan --Air Source) | AUH4860ZGDA* | ADP |  | *E51948+TD | 0 | 47000 | 15.2 | 8.45 | 46000 | 33200 | 72.17% | 1.78 | 0 | 10 |  |  |  |  | R-410A | 3.9167 | Residential & Commercial | USHP | Ducted CEE Tier 1
214237703 | Central HP <5.4 tons | FRIEDRICH | HRCU-A-C (Split System: Heat Pump with Remote Outdoor Unit with No Indoor Fan --Air Source) | WFPU18Z483C | ASPEN |  | D(A,C,E)43E44+TDR | 0 | 41000 | 15.55 | 8.55 | 42000 | 34600 | 82.38% | 1.94 | 0 | 11.4 |  |  |  |  | R-410A | 3.4167 | Residential & Commercial | USHP | Ducted CEE Tier 1
214447329 | Central HP <5.4 tons | ECOER | HRCU-A-CB (Split System: Heat Pump with Remote Outdoor Unit-Air-Source) | EODA18H-2436B | ASPEN |  | A(E,F)M304+TDR | 0 | 23200 | 19.6 | 9.2 | 24000 | 19600 | 81.67% | 1.98 | 0 | 13 |  |  |  |  | R-410A | 1.9333 | Residential & Commercial | USHP | Ducted CEE Tier 1
212362597 | Central HP <5.4 tons | GOETTL | HRCU-A-CB (Split System: Heat Pump with Remote Outdoor Unit-Air-Source) | ASZV903610A* |  |  | CHPF3743C6B*+MBVC1601**-1A*+TXV | 0 | 33400 | 18 | 8.2 | 34000 | 24400 | 71.76% | 1.8 | 0 | 11 |  |  |  |  | R-410A | 2.7833 | Residential & Commercial | USHP | Ducted CEE Tier 1
212622406 | Central HP <5.4 tons | COLEMAN | HRCU-A-CB (Split System: Heat Pump with Remote Outdoor Unit-Air-Source) | HMH72B341 | ASPEN |  | C(A,C,D,E)42A34+TDR | TM9V080C16MP12 | 31800 | 17.5 | 8.3 | 33600 | 27600 | 82.14% | 2.63 | 0 | 9.9 |  |  |  |  | R-410A | 2.65 | Residential & Commercial | USHP
212622458 | Central HP <5.4 tons | COLEMAN | HRCU-A-CB (Split System: Heat Pump with Remote Outdoor Unit-Air-Source) | HMH72B341 | ASPEN |  | D(A,C,E)36B44+TDR | TM9E100C16MP12 | 33000 | 18 | 8.5 | 33600 | 27200 | 80.95% | 2.66 | 0 | 10 |  |  |  |  | R-410A | 2.75 | Residential & Commercial | USHP | Ducted CEE Tier 1
212622472 | Central HP <5.4 tons | COLEMAN | HRCU-A-CB (Split System: Heat Pump with Remote Outdoor Unit-Air-Source) | HMH72B341 | ASPEN |  | D(A,C,E)48D34+TDR | TM9E100C16MP12 | 33600 | 18 | 8.5 | 33600 | 27200 | 80.95% | 2.66 | 0 | 10 |  |  |  |  | R-410A | 2.8 | Residential & Commercial | USHP | Ducted CEE Tier 1
212622492 | Central HP <5.4 tons | COLEMAN | HRCU-A-CB (Split System: Heat Pump with Remote Outdoor Unit-Air-Source) | HMH72B341 | ASPEN |  | C(A,C,D,E)42A24+TDR | CP9C100C20MP13 | 29200 | 16.7 | 8.1 | 33600 | 28200 | 83.93% | 2.46 | 0 | 8.9 |  |  |  |  | R-410A | 2.4333 | Residential & Commercial | USHP
212622497 | Central HP <5.4 tons | COLEMAN | HRCU-A-CB (Split System: Heat Pump with Remote Outdoor Unit-Air-Source) | HMH72B341 | ASPEN |  | D(A,C,E)48B24+TDR | TP9C100C20MP13 | 30000 | 17 | 8.1 | 33600 | 28200 | 83.93% | 2.46 | 0 | 9 |  |  |  |  | R-410A | 2.5 | Residential & Commercial | USHP
212622833 | Central HP <5.4 tons | COLEMAN | HRCU-A-CB (Split System: Heat Pump with Remote Outdoor Unit-Air-Source) | HMH72B341 | ASPEN |  | C(A,C,D,E)42A24+TDR | TM9E080B12MP12 | 29400 | 16.7 | 8.4 | 33800 | 27400 | 81.07% | 2.63 | 0 | 9.4 |  |  |  |  | R-410A | 2.45 | Residential & Commercial | USHP
211264909 | Central HP <5.4 tons | DAY & NIGHT | HRCU-A-CB (Split System: Heat Pump with Remote Outdoor Unit-Air-Source) | DLCURAH18ABK |  |  | FXM4X30**AL | 0 | 18100 | 16 | 8.5 | 18400 | 18200 | 98.91% | 2.18 | 0 | 10.5 |  |  |  |  | R-410A | 1.5083 | Residential & Commercial | USHP | Ducted CEE Tier 1
213206346 | Central HP <5.4 tons | CARRIER | HRCU-A-CB (Split System: Heat Pump with Remote Outdoor Unit-Air-Source) | 38MURAQ24AB3* | ASPEN |  | D(A,C,E)30C44+TDR | 58TP*A070V14**12 | 23800 | 17 | 8.1 | 26200 | 20200 | 77.1% | 2.86 | 0 | 10 |  |  |  |  | R-410A | 1.9833 | Residential & Commercial | USHP | Ducted CEE Tier 1
213281064 | Central HP <5.4 tons | GREE | HRCU-A-CB (Split System: Heat Pump with Remote Outdoor Unit-Air-Source) | FLEXX36HP230V1AO | ADP |  | PL36H***P429+AEFE3A* | 0 | 31200 | 15.2 | 8.3 | 32400 | 23600 | 72.84% | 1.76 | 0 | 9 |  |  |  |  | R-410A | 2.6 | Residential & Commercial | USHP
213369661 | Central HP <5.4 tons | GE Appliances | HRCU-A-C (Split System: Heat Pump with Remote Outdoor Unit with No Indoor Fan --Air Source) | AUH4860ZGDA* | ADP |  | *E86948+TD | 0 | 47000 | 15.2 | 8.5 | 46000 | 33200 | 72.17% | 1.8 | 0 | 10 |  |  |  |  | R-410A | 3.9167 | Residential & Commercial | USHP | Ducted CEE Tier 1
212954618 | Central HP <5.4 tons | GE Appliances | HRCU-A-C (Split System: Heat Pump with Remote Outdoor Unit with No Indoor Fan --Air Source) | AUH4860ZGDA* | ADP |  | HG52960 | 0 | 47000 | 15.2 | 8.5 | 46000 | 33200 | 72.17% | 1.8 | 0 | 10 |  |  |  |  | R-410A | 3.9167 | Residential & Commercial | USHP | Ducted CEE Tier 1
212925214 | Central HP <5.4 tons | GREE | HRCU-A-C (Split System: Heat Pump with Remote Outdoor Unit with No Indoor Fan --Air Source) | FLEXX36HP230V1AO | ADP |  | HG34936 | 0 | 22800 | 15.2 | 8.5 | 22400 | 21200 | 94.64% | 1.8 | 0 | 11 |  |  |  |  | R-410A | 1.9 | Residential & Commercial | USHP | Ducted CEE Tier 1
213318191 | Central HP <5.4 tons | GREE | HRCU-A-C (Split System: Heat Pump with Remote Outdoor Unit with No Indoor Fan --Air Source) | FLEXX36HP230V1AO | ADP |  | PL36H***P219+TD | 0 | 22600 | 15.2 | 8.5 | 22400 | 21200 | 94.64% | 1.8 | 0 | 10.5 |  |  |  |  | R-410A | 1.8833 | Residential & Commercial | USHP | Ducted CEE Tier 1
214237693 | Central HP <5.4 tons | FRIEDRICH | HRCU-A-C (Split System: Heat Pump with Remote Outdoor Unit with No Indoor Fan --Air Source) | WFPU18Z363C | ASPEN |  | D(A,C,E)36B44+TDR | 0 | 28800 | 15.5 | 9.4 | 30000 | 24200 | 80.67% | 2.08 | 0 | 11.3 |  |  |  |  | R-410A | 2.4 | Residential & Commercial | USHP | Ducted CEE Tier 1
213780407 | Central HP <5.4 tons | HEIL | HRCU-A-CB (Split System: Heat Pump with Remote Outdoor Unit-Air-Source) | HVH837GKA** |  |  | EHD4X60AAL+WALLCON | *97CMN1202422B* | 33000 | 16.5 | 8.1 | 32200 | 24800 | 77.02% | 2 | 0 | 11 |  |  |  |  | R-410A | 2.75 | Residential & Commercial | USHP | Ducted CEE Tier 1
214094156 | Central HP <5.4 tons | BOSCH | HRCU-A-CB (Split System: Heat Pump with Remote Outdoor Unit-Air-Source) | BOVB-60HDN1-M18M | ASPEN |  | DM59A44+TDR | BGH96M120D5A | 42500 | 17.5 | 8.1 | 47000 | 36200 | 77.02% | 2.48 | 0 | 10.9 |  |  |  |  | R-410A | 3.5417 | Residential & Commercial | USHP | Ducted CEE Tier 1
214771540 | Central HP <5.4 tons | GREE | HRCU-A-CB (Split System: Heat Pump with Remote Outdoor Unit-Air-Source) | FLEXX36HP230V1AO | ADP |  | PL36H175P269+AEFE4B* | 0 | 32800 | 15.2 | 8.7 | 34000 | 27000 | 79.41% | 1.76 | 0 | 9.5 |  |  |  |  | R-410A | 2.7333 | Residential & Commercial | USHP
213369655 | Central HP <5.4 tons | GE Appliances | HRCU-A-C (Split System: Heat Pump with Remote Outdoor Unit with No Indoor Fan --Air Source) | AUH4860ZGDA* | ADP |  | *E49948+TD | 0 | 47000 | 15.2 | 8.35 | 46000 | 33200 | 72.17% | 1.78 | 0 | 10 |  |  |  |  | R-410A | 3.9167 | Residential & Commercial | USHP | Ducted CEE Tier 1
214584501 | Central HP <5.4 tons | BOSCH | HRCU-A-C (Split System: Heat Pump with Remote Outdoor Unit with No Indoor Fan --Air Source) | BOVA-36HDN1-M20G | ASPEN |  | D(A,C,E)30D44+TDR | 0 | 22600 | 15.2 | 9 | 24000 | 20000 | 83.33% | 1.97 | 0 | 12 |  |  |  |  | R-410A | 1.8833 | Residential & Commercial | USHP | Ducted CEE Tier 1
214094125 | Central HP <5.4 tons | BOSCH | HRCU-A-CB (Split System: Heat Pump with Remote Outdoor Unit-Air-Source) | BOVA-36HDN1-M20G | ASPEN |  | DM42B34+TDR | BGH96M080B3B | 30400 | 18.3 | 8.7 | 34000 | 27400 | 80.59% | 2.42 | 0 | 10.9 |  |  |  |  | R-410A | 2.5333 | Residential & Commercial | USHP | Ducted CEE Tier 1
214094130 | Central HP <5.4 tons | BOSCH | HRCU-A-CB (Split System: Heat Pump with Remote Outdoor Unit-Air-Source) | BOVB-36HDN1-M20G | ASPEN |  | DM42B34+TDR | BGH96M080B3A | 30400 | 18.3 | 8.7 | 34000 | 27400 | 80.59% | 2.42 | 0 | 10.9 |  |  |  |  | R-410A | 2.5333 | Residential & Commercial | USHP | Ducted CEE Tier 1
214094132 | Central HP <5.4 tons | BOSCH | HRCU-A-CB (Split System: Heat Pump with Remote Outdoor Unit-Air-Source) | BOVB-36HDN1-M20G | ASPEN |  | DM42B34+TDR | BGH96M080C4A | 31600 | 17.5 | 8.6 | 33800 | 26400 | 78.11% | 2.42 | 0 | 10.9 |  |  |  |  | R-410A | 2.6333 | Residential & Commercial | USHP | Ducted CEE Tier 1
212362614 | Central HP <5.4 tons | GOETTL | HRCU-A-CB (Split System: Heat Pump with Remote Outdoor Unit-Air-Source) | ASZV903610A* |  |  | CHPF3743C6B*+TXV | A*VM971005CNB* | 33400 | 18 | 8.2 | 34000 | 24400 | 71.76% | 1.8 | 0 | 11 |  |  |  |  | R-410A | 2.7833 | Residential & Commercial | USHP | Ducted CEE Tier 1
213369660 | Central HP <5.4 tons | GE Appliances | HRCU-A-C (Split System: Heat Pump with Remote Outdoor Unit with No Indoor Fan --Air Source) | AUH4860ZGDA* | ADP |  | *E51960+TD | 0 | 47000 | 15.2 | 8.45 | 46000 | 33200 | 72.17% | 1.78 | 0 | 10 |  |  |  |  | R-410A | 3.9167 | Residential & Commercial | USHP | Ducted CEE Tier 1
212622974 | Central HP <5.4 tons | COLEMAN | HRCU-A-CB (Split System: Heat Pump with Remote Outdoor Unit-Air-Source) | HMH72B341 | ASPEN |  | C(A,C,D,E)36A34+TDR | TM8Y100C16MP11 | 31400 | 18.3 | 8.2 | 33800 | 27200 | 80.47% | 2.61 | 0 | 9.8 |  |  |  |  | R-410A | 2.6167 | Residential & Commercial | USHP
212621990 | Central HP <5.4 tons | COLEMAN | HRCU-A-CB (Split System: Heat Pump with Remote Outdoor Unit-Air-Source) | HMH72B341 | ASPEN |  | D(A,C,E)36D34+TDR | TM9E100C20MP12 | 32800 | 15.5 | 8.1 | 33200 | 27000 | 81.33% | 2.43 | 0 | 10 |  |  |  |  | R-410A | 2.7333 | Residential & Commercial | USHP | Ducted CEE Tier 1
212621522 | Central HP <5.4 tons | COLEMAN | HRCU-A-CB (Split System: Heat Pump with Remote Outdoor Unit-Air-Source) | HMH72B341 | ASPEN |  | D(A,C,E)36A34+TDR | CPLC100C20MP13 | 31000 | 16.3 | 8.1 | 32200 | 27600 | 85.71% | 2.44 | 0 | 8.8 |  |  |  |  | R-410A | 2.5833 | Residential & Commercial | USHP
212621529 | Central HP <5.4 tons | COLEMAN | HRCU-A-CB (Split System: Heat Pump with Remote Outdoor Unit-Air-Source) | HMH72B341 | ASPEN |  | C(A,C,D,E)48A34+TDR | CPLC120C20MP13 | 31600 | 16.5 | 8.1 | 32200 | 27600 | 85.71% | 2.44 | 0 | 8.9 |  |  |  |  | R-410A | 2.6333 | Residential & Commercial | USHP
212621545 | Central HP <5.4 tons | COLEMAN | HRCU-A-CB (Split System: Heat Pump with Remote Outdoor Unit-Air-Source) | HMH72B341 | ASPEN |  | C(A,C,D,E)48A34+TDR | TM8V120C20MP12 | 31600 | 16.5 | 8.5 | 32200 | 27600 | 85.71% | 2.7 | 0 | 8.9 |  |  |  |  | R-410A | 2.6333 | Residential & Commercial | USHP
212621556 | Central HP <5.4 tons | COLEMAN | HRCU-A-CB (Split System: Heat Pump with Remote Outdoor Unit-Air-Source) | HMH72B341 | ASPEN |  | D(A,C,E)48A34+TDR | TMLV120C20MP12 | 31600 | 16.5 | 8.1 | 32200 | 27600 | 85.71% | 2.44 | 0 | 8.9 |  |  |  |  | R-410A | 2.6333 | Residential & Commercial | USHP
214771539 | Central HP <5.4 tons | GREE | HRCU-A-CB (Split System: Heat Pump with Remote Outdoor Unit-Air-Source) | FLEXX36HP230V1AO | ADP |  | HG9J936+AEFE4B* | 0 | 33400 | 15.2 | 8.8 | 34000 | 27000 | 79.41% | 1.8 | 0 | 9.8 |  |  |  |  | R-410A | 2.7833 | Residential & Commercial | USHP
214312479 | Central HP <5.4 tons | GREE | HRCU-A-CB (Split System: Heat Pump with Remote Outdoor Unit-Air-Source) | FLEXX36HP230V1AO | ADP |  | A24VBA+TXV+AEFE4B* | 0 | 23200 | 17 | 8.9 | 22400 | 21600 | 96.43% | 1.78 | 0 | 11.7 |  |  |  |  | R-410A | 1.9333 | Residential & Commercial | USHP | Ducted CEE Tier 1
213270414 | Central HP <5.4 tons | GE Appliances | HRCU-A-C (Split System: Heat Pump with Remote Outdoor Unit with No Indoor Fan --Air Source) | AUH4860ZGDA* | ADP |  | V60H210P529+TD | 0 | 50500 | 15.2 | 8.5 | 51000 | 36800 | 72.16% | 1.8 | 0 | 9.5 |  |  |  |  | R-410A | 4.2083 | Residential & Commercial | USHP
207764687 | Central HP <5.4 tons | GE Appliances | HRCU-A-CB (Split System: Heat Pump with Remote Outdoor Unit-Air-Source) | AUH4860ZGDA* | ADP |  | F,PE*UU1960 | 0 | 54000 | 15.2 | 9 | 52000 | 40000 | 76.92% | 1.8 | 10.5 | 10 |  |  |  |  | R-410A | 4.5 | Residential & Commercial | USHP | Ducted CEE Tier 1
215669985 | Central HP <5.4 tons | COMFORTMAKER | HRCU-A-CB (Split System: Heat Pump with Remote Outdoor Unit-Air-Source) | C5H0V36*K*AAA* |  |  | ESH5X42M12A*+WALLCON | *80CTL0702120B* | 34000 | 16.5 | 8.5 | 35600 | 25400 | 71.35% | 1.76 | 0 | 9.5 |  |  |  |  | R-454B | 2.8333 | Residential & Commercial | USHP
214584518 | Central HP <5.4 tons | BOSCH | HRCU-A-C (Split System: Heat Pump with Remote Outdoor Unit with No Indoor Fan --Air Source) | BOVB-36HDN1-M20G | ASPEN |  | D(A,C,E)36D34+TDR | 0 | 22400 | 15.2 | 9 | 24000 | 34000 | 141.7% | 1.83 | 0 | 12 |  |  |  |  | R-410A | 1.8667 | Residential & Commercial | USHP | Ducted CEE Tier 1
214237702 | Central HP <5.4 tons | FRIEDRICH | HRCU-A-C (Split System: Heat Pump with Remote Outdoor Unit with No Indoor Fan --Air Source) | WFPU18Z483C | ASPEN |  | D(A,C,E)43D44+TDR | 0 | 41000 | 15.55 | 8.55 | 42000 | 34600 | 82.38% | 1.94 | 0 | 11.4 |  |  |  |  | R-410A | 3.4167 | Residential & Commercial | USHP | Ducted CEE Tier 1
212507767 | Central HP <5.4 tons | BOSCH | HRCU-A-CB (Split System: Heat Pump with Remote Outdoor Unit-Air-Source) | BOVA-36HDN1-M20G | ASPEN |  | L(E,G)M24H4 | 0 | 23600 | 19 | 9 | 23600 | 26600 | 112.7% | 2.6 | 0 | 12.5 |  |  |  |  | R-410A | 1.9667 | Residential & Commercial | USHP | Ducted CEE Tier 1
212925418 | Central HP <5.4 tons | GREE | HRCU-A-C (Split System: Heat Pump with Remote Outdoor Unit with No Indoor Fan --Air Source) | FLEXX60HP230V1AO | ADP |  | HG52960+TD | 0 | 50500 | 15.2 | 8.5 | 51000 | 36800 | 72.16% | 1.8 | 0 | 9.5 |  |  |  |  | R-410A | 4.2083 | Residential & Commercial | USHP
214584498 | Central HP <5.4 tons | BOSCH | HRCU-A-C (Split System: Heat Pump with Remote Outdoor Unit with No Indoor Fan --Air Source) | BOVA-36HDN1-M20G | ASPEN |  | D(A,C,E)24D44+TDR | 0 | 22400 | 15.2 | 8.9 | 24000 | 17200 | 71.67% | 1.85 | 0 | 12 |  |  |  |  | R-410A | 1.8667 | Residential & Commercial | USHP | Ducted CEE Tier 1
214064002 | Central HP <5.4 tons | BOSCH | HRCU-A-CB (Split System: Heat Pump with Remote Outdoor Unit-Air-Source) | BOVB-36HDN1-M20G | ASPEN |  | D(A,C,E)48A34+TDR | BGH96M080B3A | 31000 | 17.5 | 8.6 | 33600 | 26600 | 79.17% | 2.31 | 0 | 10.5 |  |  |  |  | R-410A | 2.5833 | Residential & Commercial | USHP | Ducted CEE Tier 1
214064005 | Central HP <5.4 tons | BOSCH | HRCU-A-CB (Split System: Heat Pump with Remote Outdoor Unit-Air-Source) | BOVB-36HDN1-M20G | ASPEN |  | D(A,C,E)36A34+TDR | BGH96M080B3B | 22200 | 18 | 8.4 | 23600 | 22200 | 94.07% | 2.17 | 0 | 11.8 |  |  |  |  | R-410A | 1.85 | Residential & Commercial | USHP | Ducted CEE Tier 1
214064019 | Central HP <5.4 tons | BOSCH | HRCU-A-CB (Split System: Heat Pump with Remote Outdoor Unit-Air-Source) | BOVB-36HDN1-M20G | ASPEN |  | D(A,C,E)48A34+TDR | BGH96M080C4B | 31600 | 17.5 | 8.6 | 33800 | 26400 | 78.11% | 2.42 | 0 | 10.9 |  |  |  |  | R-410A | 2.6333 | Residential & Commercial | USHP | Ducted CEE Tier 1
214797848 | Central HP <5.4 tons | GREE | HRCU-A-C (Split System: Heat Pump with Remote Outdoor Unit with No Indoor Fan --Air Source) | FLEXX60HP230V1AO | ADP |  | HE51(1,2)60+TXV+TD | 0 | 47000 | 15.2 | 8.45 | 46000 | 33200 | 72.17% | 1.78 | 0 | 10 |  |  |  |  | R-410A | 3.9167 | Residential & Commercial | USHP | Ducted CEE Tier 1
213613887 | Central HP <5.4 tons | GREE | HRCU-A-C (Split System: Heat Pump with Remote Outdoor Unit with No Indoor Fan --Air Source) | FLEXX60HP230V1AO | ADP |  | *G52960 | 0 | 47000 | 15.2 | 8.5 | 46000 | 33200 | 72.17% | 1.8 | 0 | 10 |  |  |  |  | R-410A | 3.9167 | Residential & Commercial | USHP | Ducted CEE Tier 1
216790858 | Central HP <5.4 tons | GREE | HRCU-A-C (Split System: Heat Pump with Remote Outdoor Unit with No Indoor Fan --Air Source) | GUD60W/A-D(U) | ADP |  | HG52948+TD | 0 | 47000 | 15.2 | 8.5 | 46000 | 33200 | 72.17% | 1.8 | 0 | 10 |  |  |  |  | R-410A | 3.9167 | Residential & Commercial | USHP | Ducted CEE Tier 1
213369666 | Central HP <5.4 tons | GE Appliances | HRCU-A-C (Split System: Heat Pump with Remote Outdoor Unit with No Indoor Fan --Air Source) | AUH4860ZGDA* | ADP |  | *G52960+TD | 0 | 47000 | 15.2 | 8.5 | 46000 | 33200 | 72.17% | 1.8 | 0 | 10 |  |  |  |  | R-410A | 3.9167 | Residential & Commercial | USHP | Ducted CEE Tier 1
214094103 | Central HP <5.4 tons | BOSCH | HRCU-A-CB (Split System: Heat Pump with Remote Outdoor Unit-Air-Source) | BOVA-36HDN1-M20G | ASPEN |  | AE(D,N,U)+DM36A34+TDR | 0 | 22200 | 19.9 | 8.9 | 23600 | 27000 | 114.4% | 2.45 | 0 | 12.7 |  |  |  |  | R-410A | 1.85 | Residential & Commercial | USHP | Ducted CEE Tier 1
214094134 | Central HP <5.4 tons | BOSCH | HRCU-A-CB (Split System: Heat Pump with Remote Outdoor Unit-Air-Source) | BOVB-36HDN1-M20G | ASPEN |  | DM42B34+TDR | BGH96M100C5A | 30400 | 18.3 | 8.7 | 34000 | 27400 | 80.59% | 2.43 | 0 | 11.7 |  |  |  |  | R-410A | 2.5333 | Residential & Commercial | USHP | Ducted CEE Tier 1
212621595 | Central HP <5.4 tons | COLEMAN | HRCU-A-CB (Split System: Heat Pump with Remote Outdoor Unit-Air-Source) | HMH72B341 | ASPEN |  | C(A,C,D,E)42B34+TDR | CP9C120D20MP13 | 31800 | 17 | 8.1 | 32200 | 28200 | 87.58% | 2.5 | 0 | 9.4 |  |  |  |  | R-410A | 2.65 | Residential & Commercial | USHP
212621622 | Central HP <5.4 tons | COLEMAN | HRCU-A-CB (Split System: Heat Pump with Remote Outdoor Unit-Air-Source) | HMH72B341 | ASPEN |  | D(A,C,E)36D24+TDR | TM8V120C20MP12 | 29600 | 15.9 | 8.5 | 32400 | 27400 | 84.57% | 2.7 | 0 | 8 |  |  |  |  | R-410A | 2.4667 | Residential & Commercial | USHP
212621631 | Central HP <5.4 tons | COLEMAN | HRCU-A-CB (Split System: Heat Pump with Remote Outdoor Unit-Air-Source) | HMH72B341 | ASPEN |  | C(A,C,D,E)48B24+TDR | TPLC100C20MP13 | 29600 | 15.9 | 8.1 | 32400 | 27400 | 84.57% | 2.45 | 0 | 8 |  |  |  |  | R-410A | 2.4667 | Residential & Commercial | USHP
212621665 | Central HP <5.4 tons | COLEMAN | HRCU-A-CB (Split System: Heat Pump with Remote Outdoor Unit-Air-Source) | HMH72B341 | ASPEN |  | C(A,C,D,E)36D24+TDR | CPLC120C20MP13 | 29600 | 15.9 | 8.1 | 32400 | 27800 | 85.8% | 2.44 | 0 | 8 |  |  |  |  | R-410A | 2.4667 | Residential & Commercial | USHP
212621688 | Central HP <5.4 tons | COLEMAN | HRCU-A-CB (Split System: Heat Pump with Remote Outdoor Unit-Air-Source) | HMH72B341 | ASPEN |  | C(A,C,D,E)36D24+TDR | TM8V100C20MP12 | 29600 | 15.9 | 8.1 | 32400 | 27800 | 85.8% | 2.44 | 0 | 8 |  |  |  |  | R-410A | 2.4667 | Residential & Commercial | USHP
212621740 | Central HP <5.4 tons | COLEMAN | HRCU-A-CB (Split System: Heat Pump with Remote Outdoor Unit-Air-Source) | HMH72B341 | ASPEN |  | D(A,C,E)36B34+TDR | TMLV120C20MP12 | 31400 | 16.5 | 8.1 | 32400 | 27800 | 85.8% | 2.44 | 0 | 8.9 |  |  |  |  | R-410A | 2.6167 | Residential & Commercial | USHP
214447340 | Central HP <5.4 tons | ECOER | HRCU-A-CB (Split System: Heat Pump with Remote Outdoor Unit-Air-Source) | EODA18H-4860B | ASPEN |  | A(E,F)M614+TDR | 0 | 43000 | 17.8 | 8.7 | 46500 | 34400 | 73.98% | 1.9 | 0 | 11.4 |  |  |  |  | R-410A | 3.5833 | Residential & Commercial | USHP | Ducted CEE Tier 1
212621770 | Central HP <5.4 tons | COLEMAN | HRCU-A-CB (Split System: Heat Pump with Remote Outdoor Unit-Air-Source) | HMH72B341 | ASPEN |  | D(A,C,E)42D24+TDR | TPLC100C20MP13 | 30000 | 16 | 8.1 | 32400 | 27800 | 85.8% | 2.44 | 0 | 8.6 |  |  |  |  | R-410A | 2.5 | Residential & Commercial | USHP
212621806 | Central HP <5.4 tons | COLEMAN | HRCU-A-CB (Split System: Heat Pump with Remote Outdoor Unit-Air-Source) | HMH72B341 | ASPEN |  | C(A,C,D,E)42B34+TDR | TM9Y120D20MP11 | 31800 | 16.5 | 8.5 | 32400 | 28200 | 87.04% | 2.77 | 0 | 9.4 |  |  |  |  | R-410A | 2.65 | Residential & Commercial | USHP
212621831 | Central HP <5.4 tons | COLEMAN | HRCU-A-CB (Split System: Heat Pump with Remote Outdoor Unit-Air-Source) | HMH72B341 | ASPEN |  | D(A,C,E)48D34+TDR | TM9Y120D20MP11 | 33000 | 16.5 | 8.5 | 32400 | 28200 | 87.04% | 2.77 | 0 | 9 |  |  |  |  | R-410A | 2.75 | Residential & Commercial | USHP
212621915 | Central HP <5.4 tons | COLEMAN | HRCU-A-CB (Split System: Heat Pump with Remote Outdoor Unit-Air-Source) | HMH72B341 | ASPEN |  | D(A,C,E)48D34+TDR | TP9C120D20MP13 | 33000 | 17 | 8.1 | 32400 | 28200 | 87.04% | 2.51 | 0 | 9 |  |  |  |  | R-410A | 2.75 | Residential & Commercial | USHP
212621938 | Central HP <5.4 tons | COLEMAN | HRCU-A-CB (Split System: Heat Pump with Remote Outdoor Unit-Air-Source) | HMH72B341 | ASPEN |  | C(A,C,D,E)36C24+TDR | TM9V040A10MP12 | 29600 | 16.4 | 8.1 | 33200 | 27400 | 82.53% | 2.41 | 0 | 9 |  |  |  |  | R-410A | 2.4667 | Residential & Commercial | USHP
212621949 | Central HP <5.4 tons | COLEMAN | HRCU-A-CB (Split System: Heat Pump with Remote Outdoor Unit-Air-Source) | HMH72B341 | ASPEN |  | D(A,C,E)36B44+TDR | TM9V040A10MP12 | 32200 | 17 | 8.1 | 33200 | 27400 | 82.53% | 2.41 | 0 | 9.5 |  |  |  |  | R-410A | 2.6833 | Residential & Commercial | USHP
213841918 | Central HP <5.4 tons | GE Appliances | HRCU-A-CB (Split System: Heat Pump with Remote Outdoor Unit-Air-Source) | AUH2436ZGDA* | ADP |  | SK7930+TD | 0 | 21400 | 15.2 | 8.25 | 22400 | 21200 | 94.64% | 1.76 | 0 | 10.5 |  |  |  |  | R-410A | 1.7833 | Residential & Commercial | USHP | Ducted CEE Tier 1
213270402 | Central HP <5.4 tons | GE Appliances | HRCU-A-C (Split System: Heat Pump with Remote Outdoor Unit with No Indoor Fan --Air Source) | AUH2436ZGDA* | ADP |  | V36H142P429+TD | 0 | 22200 | 15.2 | 8.35 | 22400 | 21200 | 94.64% | 1.78 | 0 | 10.5 |  |  |  |  | R-410A | 1.85 | Residential & Commercial | USHP | Ducted CEE Tier 1
212507779 | Central HP <5.4 tons | BOSCH | HRCU-A-CB (Split System: Heat Pump with Remote Outdoor Unit-Air-Source) | BOVA-60HDN1-M15G | ASPEN |  | L(E,G)M60B4 | 0 | 54500 | 15.2 | 8.1 | 55000 | 40500 | 73.64% | 2.25 | 0 | 9.5 |  |  |  |  | R-410A | 4.5417 | Residential & Commercial | USHP
213369657 | Central HP <5.4 tons | GE Appliances | HRCU-A-C (Split System: Heat Pump with Remote Outdoor Unit with No Indoor Fan --Air Source) | AUH4860ZGDA* | ADP |  | *E50948+TD | 0 | 47000 | 15.2 | 8.4 | 46000 | 33200 | 72.17% | 1.78 | 0 | 10 |  |  |  |  | R-410A | 3.9167 | Residential & Commercial | USHP | Ducted CEE Tier 1
212578212 | Central HP <5.4 tons | CARRIER | HRCU-A-CB (Split System: Heat Pump with Remote Outdoor Unit-Air-Source) | 25VNA424A*031* | ADP |  | H,PG32936 | 58TN*A070C17**16 | 23200 | 20 | 9.5 | 25000 | 19400 | 77.6% | 2.42 | 0 | 13 |  |  |  |  | R-410A | 1.9333 | Residential & Commercial | USHP | Ducted CEE Tier 1
212578235 | Central HP <5.4 tons | CARRIER | HRCU-A-CB (Split System: Heat Pump with Remote Outdoor Unit-Air-Source) | 25VNA424A*031* | ADP |  | H,PG24936 | 59TN6B060C17**14 | 22600 | 20 | 10 | 25000 | 19600 | 78.4% | 2.4 | 0 | 12.5 |  |  |  |  | R-410A | 1.8833 | Residential & Commercial | USHP | Ducted CEE Tier 1
214584510 | Central HP <5.4 tons | BOSCH | HRCU-A-C (Split System: Heat Pump with Remote Outdoor Unit with No Indoor Fan --Air Source) | BOVB-36HDN1-M20G | ASPEN |  | D(A,C,E)36B34+TDR | 0 | 21800 | 15.2 | 8.8 | 23800 | 38500 | 161.8% | 1.88 | 0 | 11.9 |  |  |  |  | R-410A | 1.8167 | Residential & Commercial | USHP | Ducted CEE Tier 1
214584519 | Central HP <5.4 tons | BOSCH | HRCU-A-C (Split System: Heat Pump with Remote Outdoor Unit with No Indoor Fan --Air Source) | BOVB-36HDN1-M20G | ASPEN |  | D(A,C,E)30D44+TDR | 0 | 22600 | 15.2 | 9 | 24000 | 24200 | 100.8% | 1.8 | 0 | 12 |  |  |  |  | R-410A | 1.8833 | Residential & Commercial | USHP | Ducted CEE Tier 1
216439987 | Central HP <5.4 tons | AMERICAN STANDARD | HRCU-A-CB (Split System: Heat Pump with Remote Outdoor Unit-Air-Source) | 5A6V0X24A1 |  |  | 5TXCB003AS3+P0V0A000M30SD+LRP | 0 | 20400 | 20 | 9.4 | 23800 | 17600 | 73.95% | 2.1 | 0 | 11.7 |  |  |  |  | R-454B | 1.7 | Residential & Commercial | USHP | Ducted CEE Tier 1
212621954 | Central HP <5.4 tons | COLEMAN | HRCU-A-CB (Split System: Heat Pump with Remote Outdoor Unit-Air-Source) | HMH72B341 | ASPEN |  | D(A,C,E)42B34+TDR | TM9V040A10MP12 | 32000 | 17 | 8.1 | 33200 | 27400 | 82.53% | 2.41 | 0 | 9.4 |  |  |  |  | R-410A | 2.6667 | Residential & Commercial | USHP
212621963 | Central HP <5.4 tons | COLEMAN | HRCU-A-CB (Split System: Heat Pump with Remote Outdoor Unit-Air-Source) | HMH72B341 | ASPEN |  | D(A,C,E)48D34+TDR | TM9V040A10MP12 | 33000 | 17 | 8.1 | 33200 | 27400 | 82.53% | 2.41 | 0 | 9.5 |  |  |  |  | R-410A | 2.75 | Residential & Commercial | USHP
212621988 | Central HP <5.4 tons | COLEMAN | HRCU-A-CB (Split System: Heat Pump with Remote Outdoor Unit-Air-Source) | HMH72B341 | ASPEN |  | D(A,C,E)36C34+TDR | TM9E100C20MP12 | 32400 | 15.5 | 8.1 | 33200 | 27000 | 81.33% | 2.43 | 0 | 10 |  |  |  |  | R-410A | 2.7 | Residential & Commercial | USHP | Ducted CEE Tier 1
213253604 | Central HP <5.4 tons | FRASER-JOHNSTON | HRCU-A-CB (Split System: Heat Pump with Remote Outdoor Unit-Air-Source) | HMH72B341 | ASPEN |  | C(A,C,D,E)42A3G+TXV+TDR | TM9Y080C16MP11 | 33600 | 18.5 | 8.3 | 33800 | 28200 | 83.43% | 2.6 | 0 | 9 |  |  |  |  | R-410A | 2.8 | Residential & Commercial | USHP
214584516 | Central HP <5.4 tons | BOSCH | HRCU-A-C (Split System: Heat Pump with Remote Outdoor Unit with No Indoor Fan --Air Source) | BOVB-36HDN1-M20G | ASPEN |  | D(A,C,E)24D44+TDR | 0 | 22400 | 15.2 | 8.9 | 24000 | 34000 | 141.7% | 1.83 | 0 | 12 |  |  |  |  | R-410A | 1.8667 | Residential & Commercial | USHP | Ducted CEE Tier 1
212362800 | Central HP <5.4 tons | GOETTL | HRCU-A-CB (Split System: Heat Pump with Remote Outdoor Unit-Air-Source) | GSZV903610A* |  |  | CHPF3642C6C*+TXV | G*VS960805CUA* | 33400 | 18 | 8.2 | 34000 | 24400 | 71.76% | 1.8 | 0 | 11 |  |  |  |  | R-410A | 2.7833 | Residential & Commercial | USHP | Ducted CEE Tier 1
216453144 | Central HP <5.4 tons | AMERICAN STANDARD | HRCU-A-CB (Split System: Heat Pump with Remote Outdoor Unit-Air-Source) | 5A6V0X48A1 |  |  | 5PX*B006AS3 | S8V2B060M4PDB | 44000 | 19.2 | 9.7 | 46500 | 33600 | 72.26% | 2.1 | 0 | 11.7 |  |  |  |  | R-454B | 3.6667 | Residential & Commercial | USHP | Ducted CEE Tier 1
216453158 | Central HP <5.4 tons | AMERICAN STANDARD | HRCU-A-CB (Split System: Heat Pump with Remote Outdoor Unit-Air-Source) | 5A6V0X48A1 |  |  | 5PX*CD09AS3 | S8V2C100M5PCB | 44500 | 19.4 | 9.4 | 46000 | 33800 | 73.48% | 2.1 | 0 | 12 |  |  |  |  | R-454B | 3.7083 | Residential & Commercial | USHP | Ducted CEE Tier 1
211262705 | Central HP <5.4 tons | DAY & NIGHT | HRCU-A-CB (Split System: Heat Pump with Remote Outdoor Unit-Air-Source) | DLCURAH18ABK |  |  | EN(A,D)4X24L14** | *80ES(N,L)0451412A* | 18000 | 16 | 8.5 | 18900 | 18700 | 98.94% | 2.26 | 0 | 11 |  |  |  |  | R-410A | 1.5 | Residential & Commercial | USHP | Ducted CEE Tier 1
206136107 | Central HP <5.4 tons | AIRQUEST | HRCU-A-CB (Split System: Heat Pump with Remote Outdoor Unit-Air-Source) | HVH837GKA** |  |  | EA*4X42L21A*+WALLCON | *95CSU1002122A* | 31800 | 17.5 | 8.1 | 33000 | 24400 | 73.94% | 1.9 | 11.5 | 11 |  |  |  |  | R-410A | 2.65 | Residential & Commercial | USHP | Ducted CEE Tier 1
213369416 | Central HP <5.4 tons | CARRIER | HRCU-A-CB (Split System: Heat Pump with Remote Outdoor Unit-Air-Source) | 38MURAQ24AB3* | ADP |  | H,PG7J936 | 59TP6C100V21**22 | 23400 | 17 | 8.5 | 24800 | 23400 | 94.35% | 1.98 | 0 | 10 |  |  |  |  | R-410A | 1.95 | Residential & Commercial | USHP | Ducted CEE Tier 1
213270396 | Central HP <5.4 tons | GE Appliances | HRCU-A-C (Split System: Heat Pump with Remote Outdoor Unit with No Indoor Fan --Air Source) | AUH2436ZGDA* | ADP |  | PL36H175P269+TD | 0 | 23000 | 15.2 | 8.5 | 22400 | 21200 | 94.64% | 1.8 | 0 | 11 |  |  |  |  | R-410A | 1.9167 | Residential & Commercial | USHP | Ducted CEE Tier 1
213270412 | Central HP <5.4 tons | GE Appliances | HRCU-A-C (Split System: Heat Pump with Remote Outdoor Unit with No Indoor Fan --Air Source) | AUH2436ZGDA* | ADP |  | V36H175P139+TD | 0 | 22600 | 15.2 | 8.5 | 22400 | 21200 | 94.64% | 1.8 | 0 | 10.5 |  |  |  |  | R-410A | 1.8833 | Residential & Commercial | USHP | Ducted CEE Tier 1
206136323 | Central HP <5.4 tons | AIRQUEST | HRCU-A-CB (Split System: Heat Pump with Remote Outdoor Unit-Air-Source) | HVH837GKA** |  |  | EHD4X36AAL+WALLCON | *95CSU1002122A* | 32200 | 16.5 | 8.1 | 33200 | 24600 | 74.1% | 1.94 | 11.5 | 11 |  |  |  |  | R-410A | 2.6833 | Residential & Commercial | USHP | Ducted CEE Tier 1
211264475 | Central HP <5.4 tons | DAY & NIGHT | HRCU-A-CB (Split System: Heat Pump with Remote Outdoor Unit-Air-Source) | DLCURAH18ABK |  |  | EN(A,D)4X30L17** | *80ES(N,L)0451412A* | 18200 | 16.5 | 8.5 | 18700 | 18300 | 97.86% | 2.22 | 0 | 11 |  |  |  |  | R-410A | 1.5167 | Residential & Commercial | USHP | Ducted CEE Tier 1
214064020 | Central HP <5.4 tons | BOSCH | HRCU-A-CB (Split System: Heat Pump with Remote Outdoor Unit-Air-Source) | BOVB-36HDN1-M20G | ASPEN |  | D(A,C,E)36A34+TDR | BGH96M100C5A | 29800 | 18.5 | 8.7 | 34000 | 27400 | 80.59% | 2.43 | 0 | 11 |  |  |  |  | R-410A | 2.4833 | Residential & Commercial | USHP | Ducted CEE Tier 1
214064021 | Central HP <5.4 tons | BOSCH | HRCU-A-CB (Split System: Heat Pump with Remote Outdoor Unit-Air-Source) | BOVB-36HDN1-M20G | ASPEN |  | D(A,C,E)36B34+TDR | BGH96M100C5A | 30200 | 18.5 | 8.8 | 34000 | 27800 | 81.76% | 2.49 | 0 | 11 |  |  |  |  | R-410A | 2.5167 | Residential & Commercial | USHP | Ducted CEE Tier 1
214064022 | Central HP <5.4 tons | BOSCH | HRCU-A-CB (Split System: Heat Pump with Remote Outdoor Unit-Air-Source) | BOVB-36HDN1-M20G | ASPEN |  | D(A,C,E)36C44+TDR | BGH96M100C5A | 31200 | 18.5 | 9 | 34200 | 27600 | 80.7% | 2.51 | 0 | 11.9 |  |  |  |  | R-410A | 2.6 | Residential & Commercial | USHP | Ducted CEE Tier 1
214094118 | Central HP <5.4 tons | BOSCH | HRCU-A-CB (Split System: Heat Pump with Remote Outdoor Unit-Air-Source) | BOVB-36HDN1-M20G | ASPEN |  | DM36A34+TDR | BGH96M080B3A | 29400 | 18 | 8.5 | 33800 | 27400 | 81.07% | 2.38 | 0 | 10.8 |  |  |  |  | R-410A | 2.45 | Residential & Commercial | USHP | Ducted CEE Tier 1
214063987 | Central HP <5.4 tons | BOSCH | HRCU-A-CB (Split System: Heat Pump with Remote Outdoor Unit-Air-Source) | BOVB-36HDN1-M20G | ASPEN |  | D(A,C,E)36D34+TDR | BGH96M060B3A | 23000 | 18 | 9 | 24000 | 22200 | 92.5% | 2.28 | 0 | 12 |  |  |  |  | R-410A | 1.9167 | Residential & Commercial | USHP | Ducted CEE Tier 1
214094136 | Central HP <5.4 tons | BOSCH | HRCU-A-CB (Split System: Heat Pump with Remote Outdoor Unit-Air-Source) | BOVB-60HDN1-M18M | ASPEN |  | DM42B34+TDR | BGH96M060B3B | 32000 | 16.5 | 8.1 | 34000 | 26000 | 76.47% | 2.23 | 0 | 11.5 |  |  |  |  | R-410A | 2.6667 | Residential & Commercial | USHP | Ducted CEE Tier 1
211265017 | Central HP <5.4 tons | DAY & NIGHT | HRCU-A-CB (Split System: Heat Pump with Remote Outdoor Unit-Air-Source) | DLCURAH18ABK |  |  | FM(C,U)4Z30**AL* | 0 | 18000 | 17.5 | 8.5 | 18500 | 18900 | 102.2% | 2.3 | 0 | 11 |  |  |  |  | R-410A | 1.5 | Residential & Commercial | USHP | Ducted CEE Tier 1
212362571 | Central HP <5.4 tons | GOETTL | HRCU-A-CB (Split System: Heat Pump with Remote Outdoor Unit-Air-Source) | ASZV903610A* |  |  | CA*F3743*6D*+TXV | A*VC961205DNB* | 33600 | 19 | 8.2 | 34000 | 24400 | 71.76% | 1.8 | 0 | 12 |  |  |  |  | R-410A | 2.8 | Residential & Commercial | USHP | Ducted CEE Tier 1
212362585 | Central HP <5.4 tons | GOETTL | HRCU-A-CB (Split System: Heat Pump with Remote Outdoor Unit-Air-Source) | ASZV903610A* |  |  | CHPF3642C6C*+TXV | A*VC960403BNB* | 33400 | 18 | 8.2 | 34000 | 24400 | 71.76% | 1.8 | 0 | 11 |  |  |  |  | R-410A | 2.7833 | Residential & Commercial | USHP | Ducted CEE Tier 1
204456378 | Central HP <5.4 tons | DAY & NIGHT | HRCU-A-CB (Split System: Heat Pump with Remote Outdoor Unit-Air-Source) | CVH825GKA2* |  |  | EA*4X24L17A*+WALLCON | *80CTL0701716A* | 23200 | 16.5 | 8.1 | 22000 | 16800 | 76.36% | 1.9 | 11 | 10.5 |  |  |  |  | R-410A | 1.9333 | Residential & Commercial | USHP | Ducted CEE Tier 1
204456387 | Central HP <5.4 tons | DAY & NIGHT | HRCU-A-CB (Split System: Heat Pump with Remote Outdoor Unit-Air-Source) | CVH825GKA2* |  |  | EA*4X24L17A*+WALLCON | *96CTN0601714A* | 23200 | 16 | 8.1 | 22000 | 16900 | 76.82% | 1.88 | 11 | 10.5 |  |  |  |  | R-410A | 1.9333 | Residential & Commercial | USHP | Ducted CEE Tier 1
214388675 | Central HP <5.4 tons | GREE | HRCU-A-CB (Split System: Heat Pump with Remote Outdoor Unit-Air-Source) | FLEXX60HP230V1AO | ADP |  | H,RG52948+AEFE5* | 0 | 48000 | 16 | 9 | 46000 | 38500 | 83.7% | 1.8 | 0 | 11 |  |  |  |  | R-410A | 4 | Residential & Commercial | USHP | Ducted CEE Tier 1
213613888 | Central HP <5.4 tons | GREE | HRCU-A-C (Split System: Heat Pump with Remote Outdoor Unit with No Indoor Fan --Air Source) | GUD36W/A-D(U) | ADP |  | *G34936 | 0 | 22800 | 15.2 | 8.5 | 22400 | 21200 | 94.64% | 1.8 | 0 | 11 |  |  |  |  | R-410A | 1.9 | Residential & Commercial | USHP | Ducted CEE Tier 1
215864438 | Central HP <5.4 tons | AMERICAN STANDARD | HRCU-A-CB (Split System: Heat Pump with Remote Outdoor Unit-Air-Source) | 5A6V8X24A1 |  |  | 5PX*B003AS3 | *UHMB060CCV3+LRP | 21400 | 18.1 | 8.5 | 24400 | 18700 | 76.64% | 2.2 | 0 | 11.5 |  |  |  |  | R-454B | 1.7833 | Residential & Commercial | USHP | Ducted CEE Tier 1
215864452 | Central HP <5.4 tons | AMERICAN STANDARD | HRCU-A-CB (Split System: Heat Pump with Remote Outdoor Unit-Air-Source) | 5A6V8X24A1 |  |  | 5PX*B003AS3 | *DHMB060CCV3+LRP | 19900 | 18 | 8.5 | 23200 | 18400 | 79.31% | 2.1 | 0 | 10.5 |  |  |  |  | R-454B | 1.6583 | Residential & Commercial | USHP | Ducted CEE Tier 1
215864454 | Central HP <5.4 tons | AMERICAN STANDARD | HRCU-A-CB (Split System: Heat Pump with Remote Outdoor Unit-Air-Source) | 5A6V8X24A1 |  |  | 5PX*B003AS3 | *DHMB080CCV3+LRP | 20000 | 18.1 | 8.5 | 23200 | 18500 | 79.74% | 2.1 | 0 | 10.5 |  |  |  |  | R-454B | 1.6667 | Residential & Commercial | USHP | Ducted CEE Tier 1
212362827 | Central HP <5.4 tons | GOETTL | HRCU-A-CB (Split System: Heat Pump with Remote Outdoor Unit-Air-Source) | GSZV903610A* |  |  | CSCF3642N6D*+TXV | G*VS800604BUA* | 33800 | 18.5 | 8.2 | 34000 | 24400 | 71.76% | 1.8 | 0 | 11.5 |  |  |  |  | R-410A | 2.8167 | Residential & Commercial | USHP | Ducted CEE Tier 1
213613891 | Central HP <5.4 tons | GREE | HRCU-A-C (Split System: Heat Pump with Remote Outdoor Unit with No Indoor Fan --Air Source) | GUD60W/A-D(U) | ADP |  | *G52960 | 0 | 47000 | 15.2 | 8.5 | 46000 | 33200 | 72.17% | 1.8 | 0 | 10 |  |  |  |  | R-410A | 3.9167 | Residential & Commercial | USHP | Ducted CEE Tier 1
213369662 | Central HP <5.4 tons | GE Appliances | HRCU-A-C (Split System: Heat Pump with Remote Outdoor Unit with No Indoor Fan --Air Source) | AUH4860ZGDA* | ADP |  | *E86960+TD | 0 | 47000 | 15.2 | 8.5 | 46000 | 33200 | 72.17% | 1.8 | 0 | 10 |  |  |  |  | R-410A | 3.9167 | Residential & Commercial | USHP | Ducted CEE Tier 1
214584499 | Central HP <5.4 tons | BOSCH | HRCU-A-C (Split System: Heat Pump with Remote Outdoor Unit with No Indoor Fan --Air Source) | BOVA-36HDN1-M20G | ASPEN |  | D(A,C,E)30C44+TDR | 0 | 22400 | 15.2 | 8.9 | 24000 | 22600 | 94.17% | 2 | 0 | 12 |  |  |  |  | R-410A | 1.8667 | Residential & Commercial | USHP | Ducted CEE Tier 1
214094114 | Central HP <5.4 tons | BOSCH | HRCU-A-CB (Split System: Heat Pump with Remote Outdoor Unit-Air-Source) | BOVA-36HDN1-M20G | ASPEN |  | DM36A34+TDR | BGH96M100C5A | 29600 | 18 | 8.5 | 33800 | 27400 | 81.07% | 2.39 | 0 | 11.5 |  |  |  |  | R-410A | 2.4667 | Residential & Commercial | USHP | Ducted CEE Tier 1
212362785 | Central HP <5.4 tons | GOETTL | HRCU-A-CB (Split System: Heat Pump with Remote Outdoor Unit-Air-Source) | GSZV903610A* |  |  | CA*F3743*6D*+TXV | G*VM971005CNB* | 33200 | 19 | 8.2 | 33600 | 24400 | 72.62% | 1.8 | 0 | 12 |  |  |  |  | R-410A | 2.7667 | Residential & Commercial | USHP | Ducted CEE Tier 1
212362605 | Central HP <5.4 tons | GOETTL | HRCU-A-CB (Split System: Heat Pump with Remote Outdoor Unit-Air-Source) | ASZV903610A* |  |  | CHPF3743C6B*+TXV | A*VS960603BUA* | 33400 | 18 | 8.2 | 34000 | 24400 | 71.76% | 1.8 | 0 | 11 |  |  |  |  | R-410A | 2.7833 | Residential & Commercial | USHP | Ducted CEE Tier 1
212362610 | Central HP <5.4 tons | GOETTL | HRCU-A-CB (Split System: Heat Pump with Remote Outdoor Unit-Air-Source) | ASZV903610A* |  |  | CHPF3743C6B*+TXV | A*VC961005CNB* | 33400 | 18 | 8.2 | 34000 | 24400 | 71.76% | 1.8 | 0 | 11 |  |  |  |  | R-410A | 2.7833 | Residential & Commercial | USHP | Ducted CEE Tier 1
212362612 | Central HP <5.4 tons | GOETTL | HRCU-A-CB (Split System: Heat Pump with Remote Outdoor Unit-Air-Source) | ASZV903610A* |  |  | CHPF3743C6B*+TXV | A*VM970803BNB* | 33400 | 18 | 8.2 | 34000 | 24400 | 71.76% | 1.8 | 0 | 11 |  |  |  |  | R-410A | 2.7833 | Residential & Commercial | USHP | Ducted CEE Tier 1
212362630 | Central HP <5.4 tons | GOETTL | HRCU-A-CB (Split System: Heat Pump with Remote Outdoor Unit-Air-Source) | ASZV903610A* |  |  | CSCF3642N6D*+TXV | A*VC961205DNB* | 33800 | 18.5 | 8.2 | 34000 | 24400 | 71.76% | 1.8 | 0 | 11.5 |  |  |  |  | R-410A | 2.8167 | Residential & Commercial | USHP | Ducted CEE Tier 1
213369663 | Central HP <5.4 tons | GE Appliances | HRCU-A-C (Split System: Heat Pump with Remote Outdoor Unit with No Indoor Fan --Air Source) | AUH4860ZGDA* | ADP |  | *E88948+TD | 0 | 47000 | 15.2 | 8.5 | 46000 | 33200 | 72.17% | 1.8 | 0 | 10 |  |  |  |  | R-410A | 3.9167 | Residential & Commercial | USHP | Ducted CEE Tier 1
212380559 | Central HP <5.4 tons | CARRIER | HRCU-A-CB (Split System: Heat Pump with Remote Outdoor Unit-Air-Source) | 25VNA424A*031* | ADP |  | C36A***L139 | 59MN7B060C17**14 | 23200 | 19 | 8.1 | 25200 | 19600 | 77.78% | 2.38 | 0 | 12.5 |  |  |  |  | R-410A | 1.9333 | Residential & Commercial | USHP | Ducted CEE Tier 1
212290969 | Central HP <5.4 tons | GOETTL | HRCU-A-CB (Split System: Heat Pump with Remote Outdoor Unit-Air-Source) | ASZS601810A* |  |  | CA*EA2422*4A* | A*VM970603BNB* | 16600 | 17.5 | 8.5 | 17400 | 13000 | 74.71% | 2.1 | 0 | 10.9 |  |  |  |  | R-410A | 1.3833 | Residential & Commercial | USHP | Ducted CEE Tier 1
215937029 | Central HP <5.4 tons | COMFORTMAKER | HRCU-A-CB (Split System: Heat Pump with Remote Outdoor Unit-Air-Source) | C5H3V48*K*AAA* |  |  | EVM5X48M21A*+WALLCON | *80CTL1102120B* | 44500 | 20 | 8.1 | 52000 | 38000 | 73.08% | 1.9 | 0 | 11 |  |  |  |  | R-454B | 3.7083 | Residential & Commercial | USHP | Ducted CEE Tier 1
216733178 | Central HP <5.4 tons | COMFORTMAKER | HRCU-A-CB (Split System: Heat Pump with Remote Outdoor Unit-Air-Source) | D5CUHAH24AAK |  |  | EA*5X25M17A* | *80MS(N,L)0701412A* | 23000 | 16.5 | 8.5 | 20600 | 18400 | 89.32% | 1.98 | 0 | 11 |  |  |  |  | R-454B | 1.9167 | Residential & Commercial | USHP | Ducted CEE Tier 1
216733610 | Central HP <5.4 tons | COMFORTMAKER | HRCU-A-CB (Split System: Heat Pump with Remote Outdoor Unit-Air-Source) | D5CUHAH24AAK |  |  | EA*5X25M17A* | *97VTN0601716A* | 23000 | 16.5 | 8.5 | 20600 | 18400 | 89.32% | 1.98 | 0 | 11 |  |  |  |  | R-454B | 1.9167 | Residential & Commercial | USHP | Ducted CEE Tier 1
207764684 | Central HP <5.4 tons | GE Appliances | HRCU-A-CB (Split System: Heat Pump with Remote Outdoor Unit-Air-Source) | AUH4860ZGDA* | ADP |  | F,PE*CC7948 | 0 | 48000 | 17 | 9 | 48000 | 38500 | 80.21% | 1.8 | 11.5 | 11 |  |  |  |  | R-410A | 4 | Residential & Commercial | USHP | Ducted CEE Tier 1
215391372 | Central HP <5.4 tons | FRIEDRICH | HRCU-A-CB (Split System: Heat Pump with Remote Outdoor Unit-Air-Source) | WFPU17Z243C | ASPEN |  | L(E,F)W36C4 | 0 | 21400 | 16 | 8.1 | 23000 | 18000 | 78.26% | 2.4 | 0 | 10 |  |  |  |  | R-410A | 1.7833 | Residential & Commercial | USHP | Ducted CEE Tier 1
214312480 | Central HP <5.4 tons | GREE | HRCU-A-CB (Split System: Heat Pump with Remote Outdoor Unit-Air-Source) | FLEXX36HP230V1AO | ADP |  | A24VBA+TXV+AEFE3A* | 0 | 23000 | 16 | 8.9 | 22400 | 21600 | 96.43% | 1.78 | 0 | 11.5 |  |  |  |  | R-410A | 1.9167 | Residential & Commercial | USHP | Ducted CEE Tier 1
213281310 | Central HP <5.4 tons | GREE | HRCU-A-CB (Split System: Heat Pump with Remote Outdoor Unit-Air-Source) | FLEXX36HP230V1AO | ADP |  | V36H***P219+AEFE3A* | 0 | 23400 | 16 | 9 | 22400 | 21600 | 96.43% | 1.8 | 0 | 11.7 |  |  |  |  | R-410A | 1.95 | Residential & Commercial | USHP | Ducted CEE Tier 1
216733880 | Central HP <5.4 tons | COMFORTMAKER | HRCU-A-CB (Split System: Heat Pump with Remote Outdoor Unit-Air-Source) | D5CUHAH24AAK |  |  | EA*5X30M17A* | *80MS(N,L)0901714A* | 22200 | 16 | 8.1 | 20800 | 18800 | 90.38% | 1.85 | 0 | 10.5 |  |  |  |  | R-454B | 1.85 | Residential & Commercial | USHP | Ducted CEE Tier 1
216732658 | Central HP <5.4 tons | COMFORTMAKER | HRCU-A-CB (Split System: Heat Pump with Remote Outdoor Unit-Air-Source) | D5CUHAH24AAK |  |  | EA*5X24M17A* | *80CSU0601716A* | 22600 | 16.5 | 8.5 | 21400 | 19400 | 90.65% | 1.94 | 0 | 10.5 |  |  |  |  | R-454B | 1.8833 | Residential & Commercial | USHP | Ducted CEE Tier 1
216734011 | Central HP <5.4 tons | COMFORTMAKER | HRCU-A-CB (Split System: Heat Pump with Remote Outdoor Unit-Air-Source) | D5CUHAH24AAK |  |  | EA*5X30M17A* | *95CSU0601716B* | 22200 | 16 | 8.1 | 20800 | 18800 | 90.38% | 1.85 | 0 | 10.5 |  |  |  |  | R-454B | 1.85 | Residential & Commercial | USHP | Ducted CEE Tier 1
214640564 | Central HP <5.4 tons | GREE | HRCU-A-C (Split System: Heat Pump with Remote Outdoor Unit with No Indoor Fan --Air Source) | FLEXX36HP230V1AO | ADP |  | HG33936+TD | 0 | 22400 | 15.2 | 8.4 | 22400 | 21200 | 94.64% | 1.78 | 0 | 10.5 |  |  |  |  | R-410A | 1.8667 | Residential & Commercial | USHP | Ducted CEE Tier 1
214388674 | Central HP <5.4 tons | GREE | HRCU-A-CB (Split System: Heat Pump with Remote Outdoor Unit-Air-Source) | FLEXX60HP230V1AO | ADP |  | V,R48H210P529+AEFE5* | 0 | 48000 | 16 | 9 | 46000 | 38500 | 83.7% | 1.8 | 0 | 11 |  |  |  |  | R-410A | 4 | Residential & Commercial | USHP | Ducted CEE Tier 1
214723113 | Central HP <5.4 tons | BOSCH | HRCU-A-CB (Split System: Heat Pump with Remote Outdoor Unit-Air-Source) | BOVA-24HDN1-M15G | ASPEN |  | L(E,F)W30A4 | 0 | 16500 | 15.2 | 8.1 | 18000 | 12900 | 71.67% | 1.81 | 0 | 10 |  |  |  |  | R-410A | 1.375 | Residential & Commercial | USHP | Ducted CEE Tier 1
214336680 | Central HP <5.4 tons | RHEEM | HRCU-A-CB (Split System: Heat Pump with Remote Outdoor Unit-Air-Source) | RD17AZ60AJ3N | ASPEN |  | CP61C34+TDR | R802V1505A24UHN | 52000 | 17.9 | 8.1 | 53500 | 49000 | 91.59% | 1.75 | 0 | 9.8 |  |  |  |  | R-410A | 4.3333 | Residential & Commercial | USHP
214336687 | Central HP <5.4 tons | RHEEM | HRCU-A-CB (Split System: Heat Pump with Remote Outdoor Unit-Air-Source) | RD17AZ60AJ3N | ASPEN |  | CP61C34+TDR | R921V0855A21M4S | 51500 | 17 | 8.1 | 54000 | 49500 | 91.67% | 1.75 | 0 | 9.8 |  |  |  |  | R-410A | 4.2917 | Residential & Commercial | USHP
212626302 | Central HP <5.4 tons | COLEMAN | HRCU-A-CB (Split System: Heat Pump with Remote Outdoor Unit-Air-Source) | HMH72B341 | ASPEN |  | D(A,C,E)48B36+TDR | TM8E100C16MP11 | 33000 | 18 | 8.2 | 33600 | 28200 | 83.93% | 2.68 | 0 | 10 |  |  |  |  | R-410A | 2.75 | Residential & Commercial | USHP | Ducted CEE Tier 1
212626375 | Central HP <5.4 tons | COLEMAN | HRCU-A-CB (Split System: Heat Pump with Remote Outdoor Unit-Air-Source) | HMH72B341 | ASPEN |  | C(A,C,D,E)36A36+TDR | TL8E100C20UH11 | 31200 | 17.4 | 8.3 | 33600 | 27200 | 80.95% | 2.63 | 0 | 9.8 |  |  |  |  | R-410A | 2.6 | Residential & Commercial | USHP
211001331 | Central HP <5.4 tons | ARMSTRONG AIR | HRCU-A-CB (Split System: Heat Pump with Remote Outdoor Unit-Air-Source) | 4SHP18LX136P | ADP |  | H,A,DE33936 | A96UH2E045B12 | 23600 | 18 | 8.3 | 22400 | 18200 | 81.25% | 2.12 | 0 | 12 |  |  |  |  | R-410A | 1.9667 | Residential & Commercial | USHP | Ducted CEE Tier 1
212626386 | Central HP <5.4 tons | COLEMAN | HRCU-A-CB (Split System: Heat Pump with Remote Outdoor Unit-Air-Source) | HMH72B341 | ASPEN |  | D(A,C,E)36A46+TDR | TM9E100C16MP12 | 32200 | 18 | 8.5 | 33600 | 27200 | 80.95% | 2.66 | 0 | 9.9 |  |  |  |  | R-410A | 2.6833 | Residential & Commercial | USHP
212626391 | Central HP <5.4 tons | COLEMAN | HRCU-A-CB (Split System: Heat Pump with Remote Outdoor Unit-Air-Source) | HMH72B341 | ASPEN |  | D(A,C,E)36D36+TDR | TM9E100C16MP12 | 33000 | 18 | 8.5 | 33600 | 27200 | 80.95% | 2.66 | 0 | 10 |  |  |  |  | R-410A | 2.75 | Residential & Commercial | USHP | Ducted CEE Tier 1
212626411 | Central HP <5.4 tons | COLEMAN | HRCU-A-CB (Split System: Heat Pump with Remote Outdoor Unit-Air-Source) | HMH72B341 | ASPEN |  | D(A,C,E)48B26+TDR | TL9E080C16UH11 | 30000 | 17 | 8.5 | 33600 | 28000 | 83.33% | 2.66 | 0 | 9 |  |  |  |  | R-410A | 2.5 | Residential & Commercial | USHP
212626534 | Central HP <5.4 tons | COLEMAN | HRCU-A-CB (Split System: Heat Pump with Remote Outdoor Unit-Air-Source) | HMH72B341 | ASPEN |  | D(A,C,E)36B36+TDR | TM9V080B12MP12 | 32800 | 17 | 8.2 | 33800 | 29200 | 86.39% | 2.65 | 0 | 9.5 |  |  |  |  | R-410A | 2.7333 | Residential & Commercial | USHP
212626602 | Central HP <5.4 tons | COLEMAN | HRCU-A-CB (Split System: Heat Pump with Remote Outdoor Unit-Air-Source) | HMH72B341 | ASPEN |  | D(A,C,E)36B36+TDR | TM8E080C16MP11 | 33000 | 18 | 8.2 | 33800 | 28200 | 83.43% | 2.68 | 0 | 10 |  |  |  |  | R-410A | 2.75 | Residential & Commercial | USHP | Ducted CEE Tier 1
212626675 | Central HP <5.4 tons | COLEMAN | HRCU-A-CB (Split System: Heat Pump with Remote Outdoor Unit-Air-Source) | HMH72B341 | ASPEN |  | D(A,C,E)48C26+TDR | TM9E060A10MP12 | 30600 | 17.2 | 8.1 | 33800 | 27400 | 81.07% | 2.4 | 0 | 9 |  |  |  |  | R-410A | 2.55 | Residential & Commercial | USHP
212626734 | Central HP <5.4 tons | COLEMAN | HRCU-A-CB (Split System: Heat Pump with Remote Outdoor Unit-Air-Source) | HMH72B341 | ASPEN |  | D(A,C,E)42B36+TDR | TM8E080C16MP11 | 33000 | 18 | 8.3 | 33800 | 28600 | 84.62% | 2.7 | 0 | 10 |  |  |  |  | R-410A | 2.75 | Residential & Commercial | USHP | Ducted CEE Tier 1
212626845 | Central HP <5.4 tons | COLEMAN | HRCU-A-CB (Split System: Heat Pump with Remote Outdoor Unit-Air-Source) | HMH72B341 | ASPEN |  | D(A,C,E)42B36+TDR | TM9E080B12MP12 | 32600 | 17.5 | 8.5 | 33800 | 27400 | 81.07% | 2.65 | 0 | 10 |  |  |  |  | R-410A | 2.7167 | Residential & Commercial | USHP | Ducted CEE Tier 1
213351370 | Central HP <5.4 tons | GE Appliances | HRCU-A-C (Split System: Heat Pump with Remote Outdoor Unit with No Indoor Fan --Air Source) | AUH2436ZGDA* | ADP |  | HG9J936 | 0 | 22800 | 15.2 | 8.5 | 22400 | 21200 | 94.64% | 1.8 | 0 | 11 |  |  |  |  | R-410A | 1.9 | Residential & Commercial | USHP | Ducted CEE Tier 1
215391369 | Central HP <5.4 tons | FRIEDRICH | HRCU-A-CB (Split System: Heat Pump with Remote Outdoor Unit-Air-Source) | WFPU17Z243C | ASPEN |  | A(E,F)W244+TDR | 0 | 20600 | 16 | 8.1 | 23000 | 18000 | 78.26% | 2.3 | 0 | 10 |  |  |  |  | R-410A | 1.7167 | Residential & Commercial | USHP | Ducted CEE Tier 1
212626877 | Central HP <5.4 tons | COLEMAN | HRCU-A-CB (Split System: Heat Pump with Remote Outdoor Unit-Air-Source) | HMH72B341 | ASPEN |  | D(A,C,E)48B36+TDR | TM8Y120C20MP11 | 33600 | 18 | 8.2 | 33800 | 30000 | 88.76% | 2.77 | 0 | 9.5 |  |  |  |  | R-410A | 2.8 | Residential & Commercial | USHP
212626886 | Central HP <5.4 tons | COLEMAN | HRCU-A-CB (Split System: Heat Pump with Remote Outdoor Unit-Air-Source) | HMH72B341 | ASPEN |  | C(A,C,D,E)36C36+TDR | TM8E060A12MP11 | 32600 | 18 | 8.1 | 33800 | 27400 | 81.07% | 2.44 | 0 | 10 |  |  |  |  | R-410A | 2.7167 | Residential & Commercial | USHP | Ducted CEE Tier 1
212626934 | Central HP <5.4 tons | COLEMAN | HRCU-A-CB (Split System: Heat Pump with Remote Outdoor Unit-Air-Source) | HMH72B341 | ASPEN |  | D(A,C,E)36A46+TDR | TMLE060A12MP11 | 32200 | 18 | 8.1 | 33800 | 27400 | 81.07% | 2.44 | 0 | 9.9 |  |  |  |  | R-410A | 2.6833 | Residential & Commercial | USHP
212626936 | Central HP <5.4 tons | COLEMAN | HRCU-A-CB (Split System: Heat Pump with Remote Outdoor Unit-Air-Source) | HMH72B341 | ASPEN |  | D(A,C,E)36B46+TDR | TMLE060A12MP11 | 33000 | 18 | 8.1 | 33800 | 27400 | 81.07% | 2.44 | 0 | 10 |  |  |  |  | R-410A | 2.75 | Residential & Commercial | USHP | Ducted CEE Tier 1
212626959 | Central HP <5.4 tons | COLEMAN | HRCU-A-CB (Split System: Heat Pump with Remote Outdoor Unit-Air-Source) | HMH72B341 | ASPEN |  | D(A,C,E)36B46+TDR | TMLE100B12MP11 | 33000 | 18 | 8.1 | 33800 | 27400 | 81.07% | 2.44 | 0 | 10 |  |  |  |  | R-410A | 2.75 | Residential & Commercial | USHP | Ducted CEE Tier 1
212627018 | Central HP <5.4 tons | COLEMAN | HRCU-A-CB (Split System: Heat Pump with Remote Outdoor Unit-Air-Source) | HMH72B341 | ASPEN |  | D(A,C,E)42A46+TDR | TL9E100C20UH11 | 33400 | 17 | 8.3 | 33800 | 29200 | 86.39% | 2.78 | 0 | 10 |  |  |  |  | R-410A | 2.7833 | Residential & Commercial | USHP | Ducted CEE Tier 1
212627045 | Central HP <5.4 tons | COLEMAN | HRCU-A-CB (Split System: Heat Pump with Remote Outdoor Unit-Air-Source) | HMH72B341 | ASPEN |  | D(A,C,E)42C36+TDR | CP9C080C16MP13 | 32800 | 17.5 | 8.1 | 33800 | 27400 | 81.07% | 2.45 | 0 | 10 |  |  |  |  | R-410A | 2.7333 | Residential & Commercial | USHP | Ducted CEE Tier 1
212627054 | Central HP <5.4 tons | COLEMAN | HRCU-A-CB (Split System: Heat Pump with Remote Outdoor Unit-Air-Source) | HMH72B341 | ASPEN |  | C(A,C,D,E)36B26+TDR | TM9V080C16MP12 | 29400 | 16.7 | 8.5 | 33800 | 27400 | 81.07% | 2.66 | 0 | 9.4 |  |  |  |  | R-410A | 2.45 | Residential & Commercial | USHP
212627079 | Central HP <5.4 tons | COLEMAN | HRCU-A-CB (Split System: Heat Pump with Remote Outdoor Unit-Air-Source) | HMH72B341 | ASPEN |  | C(A,C,D,E)36C26+TDR | TP9C080C16MP13 | 29800 | 16.9 | 8.1 | 33800 | 27400 | 81.07% | 2.45 | 0 | 9.5 |  |  |  |  | R-410A | 2.4833 | Residential & Commercial | USHP
212627088 | Central HP <5.4 tons | COLEMAN | HRCU-A-CB (Split System: Heat Pump with Remote Outdoor Unit-Air-Source) | HMH72B341 | ASPEN |  | D(A,C,E)42A46+TDR | TP9C080C16MP13 | 32600 | 17.5 | 8.1 | 33800 | 27400 | 81.07% | 2.45 | 0 | 10 |  |  |  |  | R-410A | 2.7167 | Residential & Commercial | USHP | Ducted CEE Tier 1
214094110 | Central HP <5.4 tons | BOSCH | HRCU-A-CB (Split System: Heat Pump with Remote Outdoor Unit-Air-Source) | BOVA-36HDN1-M20G | ASPEN |  | DM36A34+TDR | BGH96M080B3A | 22200 | 18.3 | 8.4 | 23600 | 23000 | 97.46% | 2.3 | 0 | 11.8 |  |  |  |  | R-410A | 1.85 | Residential & Commercial | USHP | Ducted CEE Tier 1
214094126 | Central HP <5.4 tons | BOSCH | HRCU-A-CB (Split System: Heat Pump with Remote Outdoor Unit-Air-Source) | BOVA-36HDN1-M20G | ASPEN |  | DM42B34+TDR | BGH96M080C4A | 31600 | 17.5 | 8.6 | 33800 | 26400 | 78.11% | 2.42 | 0 | 10.9 |  |  |  |  | R-410A | 2.6333 | Residential & Commercial | USHP | Ducted CEE Tier 1
215667223 | Central HP <5.4 tons | COMFORTMAKER | HRCU-A-CB (Split System: Heat Pump with Remote Outdoor Unit-Air-Source) | C5H0V24*K*AAA* |  |  | EA*5X25M17A*+WALLCON | *80CTL0901716B* | 24000 | 17.5 | 9 | 23200 | 16400 | 70.69% | 2 | 0 | 10.5 |  |  |  |  | R-454B | 2 | Residential & Commercial | USHP | Ducted CEE Tier 1
211198243 | Central HP <5.4 tons | CARRIER | HRCU-A-CB (Split System: Heat Pump with Remote Outdoor Unit-Air-Source) | 25VNA436A*031* | ADP |  | H,PG9J936 | 59TN6B120C24**22 | 32400 | 20 | 9 | 33200 | 25000 | 75.3% | 2.02 | 0 | 11.7 |  |  |  |  | R-410A | 2.7 | Residential & Commercial | USHP | Ducted CEE Tier 1
212627095 | Central HP <5.4 tons | COLEMAN | HRCU-A-CB (Split System: Heat Pump with Remote Outdoor Unit-Air-Source) | HMH72B341 | ASPEN |  | D(A,C,E)48C26+TDR | TP9C080C16MP13 | 30800 | 17.2 | 8.1 | 33800 | 27400 | 81.07% | 2.45 | 0 | 9 |  |  |  |  | R-410A | 2.5667 | Residential & Commercial | USHP
212627129 | Central HP <5.4 tons | COLEMAN | HRCU-A-CB (Split System: Heat Pump with Remote Outdoor Unit-Air-Source) | HMH72B341 | ASPEN |  | D(A,C,E)42A36+TDR | TL8E100C20UH11 | 31800 | 17.5 | 8.4 | 33800 | 27200 | 80.47% | 2.64 | 0 | 9.9 |  |  |  |  | R-410A | 2.65 | Residential & Commercial | USHP
212627168 | Central HP <5.4 tons | COLEMAN | HRCU-A-CB (Split System: Heat Pump with Remote Outdoor Unit-Air-Source) | HMH72B341 | ASPEN |  | C(A,C,D,E)42B36+TDR | CP9C100C20MP13 | 32200 | 17.5 | 8.1 | 33800 | 28200 | 83.43% | 2.46 | 0 | 9.4 |  |  |  |  | R-410A | 2.6833 | Residential & Commercial | USHP
212627286 | Central HP <5.4 tons | COLEMAN | HRCU-A-CB (Split System: Heat Pump with Remote Outdoor Unit-Air-Source) | HMH72B341 | ASPEN |  | D(A,C,E)42D36+TDR | TM9E060B12MP12 | 33200 | 17.5 | 8.1 | 34000 | 28000 | 82.35% | 2.39 | 0 | 9 |  |  |  |  | R-410A | 2.7667 | Residential & Commercial | USHP
212627327 | Central HP <5.4 tons | COLEMAN | HRCU-A-CB (Split System: Heat Pump with Remote Outdoor Unit-Air-Source) | HMH72B341 | ASPEN |  | D(A,C,E)42C36+TDR | CP9C060B12MP13 | 32800 | 17.5 | 8.1 | 34000 | 27800 | 81.76% | 2.42 | 0 | 9.5 |  |  |  |  | R-410A | 2.7333 | Residential & Commercial | USHP
212627345 | Central HP <5.4 tons | COLEMAN | HRCU-A-CB (Split System: Heat Pump with Remote Outdoor Unit-Air-Source) | HMH72B341 | ASPEN |  | D(A,C,E)36D26+TDR | TM9V060B12MP12 | 30400 | 17 | 8.1 | 34000 | 27800 | 81.76% | 2.42 | 0 | 9.1 |  |  |  |  | R-410A | 2.5333 | Residential & Commercial | USHP
215667636 | Central HP <5.4 tons | COMFORTMAKER | HRCU-A-CB (Split System: Heat Pump with Remote Outdoor Unit-Air-Source) | C5H0V24*K*AAA* |  |  | EA*5X36M17A*+WALLCON | *80CTL0701716B* | 23200 | 17 | 9 | 23600 | 16600 | 70.34% | 1.98 | 0 | 10 |  |  |  |  | R-454B | 1.9333 | Residential & Commercial | USHP | Ducted CEE Tier 1
215667927 | Central HP <5.4 tons | COMFORTMAKER | HRCU-A-CB (Split System: Heat Pump with Remote Outdoor Unit-Air-Source) | C5H0V24*K*AAA* |  |  | EA*5X37M21A*+WALLCON | *96CTN0801714B* | 24000 | 17.5 | 9 | 23200 | 16300 | 70.26% | 2.02 | 0 | 10.5 |  |  |  |  | R-454B | 2 | Residential & Commercial | USHP | Ducted CEE Tier 1
212623133 | Central HP <5.4 tons | COLEMAN | HRCU-A-CB (Split System: Heat Pump with Remote Outdoor Unit-Air-Source) | HMH72B341 | ASPEN |  | D(A,C,E)48D24+TDR | TM8E060A12MP11 | 31200 | 17.8 | 8.1 | 33800 | 27400 | 81.07% | 2.44 | 0 | 9.7 |  |  |  |  | R-410A | 2.6 | Residential & Commercial | USHP
212507771 | Central HP <5.4 tons | BOSCH | HRCU-A-CB (Split System: Heat Pump with Remote Outdoor Unit-Air-Source) | BOVA-36HDN1-M20G | ASPEN |  | L(E,G)M36F4 | 0 | 34000 | 18.5 | 9 | 34000 | 31600 | 92.94% | 2.51 | 0 | 11.7 |  |  |  |  | R-410A | 2.8333 | Residential & Commercial | USHP | Ducted CEE Tier 1
212507772 | Central HP <5.4 tons | BOSCH | HRCU-A-CB (Split System: Heat Pump with Remote Outdoor Unit-Air-Source) | BOVA-36HDN1-M20G | ASPEN |  | AFM354+TDR | 0 | 34000 | 18.5 | 9 | 34000 | 31600 | 92.94% | 2.51 | 0 | 11.7 |  |  |  |  | R-410A | 2.8333 | Residential & Commercial | USHP | Ducted CEE Tier 1
214584511 | Central HP <5.4 tons | BOSCH | HRCU-A-C (Split System: Heat Pump with Remote Outdoor Unit with No Indoor Fan --Air Source) | BOVB-36HDN1-M20G | ASPEN |  | D(A,C,E)24C44+TDR | 0 | 22000 | 15.2 | 8.8 | 24000 | 28000 | 116.7% | 1.9 | 0 | 11.9 |  |  |  |  | R-410A | 1.8333 | Residential & Commercial | USHP | Ducted CEE Tier 1
214584512 | Central HP <5.4 tons | BOSCH | HRCU-A-C (Split System: Heat Pump with Remote Outdoor Unit with No Indoor Fan --Air Source) | BOVB-36HDN1-M20G | ASPEN |  | D(A,C,E)30B44+TDR | 0 | 22000 | 15.2 | 8.8 | 24000 | 34400 | 143.3% | 1.77 | 0 | 11.9 |  |  |  |  | R-410A | 1.8333 | Residential & Commercial | USHP | Ducted CEE Tier 1
212507770 | Central HP <5.4 tons | BOSCH | HRCU-A-CB (Split System: Heat Pump with Remote Outdoor Unit-Air-Source) | BOVA-60HDN1-M20G | ASPEN |  | AFM474+TDR | 0 | 46500 | 18 | 9 | 47500 | 45000 | 94.74% | 2.47 | 0 | 11.7 |  |  |  |  | R-410A | 3.875 | Residential & Commercial | USHP | Ducted CEE Tier 1
212627372 | Central HP <5.4 tons | COLEMAN | HRCU-A-CB (Split System: Heat Pump with Remote Outdoor Unit-Air-Source) | HMH72B341 | ASPEN |  | D(A,C,E)42C26+TDR | TP9C060B12MP13 | 30400 | 17 | 8.1 | 34000 | 27800 | 81.76% | 2.42 | 0 | 9.1 |  |  |  |  | R-410A | 2.5333 | Residential & Commercial | USHP
212627488 | Central HP <5.4 tons | COLEMAN | HRCU-A-CB (Split System: Heat Pump with Remote Outdoor Unit-Air-Source) | HMH72B341 | ASPEN |  | D(A,C,E)42D36+TDR | CPLC060A12MP13 | 32800 | 17.5 | 8.1 | 33400 | 28800 | 86.23% | 2.49 | 0 | 9.5 |  |  |  |  | R-410A | 2.7333 | Residential & Commercial | USHP
212627506 | Central HP <5.4 tons | COLEMAN | HRCU-A-CB (Split System: Heat Pump with Remote Outdoor Unit-Air-Source) | HMH72B341 | ASPEN |  | C(A,C,D,E)48C26+TDR | TPLC060A12MP13 | 32000 | 17.5 | 8.1 | 33400 | 28800 | 86.23% | 2.49 | 0 | 9 |  |  |  |  | R-410A | 2.6667 | Residential & Commercial | USHP
212627529 | Central HP <5.4 tons | COLEMAN | HRCU-A-CB (Split System: Heat Pump with Remote Outdoor Unit-Air-Source) | HMH72B341 | ASPEN |  | D(A,C,E)42D36+TDR | TP9C080B12MP13 | 32800 | 17 | 8.1 | 33600 | 29600 | 88.1% | 2.45 | 0 | 9.5 |  |  |  |  | R-410A | 2.7333 | Residential & Commercial | USHP
214442017 | Central HP <5.4 tons | BRYANT HEATING AND COOLING SYSTEMS | HRCU-A-CB (Split System: Heat Pump with Remote Outdoor Unit-Air-Source) | 288BNV037*0**A* | ADP |  | V,C36H175P159 | 987MC42080C17*** | 31600 | 17 | 8.1 | 31800 | 24200 | 76.1% | 1.88 | 0 | 11 |  |  |  |  | R-410A | 2.6333 | Residential & Commercial | USHP | Ducted CEE Tier 1
214327246 | Central HP <5.4 tons | FRIEDRICH | HRCU-A-CB (Split System: Heat Pump with Remote Outdoor Unit-Air-Source) | FRP18AZ24AJVC |  |  | RCFZ2421HEAAM | FR801V0504A17UHU | 22800 | 20 | 8.5 | 22800 | 26000 | 114% | 2.1 | 0 | 12.5 |  |  |  |  | R-410A | 1.9 | Residential & Commercial | USHP | Ducted CEE Tier 1
212627538 | Central HP <5.4 tons | COLEMAN | HRCU-A-CB (Split System: Heat Pump with Remote Outdoor Unit-Air-Source) | HMH72B341 | ASPEN |  | C(A,C,D,E)36C36+TDR | TM9Y100C20MP11 | 32400 | 15.5 | 8.1 | 34000 | 27800 | 81.76% | 2.38 | 0 | 9.5 |  |  |  |  | R-410A | 2.7 | Residential & Commercial | USHP
212627654 | Central HP <5.4 tons | COLEMAN | HRCU-A-CB (Split System: Heat Pump with Remote Outdoor Unit-Air-Source) | HMH72B341 | ASPEN |  | D(A,C,E)36D26+TDR | TM9Y080C16MP11 | 30200 | 17.9 | 8.5 | 34000 | 28000 | 82.35% | 2.66 | 0 | 9 |  |  |  |  | R-410A | 2.5167 | Residential & Commercial | USHP
215667168 | Central HP <5.4 tons | COMFORTMAKER | HRCU-A-CB (Split System: Heat Pump with Remote Outdoor Unit-Air-Source) | C5H0V24*K*AAA* |  |  | EA*5X25M17A*+WALLCON | *80CTL0451712B* | 23800 | 17 | 9 | 23400 | 16500 | 70.51% | 2 | 0 | 10 |  |  |  |  | R-454B | 1.9833 | Residential & Commercial | USHP | Ducted CEE Tier 1
204456639 | Central HP <5.4 tons | DAY & NIGHT | HRCU-A-CB (Split System: Heat Pump with Remote Outdoor Unit-Air-Source) | CVH825GKA2* |  |  | EA*4X36L17A*+WALLCON | *97CMN0801714A* | 23400 | 16.5 | 8.1 | 21600 | 16700 | 77.31% | 1.92 | 11 | 10.5 |  |  |  |  | R-410A | 1.95 | Residential & Commercial | USHP | Ducted CEE Tier 1
213184773 | Central HP <5.4 tons | GREE | HRCU-A-CB (Split System: Heat Pump with Remote Outdoor Unit-Air-Source) | FLEXX36HP230V1AO | ADP |  | V,G36H***D129+AEFE3A* | 0 | 22800 | 16 | 8.85 | 22400 | 21600 | 96.43% | 1.78 | 0 | 11.5 |  |  |  |  | R-410A | 1.9 | Residential & Commercial | USHP | Ducted CEE Tier 1
216678347 | Central HP <5.4 tons | DAY & NIGHT | HRCU-A-CB (Split System: Heat Pump with Remote Outdoor Unit-Air-Source) | D5CURAH24AAK |  |  | EA*5X37M21A* | *97VTN0801716A* | 24800 | 15.5 | 8.5 | 23200 | 19100 | 82.33% | 1.96 | 0 | 10 |  |  |  |  | R-454B | 2.0667 | Residential & Commercial | USHP | Ducted CEE Tier 1
212623059 | Central HP <5.4 tons | COLEMAN | HRCU-A-CB (Split System: Heat Pump with Remote Outdoor Unit-Air-Source) | HMH72B341 | ASPEN |  | D(A,C,E)36D34+TDR | TM9E080B12MP12 | 33000 | 17.5 | 8.5 | 33800 | 27400 | 81.07% | 2.65 | 0 | 10 |  |  |  |  | R-410A | 2.75 | Residential & Commercial | USHP | Ducted CEE Tier 1
212622264 | Central HP <5.4 tons | COLEMAN | HRCU-A-CB (Split System: Heat Pump with Remote Outdoor Unit-Air-Source) | HMH72B341 | ASPEN |  | C(A,C,D,E)42A24+TDR | TM8E080C16MP11 | 30800 | 17.9 | 8.1 | 33600 | 28200 | 83.93% | 2.65 | 0 | 9.8 |  |  |  |  | R-410A | 2.5667 | Residential & Commercial | USHP
212622330 | Central HP <5.4 tons | COLEMAN | HRCU-A-CB (Split System: Heat Pump with Remote Outdoor Unit-Air-Source) | HMH72B341 | ASPEN |  | C(A,C,D,E)42B24+TDR | TM9V080B12MP12 | 31000 | 17 | 8.2 | 33600 | 29400 | 87.5% | 2.65 | 0 | 9.4 |  |  |  |  | R-410A | 2.5833 | Residential & Commercial | USHP
212622341 | Central HP <5.4 tons | COLEMAN | HRCU-A-CB (Split System: Heat Pump with Remote Outdoor Unit-Air-Source) | HMH72B341 | ASPEN |  | C(A,C,D,E)42B34+TDR | TM8E120C16MP11 | 33200 | 18 | 8.1 | 33600 | 28600 | 85.12% | 2.67 | 0 | 10 |  |  |  |  | R-410A | 2.7667 | Residential & Commercial | USHP | Ducted CEE Tier 1
215565299 | Central HP <5.4 tons | COLEMAN | HRCU-A-CB (Split System: Heat Pump with Remote Outdoor Unit-Air-Source) | HH824E2S11 | ASPEN |  | D(A,C,E)37E2J+TDR | TM8E080B12MP11 | 22400 | 17 | 9 | 23000 | 18000 | 78.26% | 2 | 0 | 12 |  |  |  |  | R-454B | 1.8667 | Residential & Commercial | USHP | Ducted CEE Tier 1
212627688 | Central HP <5.4 tons | COLEMAN | HRCU-A-CB (Split System: Heat Pump with Remote Outdoor Unit-Air-Source) | HMH72B341 | ASPEN |  | D(A,C,E)48A36+TDR | TM9V100C16MP12 | 32200 | 17.5 | 8.4 | 34000 | 27400 | 80.59% | 2.65 | 0 | 9.9 |  |  |  |  | R-410A | 2.6833 | Residential & Commercial | USHP
212627729 | Central HP <5.4 tons | COLEMAN | HRCU-A-CB (Split System: Heat Pump with Remote Outdoor Unit-Air-Source) | HMH72B341 | ASPEN |  | D(A,C,E)42B36+TDR | CPLC100C16MP13 | 32400 | 17.5 | 8.1 | 33800 | 27400 | 81.07% | 2.47 | 0 | 10 |  |  |  |  | R-410A | 2.7 | Residential & Commercial | USHP | Ducted CEE Tier 1
212627754 | Central HP <5.4 tons | COLEMAN | HRCU-A-CB (Split System: Heat Pump with Remote Outdoor Unit-Air-Source) | HMH72B341 | ASPEN |  | D(A,C,E)42C26+TDR | TM8V080C16MP12 | 30200 | 17 | 8.5 | 34000 | 27400 | 80.59% | 2.67 | 0 | 9 |  |  |  |  | R-410A | 2.5167 | Residential & Commercial | USHP
212625891 | Central HP <5.4 tons | COLEMAN | HRCU-A-CB (Split System: Heat Pump with Remote Outdoor Unit-Air-Source) | HMH72B341 | ASPEN |  | D(A,C,E)48D36+TDR | TP9C120D20MP13 | 33000 | 17 | 8.1 | 32400 | 28200 | 87.04% | 2.51 | 0 | 9 |  |  |  |  | R-410A | 2.75 | Residential & Commercial | USHP
213386570 | Central HP <5.4 tons | GE Appliances | HRCU-A-C (Split System: Heat Pump with Remote Outdoor Unit with No Indoor Fan --Air Source) | AUH4860ZGDA* | ADP |  | *E49960 | 0 | 50500 | 15.2 | 8.35 | 51000 | 36800 | 72.16% | 1.78 | 0 | 9.5 |  |  |  |  | R-410A | 4.2083 | Residential & Commercial | USHP
214237705 | Central HP <5.4 tons | FRIEDRICH | HRCU-A-C (Split System: Heat Pump with Remote Outdoor Unit with No Indoor Fan --Air Source) | WFPU18Z483C | ASPEN |  | D(A,C,E)61A44+TDR | 0 | 40500 | 15.55 | 8.55 | 42000 | 34600 | 82.38% | 1.94 | 0 | 11.4 |  |  |  |  | R-410A | 3.375 | Residential & Commercial | USHP | Ducted CEE Tier 1
214237706 | Central HP <5.4 tons | FRIEDRICH | HRCU-A-C (Split System: Heat Pump with Remote Outdoor Unit with No Indoor Fan --Air Source) | WFPU18Z483C | ASPEN |  | D(A,C,E)61B44+TDR | 0 | 40500 | 15.55 | 8.55 | 42000 | 34600 | 82.38% | 1.94 | 0 | 11.4 |  |  |  |  | R-410A | 3.375 | Residential & Commercial | USHP | Ducted CEE Tier 1
214094109 | Central HP <5.4 tons | BOSCH | HRCU-A-CB (Split System: Heat Pump with Remote Outdoor Unit-Air-Source) | BOVA-36HDN1-M20G | ASPEN |  | DM36A34+TDR | BGH96M060B3B | 22200 | 18.3 | 8.4 | 23600 | 23000 | 97.46% | 2.3 | 0 | 11.8 |  |  |  |  | R-410A | 1.85 | Residential & Commercial | USHP | Ducted CEE Tier 1
214094111 | Central HP <5.4 tons | BOSCH | HRCU-A-CB (Split System: Heat Pump with Remote Outdoor Unit-Air-Source) | BOVA-36HDN1-M20G | ASPEN |  | DM36A34+TDR | BGH96M080B3B | 22200 | 18.3 | 8.4 | 23600 | 23000 | 97.46% | 2.3 | 0 | 11.8 |  |  |  |  | R-410A | 1.85 | Residential & Commercial | USHP | Ducted CEE Tier 1
214094112 | Central HP <5.4 tons | BOSCH | HRCU-A-CB (Split System: Heat Pump with Remote Outdoor Unit-Air-Source) | BOVA-36HDN1-M20G | ASPEN |  | DM36A34+TDR | BGH96M080C4A | 30600 | 17.3 | 8.4 | 33600 | 26600 | 79.17% | 2.37 | 0 | 10 |  |  |  |  | R-410A | 2.55 | Residential & Commercial | USHP | Ducted CEE Tier 1
213369656 | Central HP <5.4 tons | GE Appliances | HRCU-A-C (Split System: Heat Pump with Remote Outdoor Unit with No Indoor Fan --Air Source) | AUH4860ZGDA* | ADP |  | *E49960+TD | 0 | 47000 | 15.2 | 8.35 | 46000 | 33200 | 72.17% | 1.78 | 0 | 10 |  |  |  |  | R-410A | 3.9167 | Residential & Commercial | USHP | Ducted CEE Tier 1
212862221 | Central HP <5.4 tons | GE Appliances | HRCU-A-C (Split System: Heat Pump with Remote Outdoor Unit with No Indoor Fan --Air Source) | AUH4860ZGDA* | ADP |  | HE86960+TD | 0 | 50500 | 15.2 | 8.5 | 51000 | 36800 | 72.16% | 1.8 | 0 | 9.5 |  |  |  |  | R-410A | 4.2083 | Residential & Commercial | USHP
214584491 | Central HP <5.4 tons | BOSCH | HRCU-A-C (Split System: Heat Pump with Remote Outdoor Unit with No Indoor Fan --Air Source) | BOVA-36HDN1-M20G | ASPEN |  | D(A,C,E)36A44+TDR | 0 | 21800 | 15.2 | 8.7 | 23800 | 20000 | 84.03% | 1.98 | 0 | 11.8 |  |  |  |  | R-410A | 1.8167 | Residential & Commercial | USHP | Ducted CEE Tier 1
214094108 | Central HP <5.4 tons | BOSCH | HRCU-A-CB (Split System: Heat Pump with Remote Outdoor Unit-Air-Source) | BOVA-36HDN1-M20G | ASPEN |  | DM36A34+TDR | BGH96M060B3A | 22200 | 18.3 | 8.4 | 23600 | 23000 | 97.46% | 2.3 | 0 | 11.8 |  |  |  |  | R-410A | 1.85 | Residential & Commercial | USHP | Ducted CEE Tier 1
214094113 | Central HP <5.4 tons | BOSCH | HRCU-A-CB (Split System: Heat Pump with Remote Outdoor Unit-Air-Source) | BOVA-36HDN1-M20G | ASPEN |  | DM36A34+TDR | BGH96M080C4B | 30600 | 17.3 | 8.4 | 33600 | 26600 | 79.17% | 2.37 | 0 | 10 |  |  |  |  | R-410A | 2.55 | Residential & Commercial | USHP | Ducted CEE Tier 1
212626068 | Central HP <5.4 tons | COLEMAN | HRCU-A-CB (Split System: Heat Pump with Remote Outdoor Unit-Air-Source) | HMH72B341 | ASPEN |  | C(A,C,D,E)36C36+TDR | TM8Y080B12MP11 | 32600 | 18 | 8.5 | 33400 | 27400 | 82.04% | 2.65 | 0 | 10 |  |  |  |  | R-410A | 2.7167 | Residential & Commercial | USHP | Ducted CEE Tier 1
212626084 | Central HP <5.4 tons | COLEMAN | HRCU-A-CB (Split System: Heat Pump with Remote Outdoor Unit-Air-Source) | HMH72B341 | ASPEN |  | D(A,C,E)48C36+TDR | TM8Y080B12MP11 | 33400 | 18 | 8.5 | 33400 | 27400 | 82.04% | 2.65 | 0 | 10 |  |  |  |  | R-410A | 2.7833 | Residential & Commercial | USHP | Ducted CEE Tier 1
212626236 | Central HP <5.4 tons | COLEMAN | HRCU-A-CB (Split System: Heat Pump with Remote Outdoor Unit-Air-Source) | HMH72B341 | ASPEN |  | C(A,C,D,E)42B36+TDR | TM8E080C16MP11 | 33000 | 18 | 8.1 | 33600 | 28200 | 83.93% | 2.64 | 0 | 10 |  |  |  |  | R-410A | 2.75 | Residential & Commercial | USHP | Ducted CEE Tier 1
212626300 | Central HP <5.4 tons | COLEMAN | HRCU-A-CB (Split System: Heat Pump with Remote Outdoor Unit-Air-Source) | HMH72B341 | ASPEN |  | D(A,C,E)42A36+TDR | TM9E080B12MP12 | 32000 | 17.5 | 8.3 | 33600 | 27600 | 82.14% | 2.62 | 0 | 9.9 |  |  |  |  | R-410A | 2.6667 | Residential & Commercial | USHP
212622357 | Central HP <5.4 tons | COLEMAN | HRCU-A-CB (Split System: Heat Pump with Remote Outdoor Unit-Air-Source) | HMH72B341 | ASPEN |  | D(A,C,E)42A34+TDR | TM9E080B12MP12 | 32000 | 17.5 | 8.3 | 33600 | 27600 | 82.14% | 2.62 | 0 | 9.9 |  |  |  |  | R-410A | 2.6667 | Residential & Commercial | USHP
212622389 | Central HP <5.4 tons | COLEMAN | HRCU-A-CB (Split System: Heat Pump with Remote Outdoor Unit-Air-Source) | HMH72B341 | ASPEN |  | C(A,C,D,E)48A24+TDR | TM9V080C16MP12 | 29800 | 16.9 | 8.3 | 33600 | 27200 | 80.95% | 2.6 | 0 | 9.5 |  |  |  |  | R-410A | 2.4833 | Residential & Commercial | USHP
212428668 | Central HP <5.4 tons | GREE | HRCU-A-C (Split System: Heat Pump with Remote Outdoor Unit with No Indoor Fan --Air Source) | FLEXX60HP230V1AO | ADP |  | PL60H210P529+TD | 0 | 50500 | 15.2 | 8.5 | 51000 | 36800 | 72.16% | 1.8 | 0 | 9.5 |  |  |  |  | R-410A | 4.2083 | Residential & Commercial | USHP
213270399 | Central HP <5.4 tons | GE Appliances | HRCU-A-C (Split System: Heat Pump with Remote Outdoor Unit with No Indoor Fan --Air Source) | AUH2436ZGDA* | ADP |  | V24H***P429+TD | 0 | 22200 | 15.2 | 8.35 | 22400 | 21200 | 94.64% | 1.78 | 0 | 10.5 |  |  |  |  | R-410A | 1.85 | Residential & Commercial | USHP | Ducted CEE Tier 1
212622400 | Central HP <5.4 tons | COLEMAN | HRCU-A-CB (Split System: Heat Pump with Remote Outdoor Unit-Air-Source) | HMH72B341 | ASPEN |  | C(A,C,D,E)48A34+TDR | TM8Y120C20MP11 | 33600 | 18 | 8.1 | 33600 | 30000 | 89.29% | 2.72 | 0 | 9.5 |  |  |  |  | R-410A | 2.8 | Residential & Commercial | USHP
212622407 | Central HP <5.4 tons | COLEMAN | HRCU-A-CB (Split System: Heat Pump with Remote Outdoor Unit-Air-Source) | HMH72B341 | ASPEN |  | D(A,C,E)42A34+TDR | TM9V080C16MP12 | 31800 | 17.5 | 8.3 | 33600 | 27600 | 82.14% | 2.63 | 0 | 9.9 |  |  |  |  | R-410A | 2.65 | Residential & Commercial | USHP
212622455 | Central HP <5.4 tons | COLEMAN | HRCU-A-CB (Split System: Heat Pump with Remote Outdoor Unit-Air-Source) | HMH72B341 | ASPEN |  | C(A,C,D,E)48D24+TDR | TM9E100C16MP12 | 31200 | 17.8 | 8.5 | 33600 | 27200 | 80.95% | 2.66 | 0 | 9.7 |  |  |  |  | R-410A | 2.6 | Residential & Commercial | USHP
212622457 | Central HP <5.4 tons | COLEMAN | HRCU-A-CB (Split System: Heat Pump with Remote Outdoor Unit-Air-Source) | HMH72B341 | ASPEN |  | D(A,C,E)36B34+TDR | TM9E100C16MP12 | 32200 | 18 | 8.5 | 33600 | 27200 | 80.95% | 2.66 | 0 | 9.9 |  |  |  |  | R-410A | 2.6833 | Residential & Commercial | USHP
212627763 | Central HP <5.4 tons | COLEMAN | HRCU-A-CB (Split System: Heat Pump with Remote Outdoor Unit-Air-Source) | HMH72B341 | ASPEN |  | C(A,C,D,E)36A46+TDR | TM8V100C16MP12 | 32000 | 17.5 | 8.5 | 34000 | 27400 | 80.59% | 2.67 | 0 | 9.9 |  |  |  |  | R-410A | 2.6667 | Residential & Commercial | USHP
212627788 | Central HP <5.4 tons | COLEMAN | HRCU-A-CB (Split System: Heat Pump with Remote Outdoor Unit-Air-Source) | HMH72B341 | ASPEN |  | D(A,C,E)36A36+TDR | TM9V100C16MP12 | 31600 | 17.5 | 8.4 | 34000 | 27400 | 80.59% | 2.67 | 0 | 9.8 |  |  |  |  | R-410A | 2.6333 | Residential & Commercial | USHP
212627804 | Central HP <5.4 tons | COLEMAN | HRCU-A-CB (Split System: Heat Pump with Remote Outdoor Unit-Air-Source) | HMH72B341 | ASPEN |  | D(A,C,E)42C36+TDR | TMLV100C16MP12 | 32800 | 17.5 | 8.1 | 33800 | 27400 | 81.07% | 2.47 | 0 | 10 |  |  |  |  | R-410A | 2.7333 | Residential & Commercial | USHP | Ducted CEE Tier 1
212627820 | Central HP <5.4 tons | COLEMAN | HRCU-A-CB (Split System: Heat Pump with Remote Outdoor Unit-Air-Source) | HMH72B341 | ASPEN |  | D(A,C,E)36B36+TDR | TPLC080C16MP13 | 32000 | 17.5 | 8.1 | 33800 | 27400 | 81.07% | 2.47 | 0 | 9.9 |  |  |  |  | R-410A | 2.6667 | Residential & Commercial | USHP
212627822 | Central HP <5.4 tons | COLEMAN | HRCU-A-CB (Split System: Heat Pump with Remote Outdoor Unit-Air-Source) | HMH72B341 | ASPEN |  | D(A,C,E)36C36+TDR | TPLC080C16MP13 | 32400 | 17.5 | 8.1 | 33800 | 27400 | 81.07% | 2.47 | 0 | 10 |  |  |  |  | R-410A | 2.7 | Residential & Commercial | USHP | Ducted CEE Tier 1
212627856 | Central HP <5.4 tons | COLEMAN | HRCU-A-CB (Split System: Heat Pump with Remote Outdoor Unit-Air-Source) | HMH72B341 | ASPEN |  | D(A,C,E)48C36+TDR | TPLC100C16MP13 | 33200 | 17.5 | 8.1 | 33800 | 27400 | 81.07% | 2.47 | 0 | 10 |  |  |  |  | R-410A | 2.7667 | Residential & Commercial | USHP | Ducted CEE Tier 1
212627870 | Central HP <5.4 tons | COLEMAN | HRCU-A-CB (Split System: Heat Pump with Remote Outdoor Unit-Air-Source) | HMH72B341 | ASPEN |  | D(A,C,E)36C36+TDR | TL8E080C16UH11 | 32400 | 17.5 | 8.5 | 34000 | 27800 | 81.76% | 2.68 | 0 | 10 |  |  |  |  | R-410A | 2.7 | Residential & Commercial | USHP | Ducted CEE Tier 1
212627881 | Central HP <5.4 tons | COLEMAN | HRCU-A-CB (Split System: Heat Pump with Remote Outdoor Unit-Air-Source) | HMH72B341 | ASPEN |  | D(A,C,E)48C36+TDR | TL8E080C16UH11 | 33200 | 17.5 | 8.5 | 34000 | 27800 | 81.76% | 2.68 | 0 | 10 |  |  |  |  | R-410A | 2.7667 | Residential & Commercial | USHP | Ducted CEE Tier 1
213307048 | Central HP <5.4 tons | GREE | HRCU-A-CB (Split System: Heat Pump with Remote Outdoor Unit-Air-Source) | FLEXX60HP230V1AO | ADP |  | V60H210P529+AEFE5* | 0 | 54000 | 15.8 | 9 | 54000 | 41000 | 75.93% | 1.8 | 0 | 10 |  |  |  |  | R-410A | 4.5 | Residential & Commercial | USHP | Ducted CEE Tier 1
214388671 | Central HP <5.4 tons | GREE | HRCU-A-CB (Split System: Heat Pump with Remote Outdoor Unit-Air-Source) | FLEXX60HP230V1AO | ADP |  | PL48H210P529+AEFE5* | 0 | 48000 | 16 | 9 | 46000 | 38500 | 83.7% | 1.8 | 0 | 11 |  |  |  |  | R-410A | 4 | Residential & Commercial | USHP | Ducted CEE Tier 1
215667686 | Central HP <5.4 tons | COMFORTMAKER | HRCU-A-CB (Split System: Heat Pump with Remote Outdoor Unit-Air-Source) | C5H0V24*K*AAA* |  |  | EA*5X36M17A*+WALLCON | *97CMN0801714B* | 23000 | 17 | 9 | 23800 | 16700 | 70.17% | 1.98 | 0 | 10 |  |  |  |  | R-454B | 1.9167 | Residential & Commercial | USHP | Ducted CEE Tier 1
204456811 | Central HP <5.4 tons | DAY & NIGHT | HRCU-A-CB (Split System: Heat Pump with Remote Outdoor Unit-Air-Source) | CVH825GKA2* |  |  | EA*4X36L21A*+WALLCON | *97CMN0602120A* | 23600 | 16 | 8.1 | 21600 | 16700 | 77.31% | 1.92 | 11 | 10.5 |  |  |  |  | R-410A | 1.9667 | Residential & Commercial | USHP | Ducted CEE Tier 1
213145604 | Central HP <5.4 tons | GREE | HRCU-A-CB (Split System: Heat Pump with Remote Outdoor Unit-Air-Source) | FLEXX60HP230V1AO | ADP |  | PL60H210P529+AEFE5* | 0 | 54000 | 15.8 | 9 | 54000 | 41000 | 75.93% | 1.8 | 0 | 10 |  |  |  |  | R-410A | 4.5 | Residential & Commercial | USHP | Ducted CEE Tier 1
215391373 | Central HP <5.4 tons | FRIEDRICH | HRCU-A-CB (Split System: Heat Pump with Remote Outdoor Unit-Air-Source) | WFPU17Z243C | ASPEN |  | L(E,F)W36D4 | 0 | 21400 | 16 | 8.1 | 23200 | 18000 | 77.59% | 2.4 | 0 | 10 |  |  |  |  | R-410A | 1.7833 | Residential & Commercial | USHP | Ducted CEE Tier 1
212577447 | Central HP <5.4 tons | CARRIER | HRCU-A-CB (Split System: Heat Pump with Remote Outdoor Unit-Air-Source) | 25VNA848A*031* | ADP |  | C60A***L169 | 58TN*A090C21**20 | 44500 | 17 | 8.5 | 44500 | 32200 | 72.36% | 2.24 | 0 | 10 |  |  |  |  | R-410A | 3.7083 | Residential & Commercial | USHP | Ducted CEE Tier 1
215350395 | Central HP <5.4 tons | BOSCH | HRCU-A-CB (Split System: Heat Pump with Remote Outdoor Unit-Air-Source) | BOVA-36HDN1-M20G | ASPEN |  | AE*S+DM36A34+TDR | 0 | 22200 | 19.9 | 8.9 | 23600 | 27000 | 114.4% | 2.45 | 0 | 12.7 |  |  |  |  | R-410A | 1.85 | Residential & Commercial | USHP | Ducted CEE Tier 1
212622459 | Central HP <5.4 tons | COLEMAN | HRCU-A-CB (Split System: Heat Pump with Remote Outdoor Unit-Air-Source) | HMH72B341 | ASPEN |  | D(A,C,E)36C34+TDR | TM9E100C16MP12 | 32600 | 18 | 8.5 | 33600 | 27200 | 80.95% | 2.66 | 0 | 10 |  |  |  |  | R-410A | 2.7167 | Residential & Commercial | USHP | Ducted CEE Tier 1
212622784 | Central HP <5.4 tons | COLEMAN | HRCU-A-CB (Split System: Heat Pump with Remote Outdoor Unit-Air-Source) | HMH72B341 | ASPEN |  | C(A,C,D,E)42A34+TDR | TM8E080B12MP11 | 31800 | 17.9 | 8.3 | 33800 | 28200 | 83.43% | 2.59 | 0 | 9.4 |  |  |  |  | R-410A | 2.65 | Residential & Commercial | USHP
212622800 | Central HP <5.4 tons | COLEMAN | HRCU-A-CB (Split System: Heat Pump with Remote Outdoor Unit-Air-Source) | HMH72B341 | ASPEN |  | D(A,C,E)42B34+TDR | TM9Y100C16MP11 | 32800 | 18 | 8.3 | 33800 | 28600 | 84.62% | 2.68 | 0 | 10 |  |  |  |  | R-410A | 2.7333 | Residential & Commercial | USHP | Ducted CEE Tier 1
212622991 | Central HP <5.4 tons | COLEMAN | HRCU-A-CB (Split System: Heat Pump with Remote Outdoor Unit-Air-Source) | HMH72B341 | ASPEN |  | C(A,C,D,E)42B34+TDR | TM8E100B12MP11 | 32400 | 18 | 8.4 | 33800 | 27400 | 81.07% | 2.62 | 0 | 9.9 |  |  |  |  | R-410A | 2.7 | Residential & Commercial | USHP
212627904 | Central HP <5.4 tons | COLEMAN | HRCU-A-CB (Split System: Heat Pump with Remote Outdoor Unit-Air-Source) | HMH72B341 | ASPEN |  | D(A,C,E)36D36+TDR | TM8Y100C20MP11 | 33600 | 18 | 8.4 | 34000 | 30200 | 88.82% | 2.83 | 0 | 9.5 |  |  |  |  | R-410A | 2.8 | Residential & Commercial | USHP
212627938 | Central HP <5.4 tons | COLEMAN | HRCU-A-CB (Split System: Heat Pump with Remote Outdoor Unit-Air-Source) | HMH72B341 | ASPEN |  | D(A,C,E)36B36+TDR | TM8Y080C16MP11 | 32000 | 18.5 | 8.5 | 34000 | 27400 | 80.59% | 2.67 | 0 | 9.9 |  |  |  |  | R-410A | 2.6667 | Residential & Commercial | USHP
212627945 | Central HP <5.4 tons | COLEMAN | HRCU-A-CB (Split System: Heat Pump with Remote Outdoor Unit-Air-Source) | HMH72B341 | ASPEN |  | D(A,C,E)42C26+TDR | TM8Y080C16MP11 | 30200 | 17.9 | 8.5 | 34000 | 27400 | 80.59% | 2.67 | 0 | 9 |  |  |  |  | R-410A | 2.5167 | Residential & Commercial | USHP
212627956 | Central HP <5.4 tons | COLEMAN | HRCU-A-CB (Split System: Heat Pump with Remote Outdoor Unit-Air-Source) | HMH72B341 | ASPEN |  | C(A,C,D,E)36B36+TDR | TM8Y100C16MP11 | 32000 | 18.5 | 8.5 | 34000 | 27400 | 80.59% | 2.67 | 0 | 9.9 |  |  |  |  | R-410A | 2.6667 | Residential & Commercial | USHP
212627970 | Central HP <5.4 tons | COLEMAN | HRCU-A-CB (Split System: Heat Pump with Remote Outdoor Unit-Air-Source) | HMH72B341 | ASPEN |  | D(A,C,E)42D26+TDR | TM8Y100C16MP11 | 30600 | 18.1 | 8.5 | 34000 | 27400 | 80.59% | 2.67 | 0 | 9.6 |  |  |  |  | R-410A | 2.55 | Residential & Commercial | USHP
212628006 | Central HP <5.4 tons | COLEMAN | HRCU-A-CB (Split System: Heat Pump with Remote Outdoor Unit-Air-Source) | HMH72B341 | ASPEN |  | D(A,C,E)36A46+TDR | TP9C100C16MP13 | 32000 | 17.5 | 8.1 | 34000 | 27400 | 80.59% | 2.47 | 0 | 9.9 |  |  |  |  | R-410A | 2.6667 | Residential & Commercial | USHP
212628015 | Central HP <5.4 tons | COLEMAN | HRCU-A-CB (Split System: Heat Pump with Remote Outdoor Unit-Air-Source) | HMH72B341 | ASPEN |  | D(A,C,E)42C36+TDR | TP9C100C16MP13 | 32800 | 17.5 | 8.1 | 34000 | 27400 | 80.59% | 2.47 | 0 | 10 |  |  |  |  | R-410A | 2.7333 | Residential & Commercial | USHP | Ducted CEE Tier 1
212628022 | Central HP <5.4 tons | COLEMAN | HRCU-A-CB (Split System: Heat Pump with Remote Outdoor Unit-Air-Source) | HMH72B341 | ASPEN |  | D(A,C,E)48D36+TDR | TP9C100C16MP13 | 33400 | 17.5 | 8.1 | 34000 | 27400 | 80.59% | 2.47 | 0 | 10 |  |  |  |  | R-410A | 2.7833 | Residential & Commercial | USHP | Ducted CEE Tier 1
214602334 | Central HP <5.4 tons | GREE | HRCU-A-C (Split System: Heat Pump with Remote Outdoor Unit with No Indoor Fan --Air Source) | FLEXX24HP230V1AO | ADP |  | CE3005C+TXV | 0 | 22600 | 15.2 | 8.25 | 22400 | 19100 | 85.27% | 1.76 | 0 | 10.5 |  |  |  |  | R-410A | 1.8833 | Residential & Commercial | USHP | Ducted CEE Tier 1
204299841 | Central HP <5.4 tons | DAY & NIGHT | HRCU-A-CB (Split System: Heat Pump with Remote Outdoor Unit-Air-Source) | CVH837GKA** |  |  | EN(A,D,W)4X48L21**+WALLCON | *80CTL0901716A* | 32400 | 18 | 8.1 | 32800 | 24800 | 75.61% | 1.98 | 12.5 | 11.7 |  |  |  |  | R-410A | 2.7 | Residential & Commercial | USHP | Ducted CEE Tier 1
214584513 | Central HP <5.4 tons | BOSCH | HRCU-A-C (Split System: Heat Pump with Remote Outdoor Unit with No Indoor Fan --Air Source) | BOVB-36HDN1-M20G | ASPEN |  | D(A,C,E)36B44+TDR | 0 | 22000 | 15.2 | 8.8 | 23800 | 28000 | 117.6% | 1.9 | 0 | 11.9 |  |  |  |  | R-410A | 1.8333 | Residential & Commercial | USHP | Ducted CEE Tier 1
213369650 | Central HP <5.4 tons | GE Appliances | HRCU-A-C (Split System: Heat Pump with Remote Outdoor Unit with No Indoor Fan --Air Source) | AUH2436ZGDA* | ADP |  | *G33936+TD | 0 | 22400 | 15.2 | 8.4 | 22400 | 21200 | 94.64% | 1.78 | 0 | 10.5 |  |  |  |  | R-410A | 1.8667 | Residential & Commercial | USHP | Ducted CEE Tier 1
213369652 | Central HP <5.4 tons | GE Appliances | HRCU-A-C (Split System: Heat Pump with Remote Outdoor Unit with No Indoor Fan --Air Source) | AUH2436ZGDA* | ADP |  | *G8J930+TD | 0 | 22600 | 15.2 | 8.5 | 22400 | 21200 | 94.64% | 1.8 | 0 | 10.5 |  |  |  |  | R-410A | 1.8833 | Residential & Commercial | USHP | Ducted CEE Tier 1
211198239 | Central HP <5.4 tons | CARRIER | HRCU-A-CB (Split System: Heat Pump with Remote Outdoor Unit-Air-Source) | 25VNA436A*031* | ADP |  | H,PG9J936 | 59MN7B080C17**14 | 33200 | 19 | 9 | 33800 | 25800 | 76.33% | 1.98 | 0 | 11.7 |  |  |  |  | R-410A | 2.7667 | Residential & Commercial | USHP | Ducted CEE Tier 1
212851776 | Central HP <5.4 tons | GE Appliances | HRCU-A-C (Split System: Heat Pump with Remote Outdoor Unit with No Indoor Fan --Air Source) | AUH2436ZGDA* | ADP |  | HG9J936+TD | 0 | 31800 | 15.2 | 8.5 | 32400 | 23600 | 72.84% | 1.8 | 0 | 9 |  |  |  |  | R-410A | 2.65 | Residential & Commercial | USHP
213270406 | Central HP <5.4 tons | GE Appliances | HRCU-A-C (Split System: Heat Pump with Remote Outdoor Unit with No Indoor Fan --Air Source) | AUH2436ZGDA* | ADP |  | V36H210P749+TD | 0 | 22600 | 15.2 | 8.5 | 22400 | 21200 | 94.64% | 1.8 | 0 | 10.5 |  |  |  |  | R-410A | 1.8833 | Residential & Commercial | USHP | Ducted CEE Tier 1
214063841 | Central HP <5.4 tons | BOSCH | HRCU-A-CB (Split System: Heat Pump with Remote Outdoor Unit-Air-Source) | BOVA-36HDN1-M20G | ASPEN |  | D(A,C,E)24B34+TDR | BGH96M060B3B | 21800 | 18 | 8.5 | 23800 | 22200 | 93.28% | 2.19 | 0 | 11 |  |  |  |  | R-410A | 1.8167 | Residential & Commercial | USHP | Ducted CEE Tier 1
214312482 | Central HP <5.4 tons | BOSCH | HRCU-A-C (Split System: Heat Pump with Remote Outdoor Unit with No Indoor Fan --Air Source) | BOVA-36HDN1-M20G | ASPEN |  | CM36B34+TDR | 0 | 21800 | 15.2 | 8.8 | 23800 | 16900 | 71.01% | 1.97 | 0 | 11.9 |  |  |  |  | R-410A | 1.8167 | Residential & Commercial | USHP | Ducted CEE Tier 1
215391370 | Central HP <5.4 tons | FRIEDRICH | HRCU-A-CB (Split System: Heat Pump with Remote Outdoor Unit-Air-Source) | WFPU17Z243C | ASPEN |  | L(E,F)W30E4 | 0 | 21000 | 16 | 8.1 | 23000 | 18000 | 78.26% | 2.3 | 0 | 10 |  |  |  |  | R-410A | 1.75 | Residential & Commercial | USHP | Ducted CEE Tier 1
211264930 | Central HP <5.4 tons | DAY & NIGHT | HRCU-A-CB (Split System: Heat Pump with Remote Outdoor Unit-Air-Source) | DLCURAH18ABK |  |  | FMA4X18**AL* | 0 | 17400 | 16 | 8.5 | 18500 | 20000 | 108.1% | 2.44 | 0 | 10.5 |  |  |  |  | R-410A | 1.45 | Residential & Commercial | USHP | Ducted CEE Tier 1
212362786 | Central HP <5.4 tons | GOETTL | HRCU-A-CB (Split System: Heat Pump with Remote Outdoor Unit-Air-Source) | GSZV903610A* |  |  | CA*F3743*6D*+TXV | G*VM971205DNB* | 33200 | 19 | 8.2 | 33600 | 24400 | 72.62% | 1.8 | 0 | 12 |  |  |  |  | R-410A | 2.7667 | Residential & Commercial | USHP | Ducted CEE Tier 1
212362788 | Central HP <5.4 tons | GOETTL | HRCU-A-CB (Split System: Heat Pump with Remote Outdoor Unit-Air-Source) | GSZV903610A* |  |  | CHPF3642C6C*+MBVC1601**-1A*+TXV | 0 | 33400 | 18 | 8.2 | 34000 | 24400 | 71.76% | 1.8 | 0 | 11 |  |  |  |  | R-410A | 2.7833 | Residential & Commercial | USHP | Ducted CEE Tier 1
212362838 | Central HP <5.4 tons | GOETTL | HRCU-A-CB (Split System: Heat Pump with Remote Outdoor Unit-Air-Source) | GSZV903610A* |  |  | CSCF3642N6D*+TXV | G*VS960805CUA* | 33800 | 18.5 | 8.2 | 34000 | 24400 | 71.76% | 1.8 | 0 | 11.5 |  |  |  |  | R-410A | 2.8167 | Residential & Commercial | USHP | Ducted CEE Tier 1
212362632 | Central HP <5.4 tons | GOETTL | HRCU-A-CB (Split System: Heat Pump with Remote Outdoor Unit-Air-Source) | ASZV903610A* |  |  | CSCF3642N6D*+TXV | A*VM970803BNB* | 33800 | 18.5 | 8.2 | 34000 | 24400 | 71.76% | 1.8 | 0 | 11.5 |  |  |  |  | R-410A | 2.8167 | Residential & Commercial | USHP | Ducted CEE Tier 1
215223254 | Central HP <5.4 tons | COMFORTMAKER | HRCU-A-C (Split System: Heat Pump with Remote Outdoor Unit with No Indoor Fan --Air Source) | DLCURAH30ABK | ADP |  | H,GG32930+TD | 0 | 29000 | 15.2 | 9.2 | 31200 | 26600 | 85.26% | 1.78 | 0 | 10 |  |  |  |  | R-410A | 2.4167 | Residential & Commercial | USHP | Ducted CEE Tier 1
215223256 | Central HP <5.4 tons | COMFORTMAKER | HRCU-A-C (Split System: Heat Pump with Remote Outdoor Unit with No Indoor Fan --Air Source) | DLCURAH30ABK | ADP |  | H,GG33930+TD | 0 | 29400 | 15.2 | 9.35 | 31200 | 26600 | 85.26% | 1.8 | 0 | 10 |  |  |  |  | R-410A | 2.45 | Residential & Commercial | USHP | Ducted CEE Tier 1
212380548 | Central HP <5.4 tons | CARRIER | HRCU-A-CB (Split System: Heat Pump with Remote Outdoor Unit-Air-Source) | 25VNA424A*031* | ADP |  | PL36H175P149 | 58TN*A090C17**16 | 23600 | 21 | 8.5 | 24800 | 19300 | 77.82% | 2.48 | 0 | 13.5 |  |  |  |  | R-410A | 1.9667 | Residential & Commercial | USHP | Ducted CEE Tier 1
213303551 | Central HP <5.4 tons | CHAMPION HEATING AND COOLING | HRCU-A-CB (Split System: Heat Pump with Remote Outdoor Unit-Air-Source) | HMH72B341 | ASPEN |  | AE(D,N,U)+CM36B34+TDR | 0 | 31600 | 17.5 | 8.5 | 32600 | 28000 | 85.89% | 2.79 | 0 | 9.3 |  |  |  |  | R-410A | 2.6333 | Residential & Commercial | USHP
214063852 | Central HP <5.4 tons | BOSCH | HRCU-A-CB (Split System: Heat Pump with Remote Outdoor Unit-Air-Source) | BOVA-36HDN1-M20G | ASPEN |  | D(A,C,E)30B34+TDR | BGH96M080B3B | 22200 | 18 | 8.7 | 23800 | 22200 | 93.28% | 2.21 | 0 | 11.8 |  |  |  |  | R-410A | 1.85 | Residential & Commercial | USHP | Ducted CEE Tier 1
214063854 | Central HP <5.4 tons | BOSCH | HRCU-A-CB (Split System: Heat Pump with Remote Outdoor Unit-Air-Source) | BOVA-36HDN1-M20G | ASPEN |  | D(A,C,E)36B34+TDR | BGH96M080B3B | 22400 | 18 | 8.8 | 23800 | 22400 | 94.12% | 2.26 | 0 | 11.9 |  |  |  |  | R-410A | 1.8667 | Residential & Commercial | USHP | Ducted CEE Tier 1
214063869 | Central HP <5.4 tons | BOSCH | HRCU-A-CB (Split System: Heat Pump with Remote Outdoor Unit-Air-Source) | BOVA-36HDN1-M20G | ASPEN |  | D(A,C,E)48A34+TDR | BGH96M100C5B | 30400 | 18.5 | 8.7 | 34000 | 27400 | 80.59% | 2.43 | 0 | 11.7 |  |  |  |  | R-410A | 2.5333 | Residential & Commercial | USHP | Ducted CEE Tier 1
214064018 | Central HP <5.4 tons | BOSCH | HRCU-A-CB (Split System: Heat Pump with Remote Outdoor Unit-Air-Source) | BOVB-36HDN1-M20G | ASPEN |  | D(A,C,E)36D34+TDR | BGH96M080C4B | 32200 | 17.5 | 8.9 | 34200 | 26600 | 77.78% | 2.5 | 0 | 11 |  |  |  |  | R-410A | 2.6833 | Residential & Commercial | USHP | Ducted CEE Tier 1
216644583 | Central HP <5.4 tons | COMFORTMAKER | HRCU-A-CB (Split System: Heat Pump with Remote Outdoor Unit-Air-Source) | D5CUHAH18AAK |  |  | EA*5X30M17A* | OLV098A12* | 18200 | 15.2 | 9.5 | 20400 | 18400 | 90.2% | 1.94 | 0 | 11 |  |  |  |  | R-454B | 1.5167 | Residential & Commercial | USHP | Ducted CEE Tier 1
215850389 | Central HP <5.4 tons | COLEMAN | HRCU-A-CB (Split System: Heat Pump with Remote Outdoor Unit-Air-Source) | HH836E2S11 | ASPEN |  | C(A,C,D,E)36B3K+TDR | TM8Y120C20MP11 | 30800 | 18 | 8.5 | 30600 | 25000 | 81.7% | 2 | 0 | 11 |  |  |  |  | R-454B | 2.5667 | Residential & Commercial | USHP | Ducted CEE Tier 1
215850423 | Central HP <5.4 tons | COLEMAN | HRCU-A-CB (Split System: Heat Pump with Remote Outdoor Unit-Air-Source) | HH836E2S11 | ASPEN |  | C(A,C,D,E)48A3K+TDR | TM9E100C16MP12 | 31200 | 18 | 8.1 | 31200 | 25200 | 80.77% | 2 | 0 | 10.5 |  |  |  |  | R-454B | 2.6 | Residential & Commercial | USHP | Ducted CEE Tier 1
214094120 | Central HP <5.4 tons | BOSCH | HRCU-A-CB (Split System: Heat Pump with Remote Outdoor Unit-Air-Source) | BOVB-36HDN1-M20G | ASPEN |  | DM36A34+TDR | BGH96M080C4A | 30600 | 17.3 | 8.4 | 33600 | 26600 | 79.17% | 2.37 | 0 | 10 |  |  |  |  | R-410A | 2.55 | Residential & Commercial | USHP | Ducted CEE Tier 1
214094121 | Central HP <5.4 tons | BOSCH | HRCU-A-CB (Split System: Heat Pump with Remote Outdoor Unit-Air-Source) | BOVB-36HDN1-M20G | ASPEN |  | DM36A34+TDR | BGH96M080C4B | 30600 | 17.3 | 8.4 | 33600 | 26600 | 79.17% | 2.37 | 0 | 10 |  |  |  |  | R-410A | 2.55 | Residential & Commercial | USHP | Ducted CEE Tier 1
214063838 | Central HP <5.4 tons | BOSCH | HRCU-A-CB (Split System: Heat Pump with Remote Outdoor Unit-Air-Source) | BOVA-36HDN1-M20G | ASPEN |  | D(A,C,E)24B34+TDR | BGH96M060B3A | 21800 | 18 | 8.5 | 23800 | 22200 | 93.28% | 2.19 | 0 | 11 |  |  |  |  | R-410A | 1.8167 | Residential & Commercial | USHP | Ducted CEE Tier 1
214063853 | Central HP <5.4 tons | BOSCH | HRCU-A-CB (Split System: Heat Pump with Remote Outdoor Unit-Air-Source) | BOVA-36HDN1-M20G | ASPEN |  | D(A,C,E)36A34+TDR | BGH96M080B3B | 22200 | 18 | 8.4 | 23600 | 22200 | 94.07% | 2.17 | 0 | 11.8 |  |  |  |  | R-410A | 1.85 | Residential & Commercial | USHP | Ducted CEE Tier 1
214063868 | Central HP <5.4 tons | BOSCH | HRCU-A-CB (Split System: Heat Pump with Remote Outdoor Unit-Air-Source) | BOVA-36HDN1-M20G | ASPEN |  | D(A,C,E)36D34+TDR | BGH96M100C5B | 31000 | 18.5 | 9 | 34200 | 27600 | 80.7% | 2.51 | 0 | 11.8 |  |  |  |  | R-410A | 2.5833 | Residential & Commercial | USHP | Ducted CEE Tier 1
213278585 | Central HP <5.4 tons | COLEMAN | HRCU-A-CB (Split System: Heat Pump with Remote Outdoor Unit-Air-Source) | HMH72B361 | ASPEN |  | D(A,C,E)36A46+JMVT12BC2N1+TDR | 0 | 34000 | 18 | 8.1 | 36000 | 26400 | 73.33% | 2.81 | 0 | 8.9 |  |  |  |  | R-410A | 2.8333 | Residential & Commercial | USHP
207764672 | Central HP <5.4 tons | GE Appliances | HRCU-A-CB (Split System: Heat Pump with Remote Outdoor Unit-Air-Source) | AUH2436ZGDA* | ADP |  | F,PE*G33925 | 0 | 23400 | 17 | 8.95 | 22400 | 21600 | 96.43% | 1.8 | 11.7 | 11.5 |  |  |  |  | R-410A | 1.95 | Residential & Commercial | USHP | Ducted CEE Tier 1
214063985 | Central HP <5.4 tons | BOSCH | HRCU-A-CB (Split System: Heat Pump with Remote Outdoor Unit-Air-Source) | BOVB-36HDN1-M20G | ASPEN |  | D(A,C,E)36B34+TDR | BGH96M060B3A | 22600 | 18 | 8.8 | 23800 | 22400 | 94.12% | 2.26 | 0 | 11.9 |  |  |  |  | R-410A | 1.8833 | Residential & Commercial | USHP | Ducted CEE Tier 1
214064013 | Central HP <5.4 tons | BOSCH | HRCU-A-CB (Split System: Heat Pump with Remote Outdoor Unit-Air-Source) | BOVB-36HDN1-M20G | ASPEN |  | D(A,C,E)36D34+TDR | BGH96M080C4A | 32200 | 17.5 | 8.9 | 34200 | 26600 | 77.78% | 2.5 | 0 | 11 |  |  |  |  | R-410A | 2.6833 | Residential & Commercial | USHP | Ducted CEE Tier 1
213303552 | Central HP <5.4 tons | CHAMPION HEATING AND COOLING | HRCU-A-CB (Split System: Heat Pump with Remote Outdoor Unit-Air-Source) | HMH72B341 | ASPEN |  | AE(D,N,U)+CM48E34+TDR | 0 | 30800 | 17.3 | 8.3 | 32200 | 28000 | 86.96% | 2.74 | 0 | 9.2 |  |  |  |  | R-410A | 2.5667 | Residential & Commercial | USHP
212578247 | Central HP <5.4 tons | CARRIER | HRCU-A-CB (Split System: Heat Pump with Remote Outdoor Unit-Air-Source) | 25VNA436A*031* | ADP |  | H,PG53936 | 58TN*A135C24**22 | 34400 | 20 | 9 | 32800 | 24800 | 75.61% | 2.02 | 0 | 12.5 |  |  |  |  | R-410A | 2.8667 | Residential & Commercial | USHP | Ducted CEE Tier 1
204299211 | Central HP <5.4 tons | DAY & NIGHT | HRCU-A-CB (Split System: Heat Pump with Remote Outdoor Unit-Air-Source) | CVH837GKA** |  |  | EA*4X48L21A*+WALLCON | *80CTL0701716A* | 32200 | 17.5 | 8.1 | 32600 | 25000 | 76.69% | 1.96 | 11 | 11.5 |  |  |  |  | R-410A | 2.6833 | Residential & Commercial | USHP | Ducted CEE Tier 1
204299311 | Central HP <5.4 tons | DAY & NIGHT | HRCU-A-CB (Split System: Heat Pump with Remote Outdoor Unit-Air-Source) | CVH837GKA** |  |  | EA*4X48L21A*+WALLCON | *96CTN1002122A* | 32400 | 17.5 | 8.5 | 32600 | 25000 | 76.69% | 1.98 | 12 | 11.7 |  |  |  |  | R-410A | 2.7 | Residential & Commercial | USHP | Ducted CEE Tier 1
214063843 | Central HP <5.4 tons | BOSCH | HRCU-A-CB (Split System: Heat Pump with Remote Outdoor Unit-Air-Source) | BOVA-36HDN1-M20G | ASPEN |  | D(A,C,E)36A34+TDR | BGH96M060B3B | 22200 | 18 | 8.4 | 23600 | 22200 | 94.07% | 2.17 | 0 | 11.8 |  |  |  |  | R-410A | 1.85 | Residential & Commercial | USHP | Ducted CEE Tier 1
214063860 | Central HP <5.4 tons | BOSCH | HRCU-A-CB (Split System: Heat Pump with Remote Outdoor Unit-Air-Source) | BOVA-36HDN1-M20G | ASPEN |  | D(A,C,E)36B34+TDR | BGH96M080C4B | 31400 | 17.5 | 8.7 | 34000 | 26400 | 77.65% | 2.44 | 0 | 10.8 |  |  |  |  | R-410A | 2.6167 | Residential & Commercial | USHP | Ducted CEE Tier 1
214094127 | Central HP <5.4 tons | BOSCH | HRCU-A-CB (Split System: Heat Pump with Remote Outdoor Unit-Air-Source) | BOVA-36HDN1-M20G | ASPEN |  | DM42B34+TDR | BGH96M080C4B | 31600 | 17.5 | 8.6 | 33800 | 26400 | 78.11% | 2.42 | 0 | 10.9 |  |  |  |  | R-410A | 2.6333 | Residential & Commercial | USHP | Ducted CEE Tier 1
213270403 | Central HP <5.4 tons | GE Appliances | HRCU-A-C (Split System: Heat Pump with Remote Outdoor Unit with No Indoor Fan --Air Source) | AUH2436ZGDA* | ADP |  | PL36H175P149+TD | 0 | 22800 | 15.2 | 8.5 | 22400 | 21200 | 94.64% | 1.8 | 0 | 11 |  |  |  |  | R-410A | 1.9 | Residential & Commercial | USHP | Ducted CEE Tier 1
212628111 | Central HP <5.4 tons | COLEMAN | HRCU-A-CB (Split System: Heat Pump with Remote Outdoor Unit-Air-Source) | HMH72B341 | ASPEN |  | D(A,C,E)48B36+TDR | TM9V100C20MP12 | 32600 | 17.5 | 8.5 | 34000 | 28400 | 83.53% | 2.7 | 0 | 9.5 |  |  |  |  | R-410A | 2.7167 | Residential & Commercial | USHP
213785428 | Central HP <5.4 tons | CARRIER | HRCU-A-CB (Split System: Heat Pump with Remote Outdoor Unit-Air-Source) | 25VNA436A*031* |  |  | CAP**4221AL*+UI | 59CU5B060C17**16 | 32400 | 18.5 | 9 | 38000 | 26800 | 70.53% | 1.96 | 0 | 11.5 |  |  |  |  | R-410A | 2.7 | Residential & Commercial | USHP | Ducted CEE Tier 1
213785510 | Central HP <5.4 tons | CARRIER | HRCU-A-CB (Split System: Heat Pump with Remote Outdoor Unit-Air-Source) | 25VNA436A*031* |  |  | CAP**4824AL*+UI | 59MN7C100C21**22 | 33200 | 19.5 | 9 | 36400 | 25800 | 70.88% | 2.04 | 0 | 12 |  |  |  |  | R-410A | 2.7667 | Residential & Commercial | USHP | Ducted CEE Tier 1
213785528 | Central HP <5.4 tons | CARRIER | HRCU-A-CB (Split System: Heat Pump with Remote Outdoor Unit-Air-Source) | 25VNA436A*031* |  |  | CAP**6024AL*+UI | 59TN6C100C21**22 | 33800 | 19.5 | 9 | 35800 | 25200 | 70.39% | 2 | 0 | 12 |  |  |  |  | R-410A | 2.8167 | Residential & Commercial | USHP | Ducted CEE Tier 1
213785644 | Central HP <5.4 tons | CARRIER | HRCU-A-CB (Split System: Heat Pump with Remote Outdoor Unit-Air-Source) | 25VNA436A*031* |  |  | CSPH*3612AL*+UI | 58TN*B110C21**20 | 33200 | 18.5 | 8.5 | 37000 | 26200 | 70.81% | 2.02 | 0 | 11.7 |  |  |  |  | R-410A | 2.7667 | Residential & Commercial | USHP | Ducted CEE Tier 1
213785694 | Central HP <5.4 tons | CARRIER | HRCU-A-CB (Split System: Heat Pump with Remote Outdoor Unit-Air-Source) | 25VNA436A*031* |  |  | CSPH*4212AL*+UI | 59TN6C100C21**22 | 33400 | 18.5 | 8.5 | 36600 | 26000 | 71.04% | 2.02 | 0 | 11.7 |  |  |  |  | R-410A | 2.7833 | Residential & Commercial | USHP | Ducted CEE Tier 1
213785728 | Central HP <5.4 tons | CARRIER | HRCU-A-CB (Split System: Heat Pump with Remote Outdoor Unit-Air-Source) | 25VNA436A*031* |  |  | CSPH*4812AL*+UI | 59TN6C120C24**22 | 33600 | 18.5 | 8.5 | 36600 | 25800 | 70.49% | 2.04 | 0 | 12 |  |  |  |  | R-410A | 2.8 | Residential & Commercial | USHP | Ducted CEE Tier 1
214063792 | Central HP <5.4 tons | BOSCH | HRCU-A-CB (Split System: Heat Pump with Remote Outdoor Unit-Air-Source) | BOVA-24HDN1-M15G | ASPEN |  | AE(D,N,U)+CM24C24+TDR | 0 | 20800 | 15.6 | 8.5 | 23600 | 23400 | 99.15% | 2.48 | 0 | 11.2 |  |  |  |  | R-410A | 1.7333 | Residential & Commercial | USHP | Ducted CEE Tier 1
213785746 | Central HP <5.4 tons | CARRIER | HRCU-A-CB (Split System: Heat Pump with Remote Outdoor Unit-Air-Source) | 25VNA436A*031* |  |  | CSPH*6012AL*+UI | 59MN7C060C17**14 | 33600 | 18 | 8.5 | 36400 | 25600 | 70.33% | 2 | 0 | 11.5 |  |  |  |  | R-410A | 2.8 | Residential & Commercial | USHP | Ducted CEE Tier 1
213785760 | Central HP <5.4 tons | CARRIER | HRCU-A-CB (Split System: Heat Pump with Remote Outdoor Unit-Air-Source) | 25VNA436A*031* |  |  | CSPH*6012AL*+UI | 59TN6C120C24**22 | 34000 | 19 | 8.5 | 36000 | 25200 | 70% | 2.02 | 0 | 12 |  |  |  |  | R-410A | 2.8333 | Residential & Commercial | USHP | Ducted CEE Tier 1
214568263 | Central HP <5.4 tons | GREE | HRCU-A-C (Split System: Heat Pump with Remote Outdoor Unit with No Indoor Fan --Air Source) | FLEXX24HP230V1AO | ADP |  | H,RG33936+TD | 0 | 22400 | 15.2 | 8.4 | 22400 | 19100 | 85.27% | 1.78 | 0 | 10.5 |  |  |  |  | R-410A | 1.8667 | Residential & Commercial | USHP | Ducted CEE Tier 1
214094122 | Central HP <5.4 tons | BOSCH | HRCU-A-CB (Split System: Heat Pump with Remote Outdoor Unit-Air-Source) | BOVB-36HDN1-M20G | ASPEN |  | DM36A34+TDR | BGH96M100C5A | 29600 | 18 | 8.5 | 33800 | 27400 | 81.07% | 2.39 | 0 | 11.5 |  |  |  |  | R-410A | 2.4667 | Residential & Commercial | USHP | Ducted CEE Tier 1
214063990 | Central HP <5.4 tons | BOSCH | HRCU-A-CB (Split System: Heat Pump with Remote Outdoor Unit-Air-Source) | BOVB-36HDN1-M20G | ASPEN |  | D(A,C,E)30B34+TDR | BGH96M060B3B | 22200 | 18 | 8.7 | 23800 | 22200 | 93.28% | 2.23 | 0 | 11.8 |  |  |  |  | R-410A | 1.85 | Residential & Commercial | USHP | Ducted CEE Tier 1
214094128 | Central HP <5.4 tons | BOSCH | HRCU-A-CB (Split System: Heat Pump with Remote Outdoor Unit-Air-Source) | BOVA-36HDN1-M20G | ASPEN |  | DM42B34+TDR | BGH96M100C5A | 30400 | 18.3 | 8.7 | 34000 | 27400 | 80.59% | 2.43 | 0 | 11.7 |  |  |  |  | R-410A | 2.5333 | Residential & Commercial | USHP | Ducted CEE Tier 1
214064011 | Central HP <5.4 tons | BOSCH | HRCU-A-CB (Split System: Heat Pump with Remote Outdoor Unit-Air-Source) | BOVB-36HDN1-M20G | ASPEN |  | D(A,C,E)36B34+TDR | BGH96M080C4A | 31400 | 17.5 | 8.7 | 34000 | 26400 | 77.65% | 2.44 | 0 | 10.8 |  |  |  |  | R-410A | 2.6167 | Residential & Commercial | USHP | Ducted CEE Tier 1
214064012 | Central HP <5.4 tons | BOSCH | HRCU-A-CB (Split System: Heat Pump with Remote Outdoor Unit-Air-Source) | BOVB-36HDN1-M20G | ASPEN |  | D(A,C,E)36C44+TDR | BGH96M080C4A | 32600 | 17.5 | 9 | 34200 | 26600 | 77.78% | 2.51 | 0 | 11 |  |  |  |  | R-410A | 2.7167 | Residential & Commercial | USHP | Ducted CEE Tier 1
214064028 | Central HP <5.4 tons | BOSCH | HRCU-A-CB (Split System: Heat Pump with Remote Outdoor Unit-Air-Source) | BOVB-36HDN1-M20G | ASPEN |  | D(A,C,E)36D34+TDR | BGH96M100C5B | 31000 | 18.5 | 9 | 34200 | 27600 | 80.7% | 2.51 | 0 | 11.8 |  |  |  |  | R-410A | 2.5833 | Residential & Commercial | USHP | Ducted CEE Tier 1
212628049 | Central HP <5.4 tons | COLEMAN | HRCU-A-CB (Split System: Heat Pump with Remote Outdoor Unit-Air-Source) | HMH72B341 | ASPEN |  | C(A,C,D,E)48C26+TDR | TL8E100C20UH11 | 30600 | 17.1 | 8.5 | 34000 | 27400 | 80.59% | 2.69 | 0 | 9.6 |  |  |  |  | R-410A | 2.55 | Residential & Commercial | USHP
212628065 | Central HP <5.4 tons | COLEMAN | HRCU-A-CB (Split System: Heat Pump with Remote Outdoor Unit-Air-Source) | HMH72B341 | ASPEN |  | D(A,C,E)48D26+TDR | TL8E100C20UH11 | 31000 | 17.3 | 8.5 | 34000 | 27400 | 80.59% | 2.69 | 0 | 9.7 |  |  |  |  | R-410A | 2.5833 | Residential & Commercial | USHP
212628104 | Central HP <5.4 tons | COLEMAN | HRCU-A-CB (Split System: Heat Pump with Remote Outdoor Unit-Air-Source) | HMH72B341 | ASPEN |  | D(A,C,E)36C36+TDR | TM9V100C20MP12 | 32400 | 17.5 | 8.5 | 34000 | 28400 | 83.53% | 2.7 | 0 | 9.5 |  |  |  |  | R-410A | 2.7 | Residential & Commercial | USHP
212628115 | Central HP <5.4 tons | COLEMAN | HRCU-A-CB (Split System: Heat Pump with Remote Outdoor Unit-Air-Source) | HMH72B341 | ASPEN |  | D(A,C,E)48D36+TDR | TM9V100C20MP12 | 33400 | 17.5 | 8.5 | 34000 | 28400 | 83.53% | 2.7 | 0 | 9.5 |  |  |  |  | R-410A | 2.7833 | Residential & Commercial | USHP
212628131 | Central HP <5.4 tons | COLEMAN | HRCU-A-CB (Split System: Heat Pump with Remote Outdoor Unit-Air-Source) | HMH72B341 | ASPEN |  | D(A,C,E)48B36+TDR | TP9C100C20MP13 | 32600 | 17.5 | 8.1 | 34000 | 28400 | 83.53% | 2.46 | 0 | 9.5 |  |  |  |  | R-410A | 2.7167 | Residential & Commercial | USHP
216755690 | Central HP <5.4 tons | COMFORTMAKER | HRCU-A-CB (Split System: Heat Pump with Remote Outdoor Unit-Air-Source) | D5CUHAH30AAK |  |  | EA*5X43M21A* | *80MSU0802120A* | 31200 | 15.5 | 9 | 34200 | 30000 | 87.72% | 1.8 | 0 | 9.5 |  |  |  |  | R-454B | 2.6 | Residential & Commercial | USHP
214522686 | Central HP <5.4 tons | FRIEDRICH | HRCU-A-C (Split System: Heat Pump with Remote Outdoor Unit with No Indoor Fan --Air Source) | WFPU18Z363C | ASPEN |  | DX30A44+TDR | 0 | 28000 | 15.4 | 9.2 | 29800 | 24200 | 81.21% | 2.08 | 0 | 11.1 |  |  |  |  | R-410A | 2.3333 | Residential & Commercial | USHP | Ducted CEE Tier 1
214584493 | Central HP <5.4 tons | BOSCH | HRCU-A-C (Split System: Heat Pump with Remote Outdoor Unit with No Indoor Fan --Air Source) | BOVA-36HDN1-M20G | ASPEN |  | D(A,C,E)24C44+TDR | 0 | 22000 | 15.2 | 8.8 | 24000 | 19100 | 79.58% | 1.94 | 0 | 11.9 |  |  |  |  | R-410A | 1.8333 | Residential & Commercial | USHP | Ducted CEE Tier 1
214094115 | Central HP <5.4 tons | BOSCH | HRCU-A-CB (Split System: Heat Pump with Remote Outdoor Unit-Air-Source) | BOVA-36HDN1-M20G | ASPEN |  | DM36A34+TDR | BGH96M100C5B | 29600 | 18 | 8.5 | 33800 | 27400 | 81.07% | 2.39 | 0 | 11.5 |  |  |  |  | R-410A | 2.4667 | Residential & Commercial | USHP | Ducted CEE Tier 1
212362828 | Central HP <5.4 tons | GOETTL | HRCU-A-CB (Split System: Heat Pump with Remote Outdoor Unit-Air-Source) | GSZV903610A* |  |  | CSCF3642N6D*+TXV | G*VC800604B*A* | 33800 | 18.5 | 8.2 | 34000 | 24400 | 71.76% | 1.8 | 0 | 11.5 |  |  |  |  | R-410A | 2.8167 | Residential & Commercial | USHP | Ducted CEE Tier 1
213270398 | Central HP <5.4 tons | GE Appliances | HRCU-A-C (Split System: Heat Pump with Remote Outdoor Unit with No Indoor Fan --Air Source) | AUH2436ZGDA* | ADP |  | PL36H***P429+TD | 0 | 22200 | 15.2 | 8.35 | 22400 | 21200 | 94.64% | 1.78 | 0 | 10.5 |  |  |  |  | R-410A | 1.85 | Residential & Commercial | USHP | Ducted CEE Tier 1
213355060 | Central HP <5.4 tons | GE Appliances | HRCU-A-CB (Split System: Heat Pump with Remote Outdoor Unit-Air-Source) | AUH2436ZGDA* | ADP |  | FG33936+AEFE3A* | 0 | 31400 | 16 | 8.4 | 32400 | 23600 | 72.84% | 1.8 | 0 | 9 |  |  |  |  | R-410A | 2.6167 | Residential & Commercial | USHP
214797810 | Central HP <5.4 tons | GREE | HRCU-A-C (Split System: Heat Pump with Remote Outdoor Unit with No Indoor Fan --Air Source) | FLEXX24HP230V1AO | ADP |  | HE7J936+TD | 0 | 22200 | 15.2 | 8.4 | 22400 | 19100 | 85.27% | 1.78 | 0 | 10.5 |  |  |  |  | R-410A | 1.85 | Residential & Commercial | USHP | Ducted CEE Tier 1
213386569 | Central HP <5.4 tons | GE Appliances | HRCU-A-C (Split System: Heat Pump with Remote Outdoor Unit with No Indoor Fan --Air Source) | AUH2436ZGDA* | ADP |  | *E7J936 | 0 | 22200 | 15.2 | 8.4 | 22400 | 21200 | 94.64% | 1.78 | 0 | 10.5 |  |  |  |  | R-410A | 1.85 | Residential & Commercial | USHP | Ducted CEE Tier 1
213270401 | Central HP <5.4 tons | GE Appliances | HRCU-A-C (Split System: Heat Pump with Remote Outdoor Unit with No Indoor Fan --Air Source) | AUH2436ZGDA* | ADP |  | V36H***P429+TD | 0 | 22200 | 15.2 | 8.35 | 22400 | 21200 | 94.64% | 1.78 | 0 | 10.5 |  |  |  |  | R-410A | 1.85 | Residential & Commercial | USHP | Ducted CEE Tier 1
213270408 | Central HP <5.4 tons | GE Appliances | HRCU-A-C (Split System: Heat Pump with Remote Outdoor Unit with No Indoor Fan --Air Source) | AUH2436ZGDA* | ADP |  | V30H***P219+TD | 0 | 22600 | 15.2 | 8.5 | 22400 | 21200 | 94.64% | 1.8 | 0 | 10.5 |  |  |  |  | R-410A | 1.8833 | Residential & Commercial | USHP | Ducted CEE Tier 1
211750025 | Central HP <5.4 tons | GREE | HRCU-A-C (Split System: Heat Pump with Remote Outdoor Unit with No Indoor Fan --Air Source) | GUD60W/A-D(U) | ADP |  | *E49960+TD | 0 | 50500 | 15.2 | 8.35 | 51000 | 36800 | 72.16% | 1.78 | 0 | 9.5 |  |  |  |  | R-410A | 4.2083 | Residential & Commercial | USHP
212851779 | Central HP <5.4 tons | GE Appliances | HRCU-A-C (Split System: Heat Pump with Remote Outdoor Unit with No Indoor Fan --Air Source) | AUH4860ZGDA* | ADP |  | HE49960+TD | 0 | 50500 | 15.2 | 8.35 | 51000 | 36800 | 72.16% | 1.78 | 0 | 9.5 |  |  |  |  | R-410A | 4.2083 | Residential & Commercial | USHP
214063989 | Central HP <5.4 tons | BOSCH | HRCU-A-CB (Split System: Heat Pump with Remote Outdoor Unit-Air-Source) | BOVB-36HDN1-M20G | ASPEN |  | D(A,C,E)24B34+TDR | BGH96M060B3B | 21800 | 18 | 8.5 | 23800 | 22200 | 93.28% | 2.19 | 0 | 11 |  |  |  |  | R-410A | 1.8167 | Residential & Commercial | USHP | Ducted CEE Tier 1
214063998 | Central HP <5.4 tons | BOSCH | HRCU-A-CB (Split System: Heat Pump with Remote Outdoor Unit-Air-Source) | BOVB-36HDN1-M20G | ASPEN |  | D(A,C,E)36A34+TDR | BGH96M080B3A | 22200 | 18 | 8.4 | 23600 | 22200 | 94.07% | 2.17 | 0 | 11.8 |  |  |  |  | R-410A | 1.85 | Residential & Commercial | USHP | Ducted CEE Tier 1
215427938 | Central HP <5.4 tons | FRIEDRICH | HRCU-A-CB (Split System: Heat Pump with Remote Outdoor Unit-Air-Source) | WFPU17Z243C | ASPEN |  | AE*S+DM36A34+TDR | 0 | 20200 | 15.2 | 8.5 | 21600 | 15800 | 73.15% | 2.2 | 0 | 9.8 |  |  |  |  | R-410A | 1.6833 | Residential & Commercial | USHP
213369653 | Central HP <5.4 tons | GE Appliances | HRCU-A-C (Split System: Heat Pump with Remote Outdoor Unit with No Indoor Fan --Air Source) | AUH2436ZGDA* | ADP |  | *G9J930+TD | 0 | 22800 | 15.2 | 8.5 | 22400 | 21200 | 94.64% | 1.8 | 0 | 11 |  |  |  |  | R-410A | 1.9 | Residential & Commercial | USHP | Ducted CEE Tier 1
212954619 | Central HP <5.4 tons | GE Appliances | HRCU-A-C (Split System: Heat Pump with Remote Outdoor Unit with No Indoor Fan --Air Source) | AUH2436ZGDA* | ADP |  | HG34936 | 0 | 22800 | 15.2 | 8.5 | 22400 | 21200 | 94.64% | 1.8 | 0 | 11 |  |  |  |  | R-410A | 1.9 | Residential & Commercial | USHP | Ducted CEE Tier 1
215850442 | Central HP <5.4 tons | COLEMAN | HRCU-A-CB (Split System: Heat Pump with Remote Outdoor Unit-Air-Source) | HH836E2S11 | ASPEN |  | C(A,C,D,E)48A3K+TDR | TM9V080B12MP12 | 30800 | 18 | 8.1 | 30800 | 25200 | 81.82% | 2 | 0 | 10.5 |  |  |  |  | R-454B | 2.5667 | Residential & Commercial | USHP | Ducted CEE Tier 1
215850476 | Central HP <5.4 tons | COLEMAN | HRCU-A-CB (Split System: Heat Pump with Remote Outdoor Unit-Air-Source) | HH836E2S11 | ASPEN |  | C(A,C,D,E)36B3K+TDR | TM9Y080C16MP11 | 31200 | 18 | 8.5 | 32000 | 25800 | 80.62% | 2 | 0 | 10.5 |  |  |  |  | R-454B | 2.6 | Residential & Commercial | USHP | Ducted CEE Tier 1
215850558 | Central HP <5.4 tons | COLEMAN | HRCU-A-CB (Split System: Heat Pump with Remote Outdoor Unit-Air-Source) | HH836E2S11 | ASPEN |  | C(A,C,D,E)48A3K+TDR | TPLC080C16MP13 | 31200 | 18 | 8.1 | 31200 | 25400 | 81.41% | 2 | 0 | 10.5 |  |  |  |  | R-454B | 2.6 | Residential & Commercial | USHP | Ducted CEE Tier 1
214064006 | Central HP <5.4 tons | BOSCH | HRCU-A-CB (Split System: Heat Pump with Remote Outdoor Unit-Air-Source) | BOVB-36HDN1-M20G | ASPEN |  | D(A,C,E)36B34+TDR | BGH96M080B3B | 22400 | 18 | 8.8 | 23800 | 22400 | 94.12% | 2.26 | 0 | 11.9 |  |  |  |  | R-410A | 1.8667 | Residential & Commercial | USHP | Ducted CEE Tier 1
214063840 | Central HP <5.4 tons | BOSCH | HRCU-A-CB (Split System: Heat Pump with Remote Outdoor Unit-Air-Source) | BOVA-36HDN1-M20G | ASPEN |  | D(A,C,E)36C44+TDR | BGH96M060B3A | 23200 | 18 | 9 | 24000 | 22200 | 92.5% | 2.28 | 0 | 12 |  |  |  |  | R-410A | 1.9333 | Residential & Commercial | USHP | Ducted CEE Tier 1
213270400 | Central HP <5.4 tons | GE Appliances | HRCU-A-C (Split System: Heat Pump with Remote Outdoor Unit with No Indoor Fan --Air Source) | AUH2436ZGDA* | ADP |  | V30H***P429+TD | 0 | 22200 | 15.2 | 8.35 | 22400 | 21200 | 94.64% | 1.78 | 0 | 10.5 |  |  |  |  | R-410A | 1.85 | Residential & Commercial | USHP | Ducted CEE Tier 1
214094149 | Central HP <5.4 tons | BOSCH | HRCU-A-CB (Split System: Heat Pump with Remote Outdoor Unit-Air-Source) | BOVB-60HDN1-M18M | ASPEN |  | DM59A44+TDR | BGH96M080B3B | 41000 | 16.5 | 8.1 | 45500 | 35000 | 76.92% | 2.37 | 0 | 10.4 |  |  |  |  | R-410A | 3.4167 | Residential & Commercial | USHP | Ducted CEE Tier 1
213147355 | Central HP <5.4 tons | BRYANT HEATING AND COOLING SYSTEMS | HRCU-A-CB (Split System: Heat Pump with Remote Outdoor Unit-Air-Source) | 38MURAQ30AB3* | ADP |  | C36A***L129+AEFE4B* | 0 | 29600 | 15.2 | 8.15 | 33200 | 27000 | 81.33% | 1.76 | 0 | 8.5 |  |  |  |  | R-410A | 2.4667 | Residential & Commercial | USHP
214784852 | Central HP <5.4 tons | COMFORTMAKER | HRCU-A-C (Split System: Heat Pump with Remote Outdoor Unit with No Indoor Fan --Air Source) | DLCURAH24ABK | ADP |  | H,GG32930+TD | 0 | 24000 | 16 | 9.4 | 23400 | 19600 | 83.76% | 1.94 | 0 | 10.5 |  |  |  |  | R-410A | 2 | Residential & Commercial | USHP | Ducted CEE Tier 1
207764680 | Central HP <5.4 tons | GE Appliances | HRCU-A-CB (Split System: Heat Pump with Remote Outdoor Unit-Air-Source) | AUH2436ZGDA* | ADP |  | SK7925 | 0 | 22200 | 17 | 8.85 | 22400 | 21600 | 96.43% | 1.78 | 11.7 | 11.7 |  |  |  |  | R-410A | 1.85 | Residential & Commercial | USHP | Ducted CEE Tier 1
213270405 | Central HP <5.4 tons | GE Appliances | HRCU-A-C (Split System: Heat Pump with Remote Outdoor Unit with No Indoor Fan --Air Source) | AUH2436ZGDA* | ADP |  | PL36H210P749+TD | 0 | 22600 | 15.2 | 8.5 | 22400 | 21200 | 94.64% | 1.8 | 0 | 10.5 |  |  |  |  | R-410A | 1.8833 | Residential & Commercial | USHP | Ducted CEE Tier 1
207764663 | Central HP <5.4 tons | GE Appliances | HRCU-A-CB (Split System: Heat Pump with Remote Outdoor Unit-Air-Source) | AUH2436ZGDA* | ADP |  | F,PE*BB8931 | 0 | 23400 | 16 | 8.95 | 22400 | 21600 | 96.43% | 1.78 | 11.7 | 11.7 |  |  |  |  | R-410A | 1.95 | Residential & Commercial | USHP | Ducted CEE Tier 1
214094129 | Central HP <5.4 tons | BOSCH | HRCU-A-CB (Split System: Heat Pump with Remote Outdoor Unit-Air-Source) | BOVA-36HDN1-M20G | ASPEN |  | DM42B34+TDR | BGH96M100C5B | 30400 | 18.3 | 8.7 | 34000 | 27400 | 80.59% | 2.43 | 0 | 11.7 |  |  |  |  | R-410A | 2.5333 | Residential & Commercial | USHP | Ducted CEE Tier 1
214063793 | Central HP <5.4 tons | BOSCH | HRCU-A-CB (Split System: Heat Pump with Remote Outdoor Unit-Air-Source) | BOVA-36HDN1-M20G | ASPEN |  | AE(D,N,U)+CM24C34+TDR | 0 | 22200 | 19.8 | 9.3 | 24000 | 27200 | 113.3% | 2.55 | 0 | 12 |  |  |  |  | R-410A | 1.85 | Residential & Commercial | USHP | Ducted CEE Tier 1
214063862 | Central HP <5.4 tons | BOSCH | HRCU-A-CB (Split System: Heat Pump with Remote Outdoor Unit-Air-Source) | BOVA-36HDN1-M20G | ASPEN |  | D(A,C,E)36D34+TDR | BGH96M080C4B | 32200 | 17.5 | 8.9 | 34200 | 26600 | 77.78% | 2.5 | 0 | 11 |  |  |  |  | R-410A | 2.6833 | Residential & Commercial | USHP | Ducted CEE Tier 1
214063863 | Central HP <5.4 tons | BOSCH | HRCU-A-CB (Split System: Heat Pump with Remote Outdoor Unit-Air-Source) | BOVA-36HDN1-M20G | ASPEN |  | D(A,C,E)48A34+TDR | BGH96M080C4B | 31600 | 17.5 | 8.6 | 33800 | 26400 | 78.11% | 2.42 | 0 | 10.9 |  |  |  |  | R-410A | 2.6333 | Residential & Commercial | USHP | Ducted CEE Tier 1
213307502 | Central HP <5.4 tons | GE Appliances | HRCU-A-C (Split System: Heat Pump with Remote Outdoor Unit with No Indoor Fan --Air Source) | AUH4860ZGDA* | ADP |  | M48E499+TD | 0 | 45500 | 15.2 | 8.35 | 46000 | 33200 | 72.17% | 1.78 | 0 | 10 |  |  |  |  | R-410A | 3.7917 | Residential & Commercial | USHP | Ducted CEE Tier 1
213379866 | Central HP <5.4 tons | GE Appliances | HRCU-A-C (Split System: Heat Pump with Remote Outdoor Unit with No Indoor Fan --Air Source) | AUH4860ZGDA* | ADP |  | HE49960 | 0 | 47000 | 15.2 | 8.35 | 46000 | 33200 | 72.17% | 1.78 | 0 | 10 |  |  |  |  | R-410A | 3.9167 | Residential & Commercial | USHP | Ducted CEE Tier 1
214584509 | Central HP <5.4 tons | BOSCH | HRCU-A-C (Split System: Heat Pump with Remote Outdoor Unit with No Indoor Fan --Air Source) | BOVB-36HDN1-M20G | ASPEN |  | D(A,C,E)36A44+TDR | 0 | 21800 | 15.2 | 8.7 | 23800 | 33000 | 138.7% | 1.9 | 0 | 11.8 |  |  |  |  | R-410A | 1.8167 | Residential & Commercial | USHP | Ducted CEE Tier 1
214094117 | Central HP <5.4 tons | BOSCH | HRCU-A-CB (Split System: Heat Pump with Remote Outdoor Unit-Air-Source) | BOVB-36HDN1-M20G | ASPEN |  | DM36A34+TDR | BGH96M060B3B | 22200 | 18.3 | 8.4 | 23600 | 23000 | 97.46% | 2.3 | 0 | 11.8 |  |  |  |  | R-410A | 1.85 | Residential & Commercial | USHP | Ducted CEE Tier 1
216439959 | Central HP <5.4 tons | AMERICAN STANDARD | HRCU-A-CB (Split System: Heat Pump with Remote Outdoor Unit-Air-Source) | 5A6V0X24A1 |  |  | 5PX*B006AS3 | S9V2B060U4PSC+LRP | 22200 | 21.4 | 10 | 22600 | 18200 | 80.53% | 2.2 | 0 | 12 |  |  |  |  | R-454B | 1.85 | Residential & Commercial | USHP | Ducted CEE Tier 1
212507777 | Central HP <5.4 tons | BOSCH | HRCU-A-CB (Split System: Heat Pump with Remote Outdoor Unit-Air-Source) | BOVA-36HDN1-M15G | ASPEN |  | L(E,G)M24H4 | 0 | 23200 | 15.2 | 8.2 | 23400 | 23200 | 99.15% | 2.5 | 0 | 10.5 |  |  |  |  | R-410A | 1.9333 | Residential & Commercial | USHP | Ducted CEE Tier 1
212623052 | Central HP <5.4 tons | COLEMAN | HRCU-A-CB (Split System: Heat Pump with Remote Outdoor Unit-Air-Source) | HMH72B341 | ASPEN |  | D(A,C,E)36B44+TDR | TM9E080B12MP12 | 33000 | 17.5 | 8.5 | 33800 | 27400 | 81.07% | 2.65 | 0 | 10 |  |  |  |  | R-410A | 2.75 | Residential & Commercial | USHP | Ducted CEE Tier 1
213379867 | Central HP <5.4 tons | GE Appliances | HRCU-A-C (Split System: Heat Pump with Remote Outdoor Unit with No Indoor Fan --Air Source) | AUH2436ZGDA* | ADP |  | HE7J936 | 0 | 22200 | 15.2 | 8.4 | 22400 | 21200 | 94.64% | 1.78 | 0 | 10.5 |  |  |  |  | R-410A | 1.85 | Residential & Commercial | USHP | Ducted CEE Tier 1
214584494 | Central HP <5.4 tons | BOSCH | HRCU-A-C (Split System: Heat Pump with Remote Outdoor Unit with No Indoor Fan --Air Source) | BOVA-36HDN1-M20G | ASPEN |  | D(A,C,E)30B44+TDR | 0 | 22000 | 15.2 | 8.8 | 24000 | 16900 | 70.42% | 1.98 | 0 | 11.9 |  |  |  |  | R-410A | 1.8333 | Residential & Commercial | USHP | Ducted CEE Tier 1
214063839 | Central HP <5.4 tons | BOSCH | HRCU-A-CB (Split System: Heat Pump with Remote Outdoor Unit-Air-Source) | BOVA-36HDN1-M20G | ASPEN |  | D(A,C,E)30B34+TDR | BGH96M060B3A | 22200 | 18 | 8.7 | 23800 | 22200 | 93.28% | 2.23 | 0 | 11.8 |  |  |  |  | R-410A | 1.85 | Residential & Commercial | USHP | Ducted CEE Tier 1
215057480 | Central HP <5.4 tons | BOSCH | HRCU-A-CB (Split System: Heat Pump with Remote Outdoor Unit-Air-Source) | BOVD-36HDN1-M20G | ASPEN |  | L(E,G)M24G4 | 0 | 22000 | 18 | 8.1 | 23000 | 17600 | 76.52% | 2 | 0 | 12 |  |  |  |  | R-410A | 1.8333 | Residential & Commercial | USHP | Ducted CEE Tier 1
215057487 | Central HP <5.4 tons | BOSCH | HRCU-A-CB (Split System: Heat Pump with Remote Outdoor Unit-Air-Source) | BOVD-36HDN1-M20G | ASPEN |  | L(E,G)M24I4 | 0 | 22800 | 18.5 | 8.5 | 23200 | 17600 | 75.86% | 2 | 0 | 12.5 |  |  |  |  | R-410A | 1.9 | Residential & Commercial | USHP | Ducted CEE Tier 1
212862155 | Central HP <5.4 tons | GE Appliances | HRCU-A-C (Split System: Heat Pump with Remote Outdoor Unit with No Indoor Fan --Air Source) | AUH2436ZGDA* | ADP |  | HE7J924+TD | 0 | 22200 | 15.2 | 8.4 | 22400 | 21200 | 94.64% | 1.78 | 0 | 10.5 |  |  |  |  | R-410A | 1.85 | Residential & Commercial | USHP | Ducted CEE Tier 1
213270407 | Central HP <5.4 tons | GE Appliances | HRCU-A-C (Split System: Heat Pump with Remote Outdoor Unit with No Indoor Fan --Air Source) | AUH2436ZGDA* | ADP |  | PL36H***P219+TD | 0 | 22600 | 15.2 | 8.5 | 22400 | 21200 | 94.64% | 1.8 | 0 | 10.5 |  |  |  |  | R-410A | 1.8833 | Residential & Commercial | USHP | Ducted CEE Tier 1
213369647 | Central HP <5.4 tons | GE Appliances | HRCU-A-C (Split System: Heat Pump with Remote Outdoor Unit with No Indoor Fan --Air Source) | AUH2436ZGDA* | ADP |  | *E7J924+TD | 0 | 22200 | 15.2 | 8.4 | 22400 | 21200 | 94.64% | 1.78 | 0 | 10.5 |  |  |  |  | R-410A | 1.85 | Residential & Commercial | USHP | Ducted CEE Tier 1
213369654 | Central HP <5.4 tons | GE Appliances | HRCU-A-C (Split System: Heat Pump with Remote Outdoor Unit with No Indoor Fan --Air Source) | AUH2436ZGDA* | ADP |  | *G9J936+TD | 0 | 22800 | 15.2 | 8.5 | 22400 | 21200 | 94.64% | 1.8 | 0 | 11 |  |  |  |  | R-410A | 1.9 | Residential & Commercial | USHP | Ducted CEE Tier 1
213841917 | Central HP <5.4 tons | GE Appliances | HRCU-A-CB (Split System: Heat Pump with Remote Outdoor Unit-Air-Source) | AUH2436ZGDA* | ADP |  | SK7924+TD | 0 | 21400 | 15.2 | 8.25 | 22400 | 21200 | 94.64% | 1.76 | 0 | 10.5 |  |  |  |  | R-410A | 1.7833 | Residential & Commercial | USHP | Ducted CEE Tier 1
214094123 | Central HP <5.4 tons | BOSCH | HRCU-A-CB (Split System: Heat Pump with Remote Outdoor Unit-Air-Source) | BOVB-36HDN1-M20G | ASPEN |  | DM36A34+TDR | BGH96M100C5B | 29600 | 18 | 8.5 | 33800 | 27400 | 81.07% | 2.39 | 0 | 11.5 |  |  |  |  | R-410A | 2.4667 | Residential & Commercial | USHP | Ducted CEE Tier 1
214063866 | Central HP <5.4 tons | BOSCH | HRCU-A-CB (Split System: Heat Pump with Remote Outdoor Unit-Air-Source) | BOVA-36HDN1-M20G | ASPEN |  | D(A,C,E)36B34+TDR | BGH96M100C5B | 30200 | 18.5 | 8.8 | 34000 | 27800 | 81.76% | 2.49 | 0 | 11 |  |  |  |  | R-410A | 2.5167 | Residential & Commercial | USHP | Ducted CEE Tier 1
214064014 | Central HP <5.4 tons | BOSCH | HRCU-A-CB (Split System: Heat Pump with Remote Outdoor Unit-Air-Source) | BOVB-36HDN1-M20G | ASPEN |  | D(A,C,E)48A34+TDR | BGH96M080C4A | 31600 | 17.5 | 8.6 | 33800 | 26400 | 78.11% | 2.42 | 0 | 10.9 |  |  |  |  | R-410A | 2.6333 | Residential & Commercial | USHP | Ducted CEE Tier 1
214064023 | Central HP <5.4 tons | BOSCH | HRCU-A-CB (Split System: Heat Pump with Remote Outdoor Unit-Air-Source) | BOVB-36HDN1-M20G | ASPEN |  | D(A,C,E)36D34+TDR | BGH96M100C5A | 31000 | 18.5 | 9 | 34200 | 27600 | 80.7% | 2.51 | 0 | 11.8 |  |  |  |  | R-410A | 2.5833 | Residential & Commercial | USHP | Ducted CEE Tier 1
214522689 | Central HP <5.4 tons | FRIEDRICH | HRCU-A-C (Split System: Heat Pump with Remote Outdoor Unit with No Indoor Fan --Air Source) | WFPU18Z363C | ASPEN |  | DX36C44+TDR | 0 | 28400 | 15.5 | 9.2 | 30000 | 24200 | 80.67% | 2.08 | 0 | 11.3 |  |  |  |  | R-410A | 2.3667 | Residential & Commercial | USHP | Ducted CEE Tier 1
215427939 | Central HP <5.4 tons | FRIEDRICH | HRCU-A-C (Split System: Heat Pump with Remote Outdoor Unit with No Indoor Fan --Air Source) | WFPU18Z363C | ASPEN |  | DM42B34+TDR | 0 | 28800 | 15.2 | 9 | 28800 | 24800 | 86.11% | 2.1 | 0 | 11 |  |  |  |  | R-410A | 2.4 | Residential & Commercial | USHP | Ducted CEE Tier 1
216487523 | Central HP <5.4 tons | BRYANT HEATING AND COOLING SYSTEMS | HRCU-A-CB (Split System: Heat Pump with Remote Outdoor Unit-Air-Source) | 290VAN048**AA* | ADP |  | CE(P,V)4817G1K*+TXV | 987MC60060C21*** | 44000 | 17 | 9 | 47000 | 34200 | 72.77% | 2.04 | 0 | 9.5 |  |  |  |  | R-454B | 3.6667 | Residential & Commercial | USHP
215391371 | Central HP <5.4 tons | FRIEDRICH | HRCU-A-CB (Split System: Heat Pump with Remote Outdoor Unit-Air-Source) | WFPU17Z243C | ASPEN |  | L(E,F)W30F4 | 0 | 21200 | 16 | 8.1 | 23000 | 18000 | 78.26% | 2.3 | 0 | 10 |  |  |  |  | R-410A | 1.7667 | Residential & Commercial | USHP | Ducted CEE Tier 1
207764676 | Central HP <5.4 tons | GE Appliances | HRCU-A-CB (Split System: Heat Pump with Remote Outdoor Unit-Air-Source) | AUH2436ZGDA* | ADP |  | CE3005C+TXV | 0 | 23000 | 15.2 | 8.8 | 22400 | 21600 | 96.43% | 1.78 | 11.5 | 11.5 |  |  |  |  | R-410A | 1.9167 | Residential & Commercial | USHP | Ducted CEE Tier 1
214385858 | Central HP <5.4 tons | COMFORTMAKER | HRCU-A-C (Split System: Heat Pump with Remote Outdoor Unit with No Indoor Fan --Air Source) | DLCURAH24ABK | ADP |  | H,YA10936+TD | 0 | 24000 | 16 | 9.15 | 23200 | 19600 | 84.48% | 1.9 | 0 | 10.5 |  |  |  |  | R-410A | 2 | Residential & Commercial | USHP | Ducted CEE Tier 1
214784848 | Central HP <5.4 tons | COMFORTMAKER | HRCU-A-C (Split System: Heat Pump with Remote Outdoor Unit with No Indoor Fan --Air Source) | DLCURAH18ABK | ADP |  | H,GG31930+TD | 0 | 18000 | 16 | 9.2 | 17300 | 14600 | 84.39% | 2.14 | 0 | 11.7 |  |  |  |  | R-410A | 1.5 | Residential & Commercial | USHP | Ducted CEE Tier 1
214063858 | Central HP <5.4 tons | BOSCH | HRCU-A-CB (Split System: Heat Pump with Remote Outdoor Unit-Air-Source) | BOVA-36HDN1-M20G | ASPEN |  | D(A,C,E)36C44+TDR | BGH96M080C4A | 32600 | 17.5 | 9 | 34200 | 26600 | 77.78% | 2.51 | 0 | 11 |  |  |  |  | R-410A | 2.7167 | Residential & Commercial | USHP | Ducted CEE Tier 1
214063865 | Central HP <5.4 tons | BOSCH | HRCU-A-CB (Split System: Heat Pump with Remote Outdoor Unit-Air-Source) | BOVA-36HDN1-M20G | ASPEN |  | D(A,C,E)36A34+TDR | BGH96M100C5B | 29800 | 18.5 | 8.7 | 34000 | 27400 | 80.59% | 2.43 | 0 | 11 |  |  |  |  | R-410A | 2.4833 | Residential & Commercial | USHP | Ducted CEE Tier 1
212507768 | Central HP <5.4 tons | BOSCH | HRCU-A-CB (Split System: Heat Pump with Remote Outdoor Unit-Air-Source) | BOVA-36HDN1-M20G | ASPEN |  | AFM234+TDR | 0 | 23800 | 19.5 | 9 | 23800 | 26600 | 111.8% | 2.61 | 0 | 12.5 |  |  |  |  | R-410A | 1.9833 | Residential & Commercial | USHP | Ducted CEE Tier 1
214595297 | Central HP <5.4 tons | BOSCH | HRCU-A-C (Split System: Heat Pump with Remote Outdoor Unit with No Indoor Fan --Air Source) | BOVA-36HDN1-M20G | ASPEN |  | D(A,C,E)36A46+TDR | 0 | 21800 | 15.2 | 8.7 | 23800 | 20000 | 84.03% | 1.98 | 0 | 11.8 |  |  |  |  | R-410A | 1.8167 | Residential & Commercial | USHP | Ducted CEE Tier 1
213369648 | Central HP <5.4 tons | GE Appliances | HRCU-A-C (Split System: Heat Pump with Remote Outdoor Unit with No Indoor Fan --Air Source) | AUH2436ZGDA* | ADP |  | *E7J930+TD | 0 | 22200 | 15.2 | 8.4 | 22400 | 21200 | 94.64% | 1.78 | 0 | 10.5 |  |  |  |  | R-410A | 1.85 | Residential & Commercial | USHP | Ducted CEE Tier 1
214063988 | Central HP <5.4 tons | BOSCH | HRCU-A-CB (Split System: Heat Pump with Remote Outdoor Unit-Air-Source) | BOVB-36HDN1-M20G | ASPEN |  | D(A,C,E)48A34+TDR | BGH96M060B3A | 30800 | 17.5 | 8.6 | 33600 | 26600 | 79.17% | 2.34 | 0 | 10.5 |  |  |  |  | R-410A | 2.5667 | Residential & Commercial | USHP | Ducted CEE Tier 1
214595308 | Central HP <5.4 tons | BOSCH | HRCU-A-C (Split System: Heat Pump with Remote Outdoor Unit with No Indoor Fan --Air Source) | BOVA-36HDN1-M20G | ASPEN |  | D(A,C,E)36C46+TDR | 0 | 22600 | 15.2 | 9 | 24000 | 20000 | 83.33% | 1.97 | 0 | 12 |  |  |  |  | R-410A | 1.8833 | Residential & Commercial | USHP | Ducted CEE Tier 1
214312483 | Central HP <5.4 tons | BOSCH | HRCU-A-C (Split System: Heat Pump with Remote Outdoor Unit with No Indoor Fan --Air Source) | BOVB-36HDN1-M20G | ASPEN |  | CM36B34+TDR | 0 | 21800 | 15.2 | 8.8 | 23800 | 16900 | 71.01% | 1.75 | 0 | 11.9 |  |  |  |  | R-410A | 1.8167 | Residential & Commercial | USHP | Ducted CEE Tier 1
213355059 | Central HP <5.4 tons | GE Appliances | HRCU-A-CB (Split System: Heat Pump with Remote Outdoor Unit-Air-Source) | AUH2436ZGDA* | ADP |  | FG33936+AEFE4B* | 0 | 31600 | 16 | 8.4 | 32400 | 23600 | 72.84% | 1.8 | 0 | 9 |  |  |  |  | R-410A | 2.6333 | Residential & Commercial | USHP
214331687 | Central HP <5.4 tons | BOSCH | HRCU-A-CB (Split System: Heat Pump with Remote Outdoor Unit-Air-Source) | BOVA-36HDN1-M20G | ASPEN |  | D(A,C,E)30B3G+TXV+TDR | BGH96M060B3B | 22200 | 18 | 8.7 | 23800 | 22200 | 93.28% | 2.23 | 0 | 11.8 |  |  |  |  | R-410A | 1.85 | Residential & Commercial | USHP | Ducted CEE Tier 1
214331856 | Central HP <5.4 tons | BOSCH | HRCU-A-CB (Split System: Heat Pump with Remote Outdoor Unit-Air-Source) | BOVB-36HDN1-M20G | ASPEN |  | D(A,C,E)36B3G+TXV+TDR | BGH96M080C4A | 31400 | 17.5 | 8.7 | 34000 | 26400 | 77.65% | 2.44 | 0 | 10.8 |  |  |  |  | R-410A | 2.6167 | Residential & Commercial | USHP | Ducted CEE Tier 1
212862761 | Central HP <5.4 tons | GE Appliances | HRCU-A-C (Split System: Heat Pump with Remote Outdoor Unit with No Indoor Fan --Air Source) | AUH2436ZGDA* | ADP |  | HE7J930+TD | 0 | 22200 | 15.2 | 8.4 | 22400 | 21200 | 94.64% | 1.78 | 0 | 10.5 |  |  |  |  | R-410A | 1.85 | Residential & Commercial | USHP | Ducted CEE Tier 1
214056974 | Central HP <5.4 tons | American Standard | HRCU-A-C (Split System: Heat Pump with Remote Outdoor Unit with No Indoor Fan --Air Source) | 4TXD2036A10NU** | ASPEN |  | D(A,C,E)24A44+TDR | 0 | 23000 | 15.2 | 8.5 | 24000 | 21600 | 90% | 1.8 | 0 | 11 |  |  |  |  | R-410A | 1.9167 | Residential & Commercial | USHP | Ducted CEE Tier 1
207590956 | Central HP <5.4 tons | GE Appliances | HRCU-A-CB (Split System: Heat Pump with Remote Outdoor Unit-Air-Source) | AUH2436ZGDA* | ADP |  | TUY24ZPDA | 0 | 24000 | 17 | 9 | 24000 | 22000 | 91.67% | 1.8 | 12 | 12 |  |  |  |  | R-410A | 2 | Residential & Commercial | USHP | Ducted CEE Tier 1
212362554 | Central HP <5.4 tons | GOETTL | HRCU-A-CB (Split System: Heat Pump with Remote Outdoor Unit-Air-Source) | ASZV903610A* |  |  | CA*F3137*6A*+TXV | A*VC960803BNB* | 33600 | 18.5 | 8.2 | 34000 | 24400 | 71.76% | 1.8 | 0 | 11.5 |  |  |  |  | R-410A | 2.8 | Residential & Commercial | USHP | Ducted CEE Tier 1
212362588 | Central HP <5.4 tons | GOETTL | HRCU-A-CB (Split System: Heat Pump with Remote Outdoor Unit-Air-Source) | ASZV903610A* |  |  | CHPF3642C6C*+TXV | A*VC960803BNB* | 33400 | 18 | 8.2 | 34000 | 24400 | 71.76% | 1.8 | 0 | 11 |  |  |  |  | R-410A | 2.7833 | Residential & Commercial | USHP | Ducted CEE Tier 1
212869781 | Central HP <5.4 tons | GE Appliances | HRCU-A-C (Split System: Heat Pump with Remote Outdoor Unit with No Indoor Fan --Air Source) | AUH2436ZGDA* | ADP |  | HG8J930+TD | 0 | 22600 | 15.2 | 8.5 | 22400 | 21200 | 94.64% | 1.8 | 0 | 10.5 |  |  |  |  | R-410A | 1.8833 | Residential & Commercial | USHP | Ducted CEE Tier 1
212862159 | Central HP <5.4 tons | GE Appliances | HRCU-A-C (Split System: Heat Pump with Remote Outdoor Unit with No Indoor Fan --Air Source) | AUH2436ZGDA* | ADP |  | HG9J930+TD | 0 | 22800 | 15.2 | 8.5 | 22400 | 21200 | 94.64% | 1.8 | 0 | 11 |  |  |  |  | R-410A | 1.9 | Residential & Commercial | USHP | Ducted CEE Tier 1
214626964 | Central HP <5.4 tons | CARRIER | HRCU-A-CB (Split System: Heat Pump with Remote Outdoor Unit-Air-Source) | 25VNA436A*031* | ADP |  | V,C36H175P459 | 58CU*A040C17**12 | 33800 | 20 | 9 | 33600 | 25600 | 76.19% | 2.04 | 0 | 12.5 |  |  |  |  | R-410A | 2.8167 | Residential & Commercial | USHP | Ducted CEE Tier 1
214802829 | Central HP <5.4 tons | RHEEM | HRCU-A-CB (Split System: Heat Pump with Remote Outdoor Unit-Air-Source) | RP15AZ42AJ2N | ASPEN |  | D(A,C,E)60B44+TDR | R801V1005A21DZ | 39500 | 15.6 | 8.2 | 40000 | 28600 | 71.5% | 3.01 | 0 | 10.1 |  |  |  |  | R-410A | 3.2917 | Residential & Commercial | USHP | Ducted CEE Tier 1
213270411 | Central HP <5.4 tons | GE Appliances | HRCU-A-C (Split System: Heat Pump with Remote Outdoor Unit with No Indoor Fan --Air Source) | AUH2436ZGDA* | ADP |  | V30H175P139+TD | 0 | 22600 | 15.2 | 8.5 | 22400 | 21200 | 94.64% | 1.8 | 0 | 10.5 |  |  |  |  | R-410A | 1.8833 | Residential & Commercial | USHP | Ducted CEE Tier 1
214063842 | Central HP <5.4 tons | BOSCH | HRCU-A-CB (Split System: Heat Pump with Remote Outdoor Unit-Air-Source) | BOVA-36HDN1-M20G | ASPEN |  | D(A,C,E)30B34+TDR | BGH96M060B3B | 22200 | 18 | 8.7 | 23800 | 22200 | 93.28% | 2.23 | 0 | 11.8 |  |  |  |  | R-410A | 1.85 | Residential & Commercial | USHP | Ducted CEE Tier 1
214595307 | Central HP <5.4 tons | BOSCH | HRCU-A-C (Split System: Heat Pump with Remote Outdoor Unit with No Indoor Fan --Air Source) | BOVA-36HDN1-M20G | ASPEN |  | D(A,C,E)30D46+TDR | 0 | 22600 | 15.2 | 9 | 24000 | 20000 | 83.33% | 1.97 | 0 | 12 |  |  |  |  | R-410A | 1.8833 | Residential & Commercial | USHP | Ducted CEE Tier 1
214385681 | Central HP <5.4 tons | COMFORTMAKER | HRCU-A-C (Split System: Heat Pump with Remote Outdoor Unit with No Indoor Fan --Air Source) | DLCURAH36ABK | ADP |  | H,YE35936+TD | 0 | 36000 | 15.2 | 8.55 | 36400 | 31200 | 85.71% | 1.84 | 0 | 10 |  |  |  |  | R-410A | 3 | Residential & Commercial | USHP | Ducted CEE Tier 1
212362576 | Central HP <5.4 tons | GOETTL | HRCU-A-CB (Split System: Heat Pump with Remote Outdoor Unit-Air-Source) | ASZV903610A* |  |  | CA*F3743*6D*+TXV | A*VM971205DNB* | 33200 | 19 | 8.2 | 33600 | 24400 | 72.62% | 1.8 | 0 | 12 |  |  |  |  | R-410A | 2.7667 | Residential & Commercial | USHP | Ducted CEE Tier 1
213270404 | Central HP <5.4 tons | GE Appliances | HRCU-A-C (Split System: Heat Pump with Remote Outdoor Unit with No Indoor Fan --Air Source) | AUH2436ZGDA* | ADP |  | V36H175P149+TD | 0 | 22800 | 15.2 | 8.5 | 22400 | 21200 | 94.64% | 1.8 | 0 | 11 |  |  |  |  | R-410A | 1.9 | Residential & Commercial | USHP | Ducted CEE Tier 1
207764682 | Central HP <5.4 tons | GE Appliances | HRCU-A-CB (Split System: Heat Pump with Remote Outdoor Unit-Air-Source) | AUH2436ZGDA* | ADP |  | SM6931 | 0 | 22600 | 17 | 8.95 | 22400 | 21600 | 96.43% | 1.78 | 12 | 11.7 |  |  |  |  | R-410A | 1.8833 | Residential & Commercial | USHP | Ducted CEE Tier 1
212362550 | Central HP <5.4 tons | GOETTL | HRCU-A-CB (Split System: Heat Pump with Remote Outdoor Unit-Air-Source) | ASZV903610A* |  |  | CA*F3137*6A*+TXV | A*VC800604B*A* | 33600 | 18.5 | 8.2 | 34000 | 24400 | 71.76% | 1.8 | 0 | 12 |  |  |  |  | R-410A | 2.8 | Residential & Commercial | USHP | Ducted CEE Tier 1
212362581 | Central HP <5.4 tons | GOETTL | HRCU-A-CB (Split System: Heat Pump with Remote Outdoor Unit-Air-Source) | ASZV903610A* |  |  | CHPF3642C6C*+TXV | A*VC800804C*A* | 33400 | 18 | 8.2 | 34000 | 24400 | 71.76% | 1.8 | 0 | 11 |  |  |  |  | R-410A | 2.7833 | Residential & Commercial | USHP | Ducted CEE Tier 1
214063867 | Central HP <5.4 tons | BOSCH | HRCU-A-CB (Split System: Heat Pump with Remote Outdoor Unit-Air-Source) | BOVA-36HDN1-M20G | ASPEN |  | D(A,C,E)36C44+TDR | BGH96M100C5B | 31200 | 18.5 | 9 | 34200 | 27600 | 80.7% | 2.51 | 0 | 11.9 |  |  |  |  | R-410A | 2.6 | Residential & Commercial | USHP | Ducted CEE Tier 1
214063999 | Central HP <5.4 tons | BOSCH | HRCU-A-CB (Split System: Heat Pump with Remote Outdoor Unit-Air-Source) | BOVB-36HDN1-M20G | ASPEN |  | D(A,C,E)36B34+TDR | BGH96M080B3A | 22400 | 18 | 8.8 | 23800 | 22400 | 94.12% | 2.26 | 0 | 11.9 |  |  |  |  | R-410A | 1.8667 | Residential & Commercial | USHP | Ducted CEE Tier 1
214064008 | Central HP <5.4 tons | BOSCH | HRCU-A-CB (Split System: Heat Pump with Remote Outdoor Unit-Air-Source) | BOVB-36HDN1-M20G | ASPEN |  | D(A,C,E)36D34+TDR | BGH96M080B3B | 23000 | 18 | 9 | 24000 | 22200 | 92.5% | 2.28 | 0 | 12 |  |  |  |  | R-410A | 1.9167 | Residential & Commercial | USHP | Ducted CEE Tier 1
212869777 | Central HP <5.4 tons | GE Appliances | HRCU-A-C (Split System: Heat Pump with Remote Outdoor Unit with No Indoor Fan --Air Source) | AUH2436ZGDA* | ADP |  | HG33930+TD | 0 | 22400 | 15.2 | 8.4 | 22400 | 21200 | 94.64% | 1.78 | 0 | 10.5 |  |  |  |  | R-410A | 1.8667 | Residential & Commercial | USHP | Ducted CEE Tier 1
214063864 | Central HP <5.4 tons | BOSCH | HRCU-A-CB (Split System: Heat Pump with Remote Outdoor Unit-Air-Source) | BOVA-36HDN1-M20G | ASPEN |  | D(A,C,E)36C44+TDR | BGH96M100C5A | 31200 | 18.5 | 9 | 34200 | 27600 | 80.7% | 2.51 | 0 | 11.9 |  |  |  |  | R-410A | 2.6 | Residential & Commercial | USHP | Ducted CEE Tier 1
214063982 | Central HP <5.4 tons | BOSCH | HRCU-A-CB (Split System: Heat Pump with Remote Outdoor Unit-Air-Source) | BOVB-36HDN1-M20G | ASPEN |  | D(A,C,E)24B34+TDR | BGH96M060B3A | 21800 | 18 | 8.5 | 23800 | 22200 | 93.28% | 2.19 | 0 | 11 |  |  |  |  | R-410A | 1.8167 | Residential & Commercial | USHP | Ducted CEE Tier 1
214064007 | Central HP <5.4 tons | BOSCH | HRCU-A-CB (Split System: Heat Pump with Remote Outdoor Unit-Air-Source) | BOVB-36HDN1-M20G | ASPEN |  | D(A,C,E)36C44+TDR | BGH96M080B3B | 23200 | 18 | 9 | 24000 | 22200 | 92.5% | 2.28 | 0 | 12 |  |  |  |  | R-410A | 1.9333 | Residential & Commercial | USHP | Ducted CEE Tier 1
214064009 | Central HP <5.4 tons | BOSCH | HRCU-A-CB (Split System: Heat Pump with Remote Outdoor Unit-Air-Source) | BOVB-36HDN1-M20G | ASPEN |  | D(A,C,E)48A34+TDR | BGH96M080B3B | 31000 | 17.5 | 8.6 | 33600 | 26600 | 79.17% | 2.31 | 0 | 10.5 |  |  |  |  | R-410A | 2.5833 | Residential & Commercial | USHP | Ducted CEE Tier 1
214094143 | Central HP <5.4 tons | BOSCH | HRCU-A-CB (Split System: Heat Pump with Remote Outdoor Unit-Air-Source) | BOVA-60HDN1-M20G | ASPEN |  | DM59A44+TDR | BGH96M100C5B | 42500 | 17.5 | 8.8 | 46500 | 39000 | 83.87% | 2.35 | 0 | 11 |  |  |  |  | R-410A | 3.5417 | Residential & Commercial | USHP | Ducted CEE Tier 1
211262384 | Central HP <5.4 tons | DAY & NIGHT | HRCU-A-CB (Split System: Heat Pump with Remote Outdoor Unit-Air-Source) | DLCURAH18ABK |  |  | EN(A,D)4X18L14** | *96VTN0601412A* | 17600 | 15.5 | 8.5 | 18700 | 19300 | 103.2% | 2.32 | 0 | 10.5 |  |  |  |  | R-410A | 1.4667 | Residential & Commercial | USHP | Ducted CEE Tier 1
211262885 | Central HP <5.4 tons | DAY & NIGHT | HRCU-A-CB (Split System: Heat Pump with Remote Outdoor Unit-Air-Source) | DLCURAH18ABK |  |  | EN(A,D)4X24L17** | *96VSN0601412A* | 17900 | 15.5 | 8.5 | 18800 | 18700 | 99.47% | 2.26 | 0 | 11 |  |  |  |  | R-410A | 1.4917 | Residential & Commercial | USHP | Ducted CEE Tier 1
214094145 | Central HP <5.4 tons | BOSCH | HRCU-A-CB (Split System: Heat Pump with Remote Outdoor Unit-Air-Source) | BOVA-60HDN1-M20G | ASPEN |  | DM59A44+TDR | BGH96M100D5B | 43000 | 17.5 | 9 | 47000 | 38500 | 81.91% | 2.32 | 0 | 11.6 |  |  |  |  | R-410A | 3.5833 | Residential & Commercial | USHP | Ducted CEE Tier 1
214064079 | Central HP <5.4 tons | BOSCH | HRCU-A-CB (Split System: Heat Pump with Remote Outdoor Unit-Air-Source) | BOVB-60HDN1-M20G | ASPEN |  | D(A,C,E)48B44+TDR | BGH96M080C4A | 40500 | 17 | 8.8 | 44500 | 39000 | 87.64% | 2.39 | 0 | 11 |  |  |  |  | R-410A | 3.375 | Residential & Commercial | USHP | Ducted CEE Tier 1
216980133 | Central HP <5.4 tons | BOSCH | HRCU-A-CB (Split System: Heat Pump with Remote Outdoor Unit-Air-Source) | BOVA-24RXB-M15S | ASPEN |  | L(E,G)M24BJ | 0 | 17100 | 15.6 | 8.5 | 17800 | 12900 | 72.47% | 1.81 | 0 | 11.6 |  |  |  |  | R-454B | 1.425 | Residential & Commercial | USHP | Ducted CEE Tier 1
214723129 | Central HP <5.4 tons | BOSCH | HRCU-A-CB (Split System: Heat Pump with Remote Outdoor Unit-Air-Source) | BOVA-36HDN1-M20G | ASPEN |  | L(E,F)W30F4 | 0 | 21800 | 19 | 9 | 23600 | 17600 | 74.58% | 2 | 0 | 11.7 |  |  |  |  | R-410A | 1.8167 | Residential & Commercial | USHP | Ducted CEE Tier 1
207764679 | Central HP <5.4 tons | GE Appliances | HRCU-A-CB (Split System: Heat Pump with Remote Outdoor Unit-Air-Source) | AUH2436ZGDA* | ADP |  | SK7931 | 0 | 22200 | 17 | 8.85 | 22400 | 21600 | 96.43% | 1.78 | 11.7 | 11.7 |  |  |  |  | R-410A | 1.85 | Residential & Commercial | USHP | Ducted CEE Tier 1
207764686 | Central HP <5.4 tons | GE Appliances | HRCU-A-CB (Split System: Heat Pump with Remote Outdoor Unit-Air-Source) | AUH4860ZGDA* | ADP |  | F,PE*CC7960 | 0 | 54000 | 15.2 | 9 | 52000 | 40000 | 76.92% | 1.8 | 10.5 | 10 |  |  |  |  | R-410A | 4.5 | Residential & Commercial | USHP | Ducted CEE Tier 1
213206362 | Central HP <5.4 tons | CARRIER | HRCU-A-CB (Split System: Heat Pump with Remote Outdoor Unit-Air-Source) | 38MURAQ24AB3* | ASPEN |  | D(A,C,E)36C34+TDR | 58TP*A070V17**16 | 23800 | 17 | 8.1 | 26200 | 20200 | 77.1% | 2.82 | 0 | 10 |  |  |  |  | R-410A | 1.9833 | Residential & Commercial | USHP | Ducted CEE Tier 1
212862166 | Central HP <5.4 tons | GE Appliances | HRCU-A-C (Split System: Heat Pump with Remote Outdoor Unit with No Indoor Fan --Air Source) | AUH4860ZGDA* | ADP |  | HE50948+TD | 0 | 47000 | 15.2 | 8.4 | 46000 | 33200 | 72.17% | 1.78 | 0 | 10 |  |  |  |  | R-410A | 3.9167 | Residential & Commercial | USHP | Ducted CEE Tier 1
207764681 | Central HP <5.4 tons | GE Appliances | HRCU-A-CB (Split System: Heat Pump with Remote Outdoor Unit-Air-Source) | AUH2436ZGDA* | ADP |  | SM6937 | 0 | 32200 | 15.2 | 8.95 | 33400 | 27600 | 82.63% | 1.78 | 10.5 | 9.5 |  |  |  |  | R-410A | 2.6833 | Residential & Commercial | USHP
214063946 | Central HP <5.4 tons | BOSCH | HRCU-A-CB (Split System: Heat Pump with Remote Outdoor Unit-Air-Source) | BOVA-60HDN1-M20G | ASPEN |  | D(A,C,E)48A34+TDR | BGH96M120D5B | 42000 | 17.5 | 8.7 | 46500 | 38500 | 82.8% | 2.27 | 0 | 11.4 |  |  |  |  | R-410A | 3.5 | Residential & Commercial | USHP | Ducted CEE Tier 1
215674359 | Central HP <5.4 tons | COMFORTMAKER | HRCU-A-CB (Split System: Heat Pump with Remote Outdoor Unit-Air-Source) | C5H0V48*K*AAA* |  |  | EA*5X61M21A*+WALLCON | *80CTL0901716B* | 46000 | 18 | 9 | 48000 | 33800 | 70.42% | 2.06 | 0 | 10 |  |  |  |  | R-454B | 3.8333 | Residential & Commercial | USHP | Ducted CEE Tier 1
214064080 | Central HP <5.4 tons | BOSCH | HRCU-A-CB (Split System: Heat Pump with Remote Outdoor Unit-Air-Source) | BOVB-60HDN1-M20G | ASPEN |  | D(A,C,E)48D44+TDR | BGH96M080C4A | 41500 | 17 | 8.8 | 44500 | 39000 | 87.64% | 2.39 | 0 | 11.7 |  |  |  |  | R-410A | 3.4583 | Residential & Commercial | USHP | Ducted CEE Tier 1
214063912 | Central HP <5.4 tons | BOSCH | HRCU-A-CB (Split System: Heat Pump with Remote Outdoor Unit-Air-Source) | BOVA-60HDN1-M20G | ASPEN |  | D(A,C,E)48D44+TDR | BGH96M080B3A | 41500 | 17 | 8.8 | 43500 | 39500 | 90.8% | 2.4 | 0 | 11.7 |  |  |  |  | R-410A | 3.4583 | Residential & Commercial | USHP | Ducted CEE Tier 1
214064094 | Central HP <5.4 tons | BOSCH | HRCU-A-CB (Split System: Heat Pump with Remote Outdoor Unit-Air-Source) | BOVB-60HDN1-M20G | ASPEN |  | D(A,C,E)48A34+TDR | BGH96M100D5A | 42000 | 17.5 | 8.7 | 46500 | 38500 | 82.8% | 2.27 | 0 | 11.4 |  |  |  |  | R-410A | 3.5 | Residential & Commercial | USHP | Ducted CEE Tier 1
214064097 | Central HP <5.4 tons | BOSCH | HRCU-A-CB (Split System: Heat Pump with Remote Outdoor Unit-Air-Source) | BOVB-60HDN1-M20G | ASPEN |  | D(A,C,E)60B44+TDR | BGH96M100D5A | 44000 | 17.5 | 9 | 47000 | 38500 | 81.91% | 2.32 | 0 | 11.7 |  |  |  |  | R-410A | 3.6667 | Residential & Commercial | USHP | Ducted CEE Tier 1
212362604 | Central HP <5.4 tons | GOETTL | HRCU-A-CB (Split System: Heat Pump with Remote Outdoor Unit-Air-Source) | ASZV903610A* |  |  | CHPF3743C6B*+TXV | A*VC960403BNB* | 33400 | 18 | 8.2 | 34000 | 24400 | 71.76% | 1.8 | 0 | 11 |  |  |  |  | R-410A | 2.7833 | Residential & Commercial | USHP | Ducted CEE Tier 1
212362627 | Central HP <5.4 tons | GOETTL | HRCU-A-CB (Split System: Heat Pump with Remote Outdoor Unit-Air-Source) | ASZV903610A* |  |  | CSCF3642N6D*+TXV | A*VC960804CNB* | 33800 | 18.5 | 8.2 | 34000 | 24400 | 71.76% | 1.8 | 0 | 11.5 |  |  |  |  | R-410A | 2.8167 | Residential & Commercial | USHP | Ducted CEE Tier 1
212362561 | Central HP <5.4 tons | GOETTL | HRCU-A-CB (Split System: Heat Pump with Remote Outdoor Unit-Air-Source) | ASZV903610A* |  |  | CA*F3743*6D*+TXV | A*VS800805CUA* | 33600 | 19 | 8.2 | 34000 | 24400 | 71.76% | 1.8 | 0 | 12 |  |  |  |  | R-410A | 2.8 | Residential & Commercial | USHP | Ducted CEE Tier 1
214094107 | Central HP <5.4 tons | BOSCH | HRCU-A-CB (Split System: Heat Pump with Remote Outdoor Unit-Air-Source) | BOVB-60HDN1-M20G | ASPEN |  | AE(D,N,U)+DM59A44+TDR | 0 | 43000 | 18.2 | 9.1 | 47500 | 46000 | 96.84% | 2.5 | 0 | 11 |  |  |  |  | R-410A | 3.5833 | Residential & Commercial | USHP | Ducted CEE Tier 1
214385680 | Central HP <5.4 tons | COMFORTMAKER | HRCU-A-C (Split System: Heat Pump with Remote Outdoor Unit with No Indoor Fan --Air Source) | DLCURAH30ABK | ADP |  | H,YE35936+TD | 0 | 30000 | 15.2 | 9.6 | 31400 | 26600 | 84.71% | 1.84 | 0 | 10.5 |  |  |  |  | R-410A | 2.5 | Residential & Commercial | USHP | Ducted CEE Tier 1
214064016 | Central HP <5.4 tons | BOSCH | HRCU-A-CB (Split System: Heat Pump with Remote Outdoor Unit-Air-Source) | BOVB-36HDN1-M20G | ASPEN |  | D(A,C,E)36B34+TDR | BGH96M080C4B | 31400 | 17.5 | 8.7 | 34000 | 26400 | 77.65% | 2.44 | 0 | 10.8 |  |  |  |  | R-410A | 2.6167 | Residential & Commercial | USHP | Ducted CEE Tier 1
214595304 | Central HP <5.4 tons | BOSCH | HRCU-A-C (Split System: Heat Pump with Remote Outdoor Unit with No Indoor Fan --Air Source) | BOVA-36HDN1-M20G | ASPEN |  | D(A,C,E)24D46+TDR | 0 | 22400 | 15.2 | 8.9 | 24000 | 17200 | 71.67% | 1.85 | 0 | 12 |  |  |  |  | R-410A | 1.8667 | Residential & Commercial | USHP | Ducted CEE Tier 1
214063914 | Central HP <5.4 tons | BOSCH | HRCU-A-CB (Split System: Heat Pump with Remote Outdoor Unit-Air-Source) | BOVA-60HDN1-M20G | ASPEN |  | D(A,C,E)48A34+TDR | BGH96M080B3B | 39500 | 17 | 8.5 | 43000 | 39000 | 90.7% | 2.33 | 0 | 11.4 |  |  |  |  | R-410A | 3.2917 | Residential & Commercial | USHP | Ducted CEE Tier 1
214064073 | Central HP <5.4 tons | BOSCH | HRCU-A-CB (Split System: Heat Pump with Remote Outdoor Unit-Air-Source) | BOVB-60HDN1-M20G | ASPEN |  | D(A,C,E)60B44+TDR | BGH96M080B3A | 41500 | 17 | 8.8 | 43500 | 39500 | 90.8% | 2.4 | 0 | 11.7 |  |  |  |  | R-410A | 3.4583 | Residential & Commercial | USHP | Ducted CEE Tier 1
214064100 | Central HP <5.4 tons | BOSCH | HRCU-A-CB (Split System: Heat Pump with Remote Outdoor Unit-Air-Source) | BOVB-60HDN1-M20G | ASPEN |  | D(A,C,E)48D44+TDR | BGH96M100D5B | 44500 | 17.5 | 9 | 47000 | 38500 | 81.91% | 2.32 | 0 | 11.7 |  |  |  |  | R-410A | 3.7083 | Residential & Commercial | USHP | Ducted CEE Tier 1
214064107 | Central HP <5.4 tons | BOSCH | HRCU-A-CB (Split System: Heat Pump with Remote Outdoor Unit-Air-Source) | BOVB-60HDN1-M20G | ASPEN |  | D(A,C,E)48B44+TDR | BGH96M120D5B | 43500 | 17.5 | 9 | 47000 | 38500 | 81.91% | 2.32 | 0 | 11.6 |  |  |  |  | R-410A | 3.625 | Residential & Commercial | USHP | Ducted CEE Tier 1
212362587 | Central HP <5.4 tons | GOETTL | HRCU-A-CB (Split System: Heat Pump with Remote Outdoor Unit-Air-Source) | ASZV903610A* |  |  | CHPF3642C6C*+TXV | A*VC960603BNB* | 33400 | 18 | 8.2 | 34000 | 24400 | 71.76% | 1.8 | 0 | 11 |  |  |  |  | R-410A | 2.7833 | Residential & Commercial | USHP | Ducted CEE Tier 1
212362628 | Central HP <5.4 tons | GOETTL | HRCU-A-CB (Split System: Heat Pump with Remote Outdoor Unit-Air-Source) | ASZV903610A* |  |  | CSCF3642N6D*+TXV | A*VS960805CUA* | 33800 | 18.5 | 8.2 | 34000 | 24400 | 71.76% | 1.8 | 0 | 11.5 |  |  |  |  | R-410A | 2.8167 | Residential & Commercial | USHP | Ducted CEE Tier 1
212362546 | Central HP <5.4 tons | GOETTL | HRCU-A-CB (Split System: Heat Pump with Remote Outdoor Unit-Air-Source) | ASZV903610A* |  |  | AMVE36CP1400A* | 0 | 33600 | 18.5 | 8.2 | 34000 | 24400 | 71.76% | 1.8 | 0 | 11.5 |  |  |  |  | R-410A | 2.8 | Residential & Commercial | USHP | Ducted CEE Tier 1
212362562 | Central HP <5.4 tons | GOETTL | HRCU-A-CB (Split System: Heat Pump with Remote Outdoor Unit-Air-Source) | ASZV903610A* |  |  | CA*F3743*6D*+TXV | A*VC800805C*A* | 33600 | 19 | 8.2 | 34000 | 24400 | 71.76% | 1.8 | 0 | 12 |  |  |  |  | R-410A | 2.8 | Residential & Commercial | USHP | Ducted CEE Tier 1
214063933 | Central HP <5.4 tons | BOSCH | HRCU-A-CB (Split System: Heat Pump with Remote Outdoor Unit-Air-Source) | BOVA-60HDN1-M20G | ASPEN |  | D(A,C,E)60B44+TDR | BGH96M100C5B | 43500 | 17.5 | 8.8 | 46500 | 39000 | 83.87% | 2.35 | 0 | 11.7 |  |  |  |  | R-410A | 3.625 | Residential & Commercial | USHP | Ducted CEE Tier 1
214063922 | Central HP <5.4 tons | BOSCH | HRCU-A-CB (Split System: Heat Pump with Remote Outdoor Unit-Air-Source) | BOVA-60HDN1-M20G | ASPEN |  | D(A,C,E)48A34+TDR | BGH96M080C4B | 39500 | 17 | 8.5 | 44000 | 38500 | 87.5% | 2.31 | 0 | 11.4 |  |  |  |  | R-410A | 3.2917 | Residential & Commercial | USHP | Ducted CEE Tier 1
216678515 | Central HP <5.4 tons | DAY & NIGHT | HRCU-A-CB (Split System: Heat Pump with Remote Outdoor Unit-Air-Source) | D5CURAH24AAK |  |  | FCMA5B36L0C*+WALLCON | 0 | 24400 | 15.5 | 9 | 24000 | 19400 | 80.83% | 2.04 | 0 | 10 |  |  |  |  | R-454B | 2.0333 | Residential & Commercial | USHP | Ducted CEE Tier 1
214064075 | Central HP <5.4 tons | BOSCH | HRCU-A-CB (Split System: Heat Pump with Remote Outdoor Unit-Air-Source) | BOVB-60HDN1-M20G | ASPEN |  | D(A,C,E)48B44+TDR | BGH96M080B3B | 40500 | 17 | 8.8 | 43500 | 39500 | 90.8% | 2.4 | 0 | 11 |  |  |  |  | R-410A | 3.375 | Residential & Commercial | USHP | Ducted CEE Tier 1
214064109 | Central HP <5.4 tons | BOSCH | HRCU-A-CB (Split System: Heat Pump with Remote Outdoor Unit-Air-Source) | BOVB-60HDN1-M20G | ASPEN |  | D(A,C,E)60B44+TDR | BGH96M120D5B | 44000 | 17.5 | 9 | 47000 | 38500 | 81.91% | 2.32 | 0 | 11.7 |  |  |  |  | R-410A | 3.6667 | Residential & Commercial | USHP | Ducted CEE Tier 1
214385857 | Central HP <5.4 tons | COMFORTMAKER | HRCU-A-C (Split System: Heat Pump with Remote Outdoor Unit with No Indoor Fan --Air Source) | DLCURAH24ABK | ADP |  | H,YE21924+TD | 0 | 23000 | 16 | 8.8 | 23000 | 19600 | 85.22% | 1.84 | 0 | 10 |  |  |  |  | R-410A | 1.9167 | Residential & Commercial | USHP | Ducted CEE Tier 1
214063926 | Central HP <5.4 tons | BOSCH | HRCU-A-CB (Split System: Heat Pump with Remote Outdoor Unit-Air-Source) | BOVA-60HDN1-M20G | ASPEN |  | D(A,C,E)48A34+TDR | BGH96M100C5A | 41500 | 17.5 | 8.5 | 46000 | 38500 | 83.7% | 2.27 | 0 | 11.4 |  |  |  |  | R-410A | 3.4583 | Residential & Commercial | USHP | Ducted CEE Tier 1
214063928 | Central HP <5.4 tons | BOSCH | HRCU-A-CB (Split System: Heat Pump with Remote Outdoor Unit-Air-Source) | BOVA-60HDN1-M20G | ASPEN |  | D(A,C,E)48D44+TDR | BGH96M100C5A | 44000 | 17.5 | 8.8 | 46500 | 39000 | 83.87% | 2.35 | 0 | 11.7 |  |  |  |  | R-410A | 3.6667 | Residential & Commercial | USHP | Ducted CEE Tier 1
214063944 | Central HP <5.4 tons | BOSCH | HRCU-A-CB (Split System: Heat Pump with Remote Outdoor Unit-Air-Source) | BOVA-60HDN1-M20G | ASPEN |  | D(A,C,E)48D44+TDR | BGH96M120D5A | 44500 | 17.5 | 9 | 47000 | 38500 | 81.91% | 2.32 | 0 | 11.7 |  |  |  |  | R-410A | 3.7083 | Residential & Commercial | USHP | Ducted CEE Tier 1
215674039 | Central HP <5.4 tons | COMFORTMAKER | HRCU-A-CB (Split System: Heat Pump with Remote Outdoor Unit-Air-Source) | C5H0V48*K*AAA* |  |  | EA*5X48M21A*+WALLCON | *80CTL0702120B* | 44000 | 17.5 | 9 | 48500 | 34200 | 70.52% | 2.06 | 0 | 9.5 |  |  |  |  | R-454B | 3.6667 | Residential & Commercial | USHP
212362582 | Central HP <5.4 tons | GOETTL | HRCU-A-CB (Split System: Heat Pump with Remote Outdoor Unit-Air-Source) | ASZV903610A* |  |  | CHPF3642C6C*+TXV | A*VS800805CUA* | 33400 | 18 | 8.2 | 34000 | 24400 | 71.76% | 1.8 | 0 | 11 |  |  |  |  | R-410A | 2.7833 | Residential & Commercial | USHP | Ducted CEE Tier 1
212479804 | Central HP <5.4 tons | CARRIER | HRCU-A-CB (Split System: Heat Pump with Remote Outdoor Unit-Air-Source) | 38MURAQ18AB3* | ADP |  | A24VBA+TXV | 58SP*A045V14**12 | 17700 | 16 | 8.5 | 17000 | 18700 | 110% | 2.28 | 0 | 10.5 |  |  |  |  | R-410A | 1.475 | Residential & Commercial | USHP | Ducted CEE Tier 1
212362598 | Central HP <5.4 tons | GOETTL | HRCU-A-CB (Split System: Heat Pump with Remote Outdoor Unit-Air-Source) | ASZV903610A* |  |  | CHPF3743C6B*+TXV | A*VS800604BUA* | 33400 | 18 | 8.2 | 34000 | 24400 | 71.76% | 1.8 | 0 | 11 |  |  |  |  | R-410A | 2.7833 | Residential & Commercial | USHP | Ducted CEE Tier 1
213351369 | Central HP <5.4 tons | GE Appliances | HRCU-A-C (Split System: Heat Pump with Remote Outdoor Unit with No Indoor Fan --Air Source) | AUH2436ZGDA* | ADP |  | HG33936 | 0 | 22400 | 15.2 | 8.4 | 22400 | 21200 | 94.64% | 1.78 | 0 | 10.5 |  |  |  |  | R-410A | 1.8667 | Residential & Commercial | USHP | Ducted CEE Tier 1
214063935 | Central HP <5.4 tons | BOSCH | HRCU-A-CB (Split System: Heat Pump with Remote Outdoor Unit-Air-Source) | BOVA-60HDN1-M20G | ASPEN |  | D(A,C,E)48B44+TDR | BGH96M100D5A | 43500 | 17.5 | 9 | 47000 | 38500 | 81.91% | 2.32 | 0 | 11.6 |  |  |  |  | R-410A | 3.625 | Residential & Commercial | USHP | Ducted CEE Tier 1
214064102 | Central HP <5.4 tons | BOSCH | HRCU-A-CB (Split System: Heat Pump with Remote Outdoor Unit-Air-Source) | BOVB-60HDN1-M20G | ASPEN |  | D(A,C,E)48A34+TDR | BGH96M120D5A | 42000 | 17.5 | 8.7 | 46500 | 38500 | 82.8% | 2.27 | 0 | 11.4 |  |  |  |  | R-410A | 3.5 | Residential & Commercial | USHP | Ducted CEE Tier 1
215375396 | Central HP <5.4 tons | BOSCH | HRCU-A-CB (Split System: Heat Pump with Remote Outdoor Unit-Air-Source) | BOVA-60HDN1-M20G | ASPEN |  | D(A,C,E)48A36+TDR | BGH96M100C5B | 41500 | 17.5 | 8.5 | 46000 | 35400 | 76.96% | 2.27 | 0 | 11.4 |  |  |  |  | R-410A | 3.4583 | Residential & Commercial | USHP | Ducted CEE Tier 1
214331953 | Central HP <5.4 tons | BOSCH | HRCU-A-CB (Split System: Heat Pump with Remote Outdoor Unit-Air-Source) | BOVB-60HDN1-M20G | ASPEN |  | D(A,C,E)48D4G+TXV+TDR | BGH96M120D5B | 44500 | 17.5 | 9 | 47000 | 38500 | 81.91% | 2.32 | 0 | 11.7 |  |  |  |  | R-410A | 3.7083 | Residential & Commercial | USHP | Ducted CEE Tier 1
215667385 | Central HP <5.4 tons | COMFORTMAKER | HRCU-A-CB (Split System: Heat Pump with Remote Outdoor Unit-Air-Source) | C5H0V24*K*AAA* |  |  | EA*5X30M17A*+WALLCON | *80CSU0601716A* | 23000 | 17 | 9 | 23800 | 16700 | 70.17% | 1.98 | 0 | 10 |  |  |  |  | R-454B | 1.9167 | Residential & Commercial | USHP | Ducted CEE Tier 1
214094139 | Central HP <5.4 tons | BOSCH | HRCU-A-CB (Split System: Heat Pump with Remote Outdoor Unit-Air-Source) | BOVA-60HDN1-M20G | ASPEN |  | DM59A44+TDR | BGH96M080B3B | 40500 | 17 | 8.8 | 43500 | 39500 | 90.8% | 2.4 | 0 | 11.5 |  |  |  |  | R-410A | 3.375 | Residential & Commercial | USHP | Ducted CEE Tier 1
214063923 | Central HP <5.4 tons | BOSCH | HRCU-A-CB (Split System: Heat Pump with Remote Outdoor Unit-Air-Source) | BOVA-60HDN1-M20G | ASPEN |  | D(A,C,E)48B44+TDR | BGH96M080C4B | 40500 | 17 | 8.8 | 44500 | 39000 | 87.64% | 2.39 | 0 | 11 |  |  |  |  | R-410A | 3.375 | Residential & Commercial | USHP | Ducted CEE Tier 1
214064089 | Central HP <5.4 tons | BOSCH | HRCU-A-CB (Split System: Heat Pump with Remote Outdoor Unit-Air-Source) | BOVB-60HDN1-M20G | ASPEN |  | D(A,C,E)60B44+TDR | BGH96M100C5A | 43500 | 17.5 | 8.8 | 46500 | 39000 | 83.87% | 2.35 | 0 | 11.7 |  |  |  |  | R-410A | 3.625 | Residential & Commercial | USHP | Ducted CEE Tier 1
216453160 | Central HP <5.4 tons | AMERICAN STANDARD | HRCU-A-CB (Split System: Heat Pump with Remote Outdoor Unit-Air-Source) | 5A6V0X48A1 |  |  | 5PX*CD09AS3 | S8V2C100M5PDB | 44500 | 19.4 | 9.4 | 46000 | 33800 | 73.48% | 2.1 | 0 | 12 |  |  |  |  | R-454B | 3.7083 | Residential & Commercial | USHP | Ducted CEE Tier 1
214063934 | Central HP <5.4 tons | BOSCH | HRCU-A-CB (Split System: Heat Pump with Remote Outdoor Unit-Air-Source) | BOVA-60HDN1-M20G | ASPEN |  | D(A,C,E)48A34+TDR | BGH96M100D5A | 42000 | 17.5 | 8.7 | 46500 | 38500 | 82.8% | 2.27 | 0 | 11.4 |  |  |  |  | R-410A | 3.5 | Residential & Commercial | USHP | Ducted CEE Tier 1
214063948 | Central HP <5.4 tons | BOSCH | HRCU-A-CB (Split System: Heat Pump with Remote Outdoor Unit-Air-Source) | BOVA-60HDN1-M20G | ASPEN |  | D(A,C,E)48D44+TDR | BGH96M120D5B | 44500 | 17.5 | 9 | 47000 | 38500 | 81.91% | 2.32 | 0 | 11.7 |  |  |  |  | R-410A | 3.7083 | Residential & Commercial | USHP | Ducted CEE Tier 1
212380561 | Central HP <5.4 tons | CARRIER | HRCU-A-CB (Split System: Heat Pump with Remote Outdoor Unit-Air-Source) | 25VNA424A*031* | ADP |  | V,C36H175P149 | 59MN7B060C17**14 | 23200 | 19 | 8.1 | 25200 | 19600 | 77.78% | 2.42 | 0 | 12.5 |  |  |  |  | R-410A | 1.9333 | Residential & Commercial | USHP | Ducted CEE Tier 1
214063943 | Central HP <5.4 tons | BOSCH | HRCU-A-CB (Split System: Heat Pump with Remote Outdoor Unit-Air-Source) | BOVA-60HDN1-M20G | ASPEN |  | D(A,C,E)48B44+TDR | BGH96M120D5A | 43500 | 17.5 | 9 | 47000 | 38500 | 81.91% | 2.32 | 0 | 11.6 |  |  |  |  | R-410A | 3.625 | Residential & Commercial | USHP | Ducted CEE Tier 1
212985506 | Central HP <5.4 tons | CARRIER | HRCU-A-CB (Split System: Heat Pump with Remote Outdoor Unit-Air-Source) | 38MURAQ36AB3* |  |  | CAP**4821AL* | 59SC2E100M21**22 | 35800 | 16.5 | 8.5 | 37800 | 34600 | 91.53% | 2.02 | 0 | 10 |  |  |  |  | R-410A | 2.9833 | Residential & Commercial | USHP | Ducted CEE Tier 1
214336674 | Central HP <5.4 tons | RHEEM | HRCU-A-CB (Split System: Heat Pump with Remote Outdoor Unit-Air-Source) | RD17AZ60AJ3N | ASPEN |  | CP61C34+TDR | R802V1005A21DZ | 52000 | 17.9 | 8.1 | 53500 | 49000 | 91.59% | 1.75 | 0 | 9.8 |  |  |  |  | R-410A | 4.3333 | Residential & Commercial | USHP
214237695 | Central HP <5.4 tons | FRIEDRICH | HRCU-A-C (Split System: Heat Pump with Remote Outdoor Unit with No Indoor Fan --Air Source) | WFPU18Z363C | ASPEN |  | D(A,C,E)42D34+TDR | 0 | 29600 | 15.5 | 9.4 | 30000 | 24200 | 80.67% | 2.08 | 0 | 11.3 |  |  |  |  | R-410A | 2.4667 | Residential & Commercial | USHP | Ducted CEE Tier 1
213885817 | Central HP <5.4 tons | HEIL | HRCU-A-CB (Split System: Heat Pump with Remote Outdoor Unit-Air-Source) | HVH837GKA2* | ASPEN |  | AE(D,N,U)+CM48E34+TDR | 0 | 31600 | 18.5 | 8.2 | 31200 | 38000 | 121.8% | 2.85 | 0 | 11.9 |  |  |  |  | R-410A | 2.6333 | Residential & Commercial | USHP | Ducted CEE Tier 1
213785273 | Central HP <5.4 tons | CARRIER | HRCU-A-CB (Split System: Heat Pump with Remote Outdoor Unit-Air-Source) | 25VNA424A*031* |  |  | CSPH*4212AL*+UI | 59TN6C120C24**22 | 23800 | 19.5 | 10 | 26400 | 19700 | 74.62% | 2.52 | 0 | 13 |  |  |  |  | R-410A | 1.9833 | Residential & Commercial | USHP | Ducted CEE Tier 1
213785338 | Central HP <5.4 tons | CARRIER | HRCU-A-CB (Split System: Heat Pump with Remote Outdoor Unit-Air-Source) | 25VNA436A*031* |  |  | CAP**3617AL*+UI | 58TN*B070C17**16 | 32000 | 18.5 | 8.5 | 38500 | 27000 | 70.13% | 1.94 | 0 | 11 |  |  |  |  | R-410A | 2.6667 | Residential & Commercial | USHP | Ducted CEE Tier 1
213785424 | Central HP <5.4 tons | CARRIER | HRCU-A-CB (Split System: Heat Pump with Remote Outdoor Unit-Air-Source) | 25VNA436A*031* |  |  | CAP**4221AL*+UI | 58TN*B090C21**20 | 32600 | 19 | 9 | 37800 | 26600 | 70.37% | 1.98 | 0 | 11.7 |  |  |  |  | R-410A | 2.7167 | Residential & Commercial | USHP | Ducted CEE Tier 1
213785522 | Central HP <5.4 tons | CARRIER | HRCU-A-CB (Split System: Heat Pump with Remote Outdoor Unit-Air-Source) | 25VNA436A*031* |  |  | CAP**6024AL*+UI | 58TN*B135C24**22 | 33800 | 19.5 | 9 | 35800 | 25200 | 70.39% | 2 | 0 | 12 |  |  |  |  | R-410A | 2.8167 | Residential & Commercial | USHP | Ducted CEE Tier 1
214063924 | Central HP <5.4 tons | BOSCH | HRCU-A-CB (Split System: Heat Pump with Remote Outdoor Unit-Air-Source) | BOVA-60HDN1-M20G | ASPEN |  | D(A,C,E)48D44+TDR | BGH96M080C4B | 41500 | 17 | 8.8 | 44500 | 39000 | 87.64% | 2.39 | 0 | 11.7 |  |  |  |  | R-410A | 3.4583 | Residential & Commercial | USHP | Ducted CEE Tier 1
215674079 | Central HP <5.4 tons | COMFORTMAKER | HRCU-A-CB (Split System: Heat Pump with Remote Outdoor Unit-Air-Source) | C5H0V48*K*AAA* |  |  | EA*5X48M21A*+WALLCON | *95CSU0601716B* | 44000 | 17 | 9 | 49000 | 34600 | 70.61% | 2.04 | 0 | 9 |  |  |  |  | R-454B | 3.6667 | Residential & Commercial | USHP
215674379 | Central HP <5.4 tons | COMFORTMAKER | HRCU-A-CB (Split System: Heat Pump with Remote Outdoor Unit-Air-Source) | C5H0V48*K*AAA* |  |  | EA*5X61M21A*+WALLCON | *80CTL1102120B* | 46000 | 18.5 | 9 | 47500 | 33600 | 70.74% | 2.06 | 0 | 10 |  |  |  |  | R-454B | 3.8333 | Residential & Commercial | USHP | Ducted CEE Tier 1
212290979 | Central HP <5.4 tons | GOETTL | HRCU-A-CB (Split System: Heat Pump with Remote Outdoor Unit-Air-Source) | ASZS601810A* |  |  | CA*EA2422*4A*+MBVC1600**-1A* | 0 | 16600 | 17.5 | 8.5 | 17400 | 13000 | 74.71% | 2.1 | 0 | 10.9 |  |  |  |  | R-410A | 1.3833 | Residential & Commercial | USHP | Ducted CEE Tier 1
212362618 | Central HP <5.4 tons | GOETTL | HRCU-A-CB (Split System: Heat Pump with Remote Outdoor Unit-Air-Source) | ASZV903610A* |  |  | CSCF3642N6D*+TXV | A*VC800604B*A* | 33800 | 18.5 | 8.2 | 34000 | 24400 | 71.76% | 1.8 | 0 | 11.5 |  |  |  |  | R-410A | 2.8167 | Residential & Commercial | USHP | Ducted CEE Tier 1
212523828 | Central HP <5.4 tons | LENNOX | HRCU-A-CB (Split System: Heat Pump with Remote Outdoor Unit-Air-Source) | SL25XPV-036-230A** |  |  | C35-50/60C+TDR+TXV | SLP98UH090XV60C* | 33600 | 21 | 8.6 | 34400 | 26600 | 77.33% | 1.8 | 0 | 13.3 |  |  |  |  | R-410A | 2.8 | Residential & Commercial | USHP | Ducted CEE Tier 1
212380580 | Central HP <5.4 tons | CARRIER | HRCU-A-CB (Split System: Heat Pump with Remote Outdoor Unit-Air-Source) | 25VNA424A*031* | ADP |  | PL36H210P749 | 59MN7B080C17**14 | 23400 | 20 | 8.5 | 25000 | 19500 | 78% | 2.44 | 0 | 13 |  |  |  |  | R-410A | 1.95 | Residential & Commercial | USHP | Ducted CEE Tier 1
213369649 | Central HP <5.4 tons | GE Appliances | HRCU-A-C (Split System: Heat Pump with Remote Outdoor Unit with No Indoor Fan --Air Source) | AUH2436ZGDA* | ADP |  | *G33930+TD | 0 | 22400 | 15.2 | 8.4 | 22400 | 21200 | 94.64% | 1.78 | 0 | 10.5 |  |  |  |  | R-410A | 1.8667 | Residential & Commercial | USHP | Ducted CEE Tier 1
213270410 | Central HP <5.4 tons | GE Appliances | HRCU-A-C (Split System: Heat Pump with Remote Outdoor Unit with No Indoor Fan --Air Source) | AUH2436ZGDA* | ADP |  | PL36H175P139+TD | 0 | 22600 | 15.2 | 8.5 | 22400 | 21200 | 94.64% | 1.8 | 0 | 10.5 |  |  |  |  | R-410A | 1.8833 | Residential & Commercial | USHP | Ducted CEE Tier 1
213270397 | Central HP <5.4 tons | GE Appliances | HRCU-A-C (Split System: Heat Pump with Remote Outdoor Unit with No Indoor Fan --Air Source) | AUH2436ZGDA* | ADP |  | V36H175P269+TD | 0 | 23000 | 15.2 | 8.5 | 22400 | 21200 | 94.64% | 1.8 | 0 | 11 |  |  |  |  | R-410A | 1.9167 | Residential & Commercial | USHP | Ducted CEE Tier 1
212507773 | Central HP <5.4 tons | BOSCH | HRCU-A-CB (Split System: Heat Pump with Remote Outdoor Unit-Air-Source) | BOVA-60HDN1-M20G | ASPEN |  | L(E,G)M60B4 | 0 | 51500 | 17 | 9 | 54000 | 48000 | 88.89% | 2.36 | 0 | 11.2 |  |  |  |  | R-410A | 4.2917 | Residential & Commercial | USHP | Ducted CEE Tier 1
213785524 | Central HP <5.4 tons | CARRIER | HRCU-A-CB (Split System: Heat Pump with Remote Outdoor Unit-Air-Source) | 25VNA436A*031* |  |  | CAP**6024AL*+UI | 59MN7C100C21**22 | 33800 | 19.5 | 9 | 35800 | 25200 | 70.39% | 2 | 0 | 12 |  |  |  |  | R-410A | 2.8167 | Residential & Commercial | USHP | Ducted CEE Tier 1
213785542 | Central HP <5.4 tons | CARRIER | HRCU-A-CB (Split System: Heat Pump with Remote Outdoor Unit-Air-Source) | 25VNA436A*031* |  |  | CAP**6121AL*+UI | 59CU5B060C17**16 | 34000 | 19.5 | 9 | 36000 | 25200 | 70% | 2 | 0 | 12 |  |  |  |  | R-410A | 2.8333 | Residential & Commercial | USHP | Ducted CEE Tier 1
206773523 | Central HP <5.4 tons | DAY & NIGHT | HRCU-A-CB (Split System: Heat Pump with Remote Outdoor Unit-Air-Source) | CVH837GKA2* |  |  | EA*4X48L24A*+WALLCON | *95CSU0802120A* | 32400 | 17.5 | 8.5 | 32400 | 24800 | 76.54% | 2 | 12 | 11.5 |  |  |  |  | R-410A | 2.7 | Residential & Commercial | USHP | Ducted CEE Tier 1
214064088 | Central HP <5.4 tons | BOSCH | HRCU-A-CB (Split System: Heat Pump with Remote Outdoor Unit-Air-Source) | BOVB-60HDN1-M20G | ASPEN |  | D(A,C,E)48D44+TDR | BGH96M100C5A | 44000 | 17.5 | 8.8 | 46500 | 39000 | 83.87% | 2.35 | 0 | 11.7 |  |  |  |  | R-410A | 3.6667 | Residential & Commercial | USHP | Ducted CEE Tier 1
214064104 | Central HP <5.4 tons | BOSCH | HRCU-A-CB (Split System: Heat Pump with Remote Outdoor Unit-Air-Source) | BOVB-60HDN1-M20G | ASPEN |  | D(A,C,E)48D44+TDR | BGH96M120D5A | 44500 | 17.5 | 9 | 47000 | 38500 | 81.91% | 2.32 | 0 | 11.7 |  |  |  |  | R-410A | 3.7083 | Residential & Commercial | USHP | Ducted CEE Tier 1
213369651 | Central HP <5.4 tons | GE Appliances | HRCU-A-C (Split System: Heat Pump with Remote Outdoor Unit with No Indoor Fan --Air Source) | AUH2436ZGDA* | ADP |  | *G34936+TD | 0 | 22800 | 15.2 | 8.5 | 22400 | 21200 | 94.64% | 1.8 | 0 | 11 |  |  |  |  | R-410A | 1.9 | Residential & Commercial | USHP | Ducted CEE Tier 1
207764674 | Central HP <5.4 tons | GE Appliances | HRCU-A-CB (Split System: Heat Pump with Remote Outdoor Unit-Air-Source) | AUH2436ZGDA* | ADP |  | F,PE*G34930 | 0 | 23600 | 17 | 9 | 22400 | 21600 | 96.43% | 1.8 | 12 | 11.5 |  |  |  |  | R-410A | 1.9667 | Residential & Commercial | USHP | Ducted CEE Tier 1
207764675 | Central HP <5.4 tons | GE Appliances | HRCU-A-CB (Split System: Heat Pump with Remote Outdoor Unit-Air-Source) | AUH2436ZGDA* | ADP |  | F,PE*G34925 | 0 | 23600 | 16.8 | 9 | 22400 | 21600 | 96.43% | 1.8 | 12 | 11.7 |  |  |  |  | R-410A | 1.9667 | Residential & Commercial | USHP | Ducted CEE Tier 1
214063919 | Central HP <5.4 tons | BOSCH | HRCU-A-CB (Split System: Heat Pump with Remote Outdoor Unit-Air-Source) | BOVA-60HDN1-M20G | ASPEN |  | D(A,C,E)48B44+TDR | BGH96M080C4A | 40500 | 17 | 8.8 | 44500 | 39000 | 87.64% | 2.39 | 0 | 11 |  |  |  |  | R-410A | 3.375 | Residential & Commercial | USHP | Ducted CEE Tier 1
214064085 | Central HP <5.4 tons | BOSCH | HRCU-A-CB (Split System: Heat Pump with Remote Outdoor Unit-Air-Source) | BOVB-60HDN1-M20G | ASPEN |  | D(A,C,E)60B44+TDR | BGH96M080C4B | 41500 | 17 | 8.8 | 44500 | 39000 | 87.64% | 2.39 | 0 | 11.7 |  |  |  |  | R-410A | 3.4583 | Residential & Commercial | USHP | Ducted CEE Tier 1
214064086 | Central HP <5.4 tons | BOSCH | HRCU-A-CB (Split System: Heat Pump with Remote Outdoor Unit-Air-Source) | BOVB-60HDN1-M20G | ASPEN |  | D(A,C,E)48A34+TDR | BGH96M100C5A | 41500 | 17.5 | 8.5 | 46000 | 38500 | 83.7% | 2.27 | 0 | 11.4 |  |  |  |  | R-410A | 3.4583 | Residential & Commercial | USHP | Ducted CEE Tier 1
214522687 | Central HP <5.4 tons | FRIEDRICH | HRCU-A-C (Split System: Heat Pump with Remote Outdoor Unit with No Indoor Fan --Air Source) | WFPU18Z363C | ASPEN |  | DX36A44+TDR | 0 | 28000 | 15.4 | 9.2 | 29800 | 24200 | 81.21% | 2.08 | 0 | 11.1 |  |  |  |  | R-410A | 2.3333 | Residential & Commercial | USHP | Ducted CEE Tier 1
214279922 | Central HP <5.4 tons | COMFORTMAKER | HRCU-A-CB (Split System: Heat Pump with Remote Outdoor Unit-Air-Source) | DLCURAH24ABK |  |  | EA*4X36L21A* | *96MSN0601716A* | 23600 | 17 | 9 | 25800 | 23600 | 91.47% | 1.96 | 0 | 10 |  |  |  |  | R-410A | 1.9667 | Residential & Commercial | USHP | Ducted CEE Tier 1
212985287 | Central HP <5.4 tons | CARRIER | HRCU-A-CB (Split System: Heat Pump with Remote Outdoor Unit-Air-Source) | 38MURAQ30AB3* |  |  | CAP**4224AL* | 59SC2E100M21**20 | 30200 | 15.2 | 8.1 | 34200 | 27400 | 80.12% | 1.8 | 0 | 9 |  |  |  |  | R-410A | 2.5167 | Residential & Commercial | USHP
216682357 | Central HP <5.4 tons | CARRIER | HRCU-A-CB (Split System: Heat Pump with Remote Outdoor Unit-Air-Source) | 38MURAQ24AB3* |  |  | CNPV*3621AL* | 59TP7A100V21**20 | 23400 | 17 | 9 | 25800 | 23800 | 92.25% | 1.86 | 0 | 10.5 |  |  |  |  | R-410A | 1.95 | Residential & Commercial | USHP | Ducted CEE Tier 1
215667368 | Central HP <5.4 tons | COMFORTMAKER | HRCU-A-CB (Split System: Heat Pump with Remote Outdoor Unit-Air-Source) | C5H0V24*K*AAA* |  |  | EA*5X30M17A*+WALLCON | *80CSU0401712A* | 23000 | 17 | 9 | 23600 | 16600 | 70.34% | 1.98 | 0 | 10 |  |  |  |  | R-454B | 1.9167 | Residential & Commercial | USHP | Ducted CEE Tier 1
206136180 | Central HP <5.4 tons | DAY & NIGHT | HRCU-A-CB (Split System: Heat Pump with Remote Outdoor Unit-Air-Source) | CVH837GKA** |  |  | EA*4X48L21A*+WALLCON | *95CSU1002122A* | 32400 | 17.5 | 8.5 | 32600 | 24800 | 76.07% | 2 | 12 | 11.5 |  |  |  |  | R-410A | 2.7 | Residential & Commercial | USHP | Ducted CEE Tier 1
206136280 | Central HP <5.4 tons | DAY & NIGHT | HRCU-A-CB (Split System: Heat Pump with Remote Outdoor Unit-Air-Source) | CVH837GKA** |  |  | EN(A,D,W)4X48L21**+WALLCON | *95CSU0802120A* | 32400 | 17.5 | 8.1 | 32800 | 24800 | 75.61% | 1.96 | 12 | 11.7 |  |  |  |  | R-410A | 2.7 | Residential & Commercial | USHP | Ducted CEE Tier 1
216677997 | Central HP <5.4 tons | DAY & NIGHT | HRCU-A-CB (Split System: Heat Pump with Remote Outdoor Unit-Air-Source) | D5CURAH24AAK |  |  | EA*5X36M17A* | *96VTN0601412B* | 23600 | 15.2 | 8.5 | 24000 | 19400 | 80.83% | 1.9 | 0 | 9.8 |  |  |  |  | R-454B | 1.9667 | Residential & Commercial | USHP
213270409 | Central HP <5.4 tons | GE Appliances | HRCU-A-C (Split System: Heat Pump with Remote Outdoor Unit with No Indoor Fan --Air Source) | AUH2436ZGDA* | ADP |  | V36H***P219+TD | 0 | 22600 | 15.2 | 8.5 | 22400 | 21200 | 94.64% | 1.8 | 0 | 10.5 |  |  |  |  | R-410A | 1.8833 | Residential & Commercial | USHP | Ducted CEE Tier 1
207764671 | Central HP <5.4 tons | GE Appliances | HRCU-A-CB (Split System: Heat Pump with Remote Outdoor Unit-Air-Source) | AUH2436ZGDA* | ADP |  | F,PE*G33930 | 0 | 23400 | 17 | 8.95 | 22400 | 21600 | 96.43% | 1.8 | 11.7 | 11.5 |  |  |  |  | R-410A | 1.95 | Residential & Commercial | USHP | Ducted CEE Tier 1
212362551 | Central HP <5.4 tons | GOETTL | HRCU-A-CB (Split System: Heat Pump with Remote Outdoor Unit-Air-Source) | ASZV903610A* |  |  | CA*F3137*6A*+TXV | A*VC960403BNB* | 33600 | 18 | 8.2 | 34000 | 24400 | 71.76% | 1.8 | 0 | 11.5 |  |  |  |  | R-410A | 2.8 | Residential & Commercial | USHP | Ducted CEE Tier 1
212523822 | Central HP <5.4 tons | LENNOX | HRCU-A-CB (Split System: Heat Pump with Remote Outdoor Unit-Air-Source) | SL25XPV-036-230A** |  |  | C35-48B+TDR+TXV | SLP98UH070XV36B* | 33800 | 21.6 | 8.8 | 35800 | 27800 | 77.65% | 1.8 | 0 | 13 |  |  |  |  | R-410A | 2.8167 | Residential & Commercial | USHP | Ducted CEE Tier 1
212479836 | Central HP <5.4 tons | CARRIER | HRCU-A-CB (Split System: Heat Pump with Remote Outdoor Unit-Air-Source) | 38MURAQ18AB3* | ADP |  | A36VCA+TXV | 59SP6A060V17**14 | 17700 | 16 | 8.5 | 17000 | 18700 | 110% | 2.3 | 0 | 10.5 |  |  |  |  | R-410A | 1.475 | Residential & Commercial | USHP | Ducted CEE Tier 1
212985323 | Central HP <5.4 tons | CARRIER | HRCU-A-CB (Split System: Heat Pump with Remote Outdoor Unit-Air-Source) | 38MURAQ30AB3* |  |  | CNPV*4221AL* | 59SC2E100M21**20 | 30000 | 15.2 | 8.1 | 34400 | 27600 | 80.23% | 1.8 | 0 | 9 |  |  |  |  | R-410A | 2.5 | Residential & Commercial | USHP
214279753 | Central HP <5.4 tons | COMFORTMAKER | HRCU-A-CB (Split System: Heat Pump with Remote Outdoor Unit-Air-Source) | DLCURAH18ABK |  |  | EA*4X25L17A* | *96MSN0601716A* | 17700 | 16 | 8.5 | 17600 | 17800 | 101.1% | 2.14 | 0 | 10.5 |  |  |  |  | R-410A | 1.475 | Residential & Commercial | USHP | Ducted CEE Tier 1
214802768 | Central HP <5.4 tons | RHEEM | HRCU-A-CB (Split System: Heat Pump with Remote Outdoor Unit-Air-Source) | RP15AZ30AJ2N | ASPEN |  | D(A,C,E)36A34+TDR | R801V1004A17UHS | 27400 | 15.4 | 8.1 | 28400 | 20000 | 70.42% | 2.62 | 0 | 11.7 |  |  |  |  | R-410A | 2.2833 | Residential & Commercial | USHP | Ducted CEE Tier 1
212974316 | Central HP <5.4 tons | COMFORTMAKER | HRCU-A-CB (Split System: Heat Pump with Remote Outdoor Unit-Air-Source) | DLCURAH24ABK |  |  | EA*4X36L21A* | *96VSN1002120B* | 23600 | 17 | 8.5 | 26200 | 24000 | 91.6% | 2 | 0 | 10 |  |  |  |  | R-410A | 1.9667 | Residential & Commercial | USHP | Ducted CEE Tier 1
212974917 | Central HP <5.4 tons | COMFORTMAKER | HRCU-A-CB (Split System: Heat Pump with Remote Outdoor Unit-Air-Source) | DLCURAH24ABK |  |  | EA*4X24L14A* | *96VTN0401410B* | 23000 | 16 | 8.5 | 27000 | 27200 | 100.7% | 2.3 | 0 | 9.5 |  |  |  |  | R-410A | 1.9167 | Residential & Commercial | USHP
212974969 | Central HP <5.4 tons | COMFORTMAKER | HRCU-A-CB (Split System: Heat Pump with Remote Outdoor Unit-Air-Source) | DLCURAH24ABK |  |  | EA*4X30L17A* | *96VTN0401410B* | 23400 | 16 | 8.5 | 26400 | 24800 | 93.94% | 2.06 | 0 | 10 |  |  |  |  | R-410A | 1.95 | Residential & Commercial | USHP | Ducted CEE Tier 1
212975021 | Central HP <5.4 tons | COMFORTMAKER | HRCU-A-CB (Split System: Heat Pump with Remote Outdoor Unit-Air-Source) | DLCURAH24ABK |  |  | EN(A,D)4X24L17** | *96VTN0401410B* | 23200 | 15.5 | 8.5 | 27000 | 25000 | 92.59% | 2.06 | 0 | 10 |  |  |  |  | R-410A | 1.9333 | Residential & Commercial | USHP | Ducted CEE Tier 1
215935383 | Central HP <5.4 tons | TEMPSTAR | HRCU-A-CB (Split System: Heat Pump with Remote Outdoor Unit-Air-Source) | T5H3V36*K*AAA* |  |  | EVM5X60M24A*+WALLCON | *95CSU0802120B* | 35400 | 21.5 | 8.5 | 38000 | 28600 | 75.26% | 2.04 | 0 | 12 |  |  |  |  | R-454B | 2.95 | Residential & Commercial | USHP | Ducted CEE Tier 1
212362603 | Central HP <5.4 tons | GOETTL | HRCU-A-CB (Split System: Heat Pump with Remote Outdoor Unit-Air-Source) | ASZV903610A* |  |  | CHPF3743C6B*+TXV | A*VC801005C*A* | 33400 | 18 | 8.2 | 34000 | 24400 | 71.76% | 1.8 | 0 | 11 |  |  |  |  | R-410A | 2.7833 | Residential & Commercial | USHP | Ducted CEE Tier 1
215667727 | Central HP <5.4 tons | COMFORTMAKER | HRCU-A-CB (Split System: Heat Pump with Remote Outdoor Unit-Air-Source) | C5H0V24*K*AAA* |  |  | EA*5X37M17A*+WALLCON | *80CSU0401712A* | 23800 | 17 | 9 | 23400 | 16500 | 70.51% | 2 | 0 | 10.5 |  |  |  |  | R-454B | 1.9833 | Residential & Commercial | USHP | Ducted CEE Tier 1
212578215 | Central HP <5.4 tons | CARRIER | HRCU-A-CB (Split System: Heat Pump with Remote Outdoor Unit-Air-Source) | 25VNA424A*031* | ADP |  | H,PG53936 | 58TN*A070C17**16 | 24200 | 20 | 9.5 | 24800 | 19300 | 77.82% | 2.54 | 0 | 13.5 |  |  |  |  | R-410A | 2.0167 | Residential & Commercial | USHP | Ducted CEE Tier 1
214626879 | Central HP <5.4 tons | CARRIER | HRCU-A-CB (Split System: Heat Pump with Remote Outdoor Unit-Air-Source) | 25VNA424A*031* | ADP |  | V,C36H175P459 | 58CU*A060C17**16 | 24000 | 20 | 10.5 | 24800 | 19300 | 77.82% | 2.56 | 0 | 13.5 |  |  |  |  | R-410A | 2 | Residential & Commercial | USHP | Ducted CEE Tier 1
206772852 | Central HP <5.4 tons | DAY & NIGHT | HRCU-A-CB (Split System: Heat Pump with Remote Outdoor Unit-Air-Source) | CVH837GKA2* |  |  | EHD4X42AAL+WALLCON | *97CMN0602120A* | 32400 | 16.5 | 8.1 | 33400 | 25200 | 75.45% | 1.94 | 11.5 | 10.5 |  |  |  |  | R-410A | 2.7 | Residential & Commercial | USHP | Ducted CEE Tier 1
215674319 | Central HP <5.4 tons | COMFORTMAKER | HRCU-A-CB (Split System: Heat Pump with Remote Outdoor Unit-Air-Source) | C5H0V48*K*AAA* |  |  | EA*5X61M21A*+WALLCON | *80CSU1002120A* | 46000 | 17.5 | 9 | 48000 | 33800 | 70.42% | 2.06 | 0 | 10 |  |  |  |  | R-454B | 3.8333 | Residential & Commercial | USHP | Ducted CEE Tier 1
212380602 | Central HP <5.4 tons | CARRIER | HRCU-A-CB (Split System: Heat Pump with Remote Outdoor Unit-Air-Source) | 25VNA424A*031* | ADP |  | V,C36H175P159 | 59TN6B080C17**14 | 23400 | 20 | 8.5 | 25000 | 19500 | 78% | 2.44 | 0 | 13 |  |  |  |  | R-410A | 1.95 | Residential & Commercial | USHP | Ducted CEE Tier 1
214810459 | Central HP <5.4 tons | COMFORTMAKER | HRCU-A-C (Split System: Heat Pump with Remote Outdoor Unit with No Indoor Fan --Air Source) | DLCURAH24ABK | ADP |  | H,GG33930+TD | 0 | 24000 | 16 | 9.5 | 23400 | 19600 | 83.76% | 1.95 | 0 | 10.5 |  |  |  |  | R-410A | 2 | Residential & Commercial | USHP | Ducted CEE Tier 1
212985773 | Central HP <5.4 tons | CARRIER | HRCU-A-CB (Split System: Heat Pump with Remote Outdoor Unit-Air-Source) | 38MURAQ24AB3* |  |  | CAP**2517AL* | 59SC6A026M14**10 | 24200 | 16.5 | 8.5 | 25200 | 21600 | 85.71% | 1.82 | 0 | 10 |  |  |  |  | R-410A | 2.0167 | Residential & Commercial | USHP | Ducted CEE Tier 1
212986259 | Central HP <5.4 tons | CARRIER | HRCU-A-CB (Split System: Heat Pump with Remote Outdoor Unit-Air-Source) | 38MURAQ24AB3* |  |  | CNPV*3617AL* | 59SC6A040M14**10 | 23400 | 16 | 8.1 | 26400 | 24400 | 92.42% | 2.02 | 0 | 10 |  |  |  |  | R-410A | 1.95 | Residential & Commercial | USHP | Ducted CEE Tier 1
216643195 | Central HP <5.4 tons | COMFORTMAKER | HRCU-A-CB (Split System: Heat Pump with Remote Outdoor Unit-Air-Source) | D5CUHAH18AAK |  |  | EA*5X25M17A* | *80MS(N,L)0451412A* | 18300 | 15.2 | 10.5 | 19800 | 17500 | 88.38% | 2 | 0 | 11.5 |  |  |  |  | R-454B | 1.525 | Residential & Commercial | USHP | Ducted CEE Tier 1
214075291 | Central HP <5.4 tons | FRIEDRICH | HRCU-A-CB (Split System: Heat Pump with Remote Outdoor Unit-Air-Source) | RD17AZ60AJ3N |  |  | TCFZ6024STANM | FR801V1255A24DZ | 55500 | 18 | 8.1 | 53500 | 49000 | 91.59% | 1.75 | 0 | 10 |  |  |  |  | R-410A | 4.625 | Residential & Commercial | USHP | Ducted CEE Tier 1
214063913 | Central HP <5.4 tons | BOSCH | HRCU-A-CB (Split System: Heat Pump with Remote Outdoor Unit-Air-Source) | BOVA-60HDN1-M20G | ASPEN |  | D(A,C,E)60B44+TDR | BGH96M080B3A | 41500 | 17 | 8.8 | 43500 | 39500 | 90.8% | 2.4 | 0 | 11.7 |  |  |  |  | R-410A | 3.4583 | Residential & Commercial | USHP | Ducted CEE Tier 1
214063929 | Central HP <5.4 tons | BOSCH | HRCU-A-CB (Split System: Heat Pump with Remote Outdoor Unit-Air-Source) | BOVA-60HDN1-M20G | ASPEN |  | D(A,C,E)60B44+TDR | BGH96M100C5A | 43500 | 17.5 | 8.8 | 46500 | 39000 | 83.87% | 2.35 | 0 | 11.7 |  |  |  |  | R-410A | 3.625 | Residential & Commercial | USHP | Ducted CEE Tier 1
214064095 | Central HP <5.4 tons | BOSCH | HRCU-A-CB (Split System: Heat Pump with Remote Outdoor Unit-Air-Source) | BOVB-60HDN1-M20G | ASPEN |  | D(A,C,E)48B44+TDR | BGH96M100D5A | 43500 | 17.5 | 9 | 47000 | 38500 | 81.91% | 2.32 | 0 | 11.6 |  |  |  |  | R-410A | 3.625 | Residential & Commercial | USHP | Ducted CEE Tier 1
215667204 | Central HP <5.4 tons | COMFORTMAKER | HRCU-A-CB (Split System: Heat Pump with Remote Outdoor Unit-Air-Source) | C5H0V24*K*AAA* |  |  | EA*5X25M17A*+WALLCON | *80CTL0701716B* | 24000 | 17.5 | 9 | 23200 | 16400 | 70.69% | 2 | 0 | 10.5 |  |  |  |  | R-454B | 2 | Residential & Commercial | USHP | Ducted CEE Tier 1
215667455 | Central HP <5.4 tons | COMFORTMAKER | HRCU-A-CB (Split System: Heat Pump with Remote Outdoor Unit-Air-Source) | C5H0V24*K*AAA* |  |  | EA*5X30M17A*+WALLCON | *80CTL0901716B* | 23000 | 17 | 9 | 23800 | 16700 | 70.17% | 1.98 | 0 | 10 |  |  |  |  | R-454B | 1.9167 | Residential & Commercial | USHP | Ducted CEE Tier 1
215667775 | Central HP <5.4 tons | COMFORTMAKER | HRCU-A-CB (Split System: Heat Pump with Remote Outdoor Unit-Air-Source) | C5H0V24*K*AAA* |  |  | EA*5X37M17A*+WALLCON | *97CMN0601714B* | 23600 | 17 | 9 | 23600 | 16600 | 70.34% | 1.98 | 0 | 10 |  |  |  |  | R-454B | 1.9667 | Residential & Commercial | USHP | Ducted CEE Tier 1
212362762 | Central HP <5.4 tons | GOETTL | HRCU-A-CB (Split System: Heat Pump with Remote Outdoor Unit-Air-Source) | GSZV903610A* |  |  | CA*F3137*6A*+TXV | G*VS960603BUA* | 33600 | 18.5 | 8.2 | 34000 | 24400 | 71.76% | 1.8 | 0 | 11.5 |  |  |  |  | R-410A | 2.8 | Residential & Commercial | USHP | Ducted CEE Tier 1
207683204 | Central HP <5.4 tons | LENNOX | HRCU-A-CB (Split System: Heat Pump with Remote Outdoor Unit-Air-Source) | SL25XPV-048-230A** | ADP |  | LP42/62W9 | SLP99UH110XV60C* | 46000 | 20 | 9.4 | 42000 | 35800 | 85.24% | 1.9 | 12.5 | 12.5 |  |  |  |  | R-410A | 3.8333 | Residential & Commercial | USHP | Ducted CEE Tier 1
212380522 | Central HP <5.4 tons | CARRIER | HRCU-A-CB (Split System: Heat Pump with Remote Outdoor Unit-Air-Source) | 25VNA424A*031* | ADP |  | C36A***L539 | 58TN*A045C17**12 | 23400 | 20 | 8.1 | 25000 | 19600 | 78.4% | 2.42 | 0 | 13 |  |  |  |  | R-410A | 1.95 | Residential & Commercial | USHP | Ducted CEE Tier 1
212380574 | Central HP <5.4 tons | CARRIER | HRCU-A-CB (Split System: Heat Pump with Remote Outdoor Unit-Air-Source) | 25VNA424A*031* | ADP |  | C36A***L129 | 59MN7B080C17**14 | 23200 | 20 | 8.1 | 25200 | 19600 | 77.78% | 2.36 | 0 | 13 |  |  |  |  | R-410A | 1.9333 | Residential & Commercial | USHP | Ducted CEE Tier 1
212380606 | Central HP <5.4 tons | CARRIER | HRCU-A-CB (Split System: Heat Pump with Remote Outdoor Unit-Air-Source) | 25VNA424A*031* | ADP |  | C36A***L539 | 59TN6B080C17**14 | 24000 | 20 | 8.5 | 24800 | 19400 | 78.23% | 2.54 | 0 | 13.5 |  |  |  |  | R-410A | 2 | Residential & Commercial | USHP | Ducted CEE Tier 1
212578277 | Central HP <5.4 tons | CARRIER | HRCU-A-CB (Split System: Heat Pump with Remote Outdoor Unit-Air-Source) | 25VNA448A*031* | ADP |  | H,PG3K960 | 59MN7B120C24**22 | 44000 | 21 | 9.5 | 44000 | 36000 | 81.82% | 2.34 | 0 | 11.7 |  |  |  |  | R-410A | 3.6667 | Residential & Commercial | USHP | Ducted CEE Tier 1
206765713 | Central HP <5.4 tons | DAY & NIGHT | HRCU-A-CB (Split System: Heat Pump with Remote Outdoor Unit-Air-Source) | CVH825GKA3* |  |  | EA*4X36L17A*+WALLCON | *80CTL0901716A* | 23600 | 17 | 8.1 | 21400 | 16600 | 77.57% | 1.94 | 11.5 | 11 |  |  |  |  | R-410A | 1.9667 | Residential & Commercial | USHP | Ducted CEE Tier 1
206765722 | Central HP <5.4 tons | DAY & NIGHT | HRCU-A-CB (Split System: Heat Pump with Remote Outdoor Unit-Air-Source) | CVH825GKA3* |  |  | EA*4X36L21A*+WALLCON | *80CTL0451712A* | 23400 | 16 | 8.1 | 21600 | 16800 | 77.78% | 1.92 | 11 | 10.5 |  |  |  |  | R-410A | 1.95 | Residential & Commercial | USHP | Ducted CEE Tier 1
211750041 | Central HP <5.4 tons | GREE | HRCU-A-C (Split System: Heat Pump with Remote Outdoor Unit with No Indoor Fan --Air Source) | FLEXX60HP230V1AO | ADP |  | *E88960+TD | 0 | 50500 | 15.2 | 8.5 | 51000 | 36800 | 72.16% | 1.8 | 0 | 9.5 |  |  |  |  | R-410A | 4.2083 | Residential & Commercial | USHP
212851768 | Central HP <5.4 tons | GE Appliances | HRCU-A-C (Split System: Heat Pump with Remote Outdoor Unit with No Indoor Fan --Air Source) | AUH2436ZGDA* | ADP |  | HG34936+TD | 0 | 31600 | 15.2 | 8.5 | 32400 | 23600 | 72.84% | 1.8 | 0 | 9 |  |  |  |  | R-410A | 2.6333 | Residential & Commercial | USHP
214094106 | Central HP <5.4 tons | BOSCH | HRCU-A-CB (Split System: Heat Pump with Remote Outdoor Unit-Air-Source) | BOVA-60HDN1-M20G | ASPEN |  | AE(D,N,U)+DM59A44+TDR | 0 | 43000 | 18.2 | 9.1 | 47500 | 46000 | 96.84% | 2.5 | 0 | 11 |  |  |  |  | R-410A | 3.5833 | Residential & Commercial | USHP | Ducted CEE Tier 1
214783998 | Central HP <5.4 tons | ECOER | HRCU-A-CB (Split System: Heat Pump with Remote Outdoor Unit-Air-Source) | EODA19H-4860AA* | ASPEN |  | AFM594+TDR | 0 | 47000 | 17.5 | 8.4 | 53500 | 38000 | 71.03% | 1.9 | 0 | 11.7 |  |  |  |  | R-410A | 3.9167 | Residential & Commercial | USHP | Ducted CEE Tier 1
212362797 | Central HP <5.4 tons | GOETTL | HRCU-A-CB (Split System: Heat Pump with Remote Outdoor Unit-Air-Source) | GSZV903610A* |  |  | CHPF3642C6C*+TXV | G*VC960603BNB* | 33400 | 18 | 8.2 | 34000 | 24400 | 71.76% | 1.8 | 0 | 11 |  |  |  |  | R-410A | 2.7833 | Residential & Commercial | USHP | Ducted CEE Tier 1
211264996 | Central HP <5.4 tons | DAY & NIGHT | HRCU-A-CB (Split System: Heat Pump with Remote Outdoor Unit-Air-Source) | DLCURAH18ABK |  |  | FM(C,U)4Z24**AL* | 0 | 17800 | 17 | 9 | 18700 | 19800 | 105.9% | 2.4 | 0 | 11 |  |  |  |  | R-410A | 1.4833 | Residential & Commercial | USHP | Ducted CEE Tier 1
213367381 | Central HP <5.4 tons | CARRIER | HRCU-A-CB (Split System: Heat Pump with Remote Outdoor Unit-Air-Source) | 38MURAQ24AB3* | ADP |  | H,PG9J936 | 59TP6C100V21**20 | 23600 | 17 | 8.5 | 24600 | 24200 | 98.37% | 2.04 | 0 | 10.5 |  |  |  |  | R-410A | 1.9667 | Residential & Commercial | USHP | Ducted CEE Tier 1
215935889 | Central HP <5.4 tons | COMFORTMAKER | HRCU-A-CB (Split System: Heat Pump with Remote Outdoor Unit-Air-Source) | C5H3V36*K*AAA* |  |  | EVD5X38M17A*+WALLCON | *97CMN0801714B* | 35200 | 21 | 8.5 | 38500 | 29200 | 75.84% | 2 | 0 | 11.7 |  |  |  |  | R-454B | 2.9333 | Residential & Commercial | USHP | Ducted CEE Tier 1
213829731 | Central HP <5.4 tons | FRIEDRICH | HRCU-A-CB (Split System: Heat Pump with Remote Outdoor Unit-Air-Source) | FRP18AZ36AJVC |  |  | TCFZ3621MEAAM | FR801V1005A21UHU | 34200 | 19 | 8.5 | 34200 | 43000 | 125.7% | 2.2 | 0 | 12.5 |  |  |  |  | R-410A | 2.85 | Residential & Commercial | USHP | Ducted CEE Tier 1
215935939 | Central HP <5.4 tons | COMFORTMAKER | HRCU-A-CB (Split System: Heat Pump with Remote Outdoor Unit-Air-Source) | C5H3V36*K*AAA* |  |  | EVD5X42M17A*+WALLCON | *96CTN0601714B* | 34200 | 20.5 | 8.5 | 38000 | 27400 | 72.11% | 2 | 0 | 11 |  |  |  |  | R-454B | 2.85 | Residential & Commercial | USHP | Ducted CEE Tier 1
215935989 | Central HP <5.4 tons | COMFORTMAKER | HRCU-A-CB (Split System: Heat Pump with Remote Outdoor Unit-Air-Source) | C5H3V36*K*AAA* |  |  | EVD5X42M21A*+WALLCON | *80CTL0701716B* | 34200 | 20.5 | 8.5 | 39000 | 28400 | 72.82% | 2.02 | 0 | 11.5 |  |  |  |  | R-454B | 2.85 | Residential & Commercial | USHP | Ducted CEE Tier 1
215936039 | Central HP <5.4 tons | COMFORTMAKER | HRCU-A-CB (Split System: Heat Pump with Remote Outdoor Unit-Air-Source) | C5H3V36*K*AAA* |  |  | EVD5X42M21A*+WALLCON | *95CSU0601716B* | 34200 | 20.5 | 8.5 | 39000 | 28600 | 73.33% | 2.04 | 0 | 11.5 |  |  |  |  | R-454B | 2.85 | Residential & Commercial | USHP | Ducted CEE Tier 1
215667735 | Central HP <5.4 tons | COMFORTMAKER | HRCU-A-CB (Split System: Heat Pump with Remote Outdoor Unit-Air-Source) | C5H0V24*K*AAA* |  |  | EA*5X37M17A*+WALLCON | *80CSU0601716A* | 23800 | 17 | 9 | 23400 | 16500 | 70.51% | 2 | 0 | 10 |  |  |  |  | R-454B | 1.9833 | Residential & Commercial | USHP | Ducted CEE Tier 1
216571164 | Central HP <5.4 tons | TRANE | HRCU-A-CB (Split System: Heat Pump with Remote Outdoor Unit-Air-Source) | 5TWV0X60A1 |  |  | 5TXCD008AS3 | S8V2C080M5PCB | 52000 | 18.6 | 9 | 54000 | 38500 | 71.3% | 2 | 0 | 10 |  |  |  |  | R-454B | 4.3333 | Residential & Commercial | USHP | Ducted CEE Tier 1
215223257 | Central HP <5.4 tons | COMFORTMAKER | HRCU-A-C (Split System: Heat Pump with Remote Outdoor Unit with No Indoor Fan --Air Source) | DLCURAH30ABK | ADP |  | H,GG33936+TD | 0 | 29400 | 15.2 | 9.35 | 31200 | 26600 | 85.26% | 1.8 | 0 | 10 |  |  |  |  | R-410A | 2.45 | Residential & Commercial | USHP | Ducted CEE Tier 1
216571182 | Central HP <5.4 tons | TRANE | HRCU-A-CB (Split System: Heat Pump with Remote Outdoor Unit-Air-Source) | 5TWV8X24A1 |  |  | 5PX*B003AS3 | S8V2A040M3PDB | 21200 | 18.1 | 8.5 | 24400 | 18900 | 77.46% | 2.1 | 0 | 11.2 |  |  |  |  | R-454B | 1.7667 | Residential & Commercial | USHP | Ducted CEE Tier 1
211263787 | Central HP <5.4 tons | DAY & NIGHT | HRCU-A-CB (Split System: Heat Pump with Remote Outdoor Unit-Air-Source) | DLCURAH18ABK |  |  | EN(A,D)4X30L14** | *80ES(N,L)0451412A* | 18200 | 16 | 8.5 | 18600 | 18400 | 98.92% | 2.22 | 0 | 11 |  |  |  |  | R-410A | 1.5167 | Residential & Commercial | USHP | Ducted CEE Tier 1
213821569 | Central HP <5.4 tons | TEMPSTAR | HRCU-A-CB (Split System: Heat Pump with Remote Outdoor Unit-Air-Source) | DLCURAH36ABK | ASPEN |  | D(A,C,E)36C34+TDR | *80MS(N,L)0701712A* | 33800 | 16.5 | 8.1 | 37800 | 31800 | 84.13% | 2.73 | 0 | 9.9 |  |  |  |  | R-410A | 2.8167 | Residential & Commercial | USHP
213821619 | Central HP <5.4 tons | TEMPSTAR | HRCU-A-CB (Split System: Heat Pump with Remote Outdoor Unit-Air-Source) | DLCURAH36ABK | ASPEN |  | D(A,C,E)36B34+TDR | *92MSN0801716A* | 33800 | 16.4 | 8.5 | 37800 | 31800 | 84.13% | 2.74 | 0 | 9.8 |  |  |  |  | R-410A | 2.8167 | Residential & Commercial | USHP
213821628 | Central HP <5.4 tons | TEMPSTAR | HRCU-A-CB (Split System: Heat Pump with Remote Outdoor Unit-Air-Source) | DLCURAH36ABK | ASPEN |  | D(A,C,E)36B34+TDR | *92MSN1002122A* | 34800 | 16.5 | 8.1 | 38500 | 31800 | 82.6% | 2.72 | 0 | 10.5 |  |  |  |  | R-410A | 2.9 | Residential & Commercial | USHP | Ducted CEE Tier 1
214731130 | Central HP <5.4 tons | AIRQUEST | HRCU-A-C (Split System: Heat Pump with Remote Outdoor Unit with No Indoor Fan --Air Source) | DLCURAH36ABK | ADP |  | HG35936+TD | 0 | 36000 | 15.2 | 8.55 | 36400 | 31200 | 85.71% | 1.84 | 0 | 10 |  |  |  |  | R-410A | 3 | Residential & Commercial | USHP | Ducted CEE Tier 1
206136117 | Central HP <5.4 tons | AIRQUEST | HRCU-A-CB (Split System: Heat Pump with Remote Outdoor Unit-Air-Source) | HVH837GKA** |  |  | EA*4X42L24A*+WALLCON | *95CSU0802120A* | 31800 | 17.5 | 8.1 | 33000 | 24400 | 73.94% | 1.9 | 11.5 | 11 |  |  |  |  | R-410A | 2.65 | Residential & Commercial | USHP | Ducted CEE Tier 1
212983585 | Central HP <5.4 tons | TEMPSTAR | HRCU-A-CB (Split System: Heat Pump with Remote Outdoor Unit-Air-Source) | DLCURAH24ABK |  |  | EN(A,D)4X24L14** | *92MSN0601412A* | 23400 | 16.5 | 8.5 | 27000 | 24600 | 91.11% | 2.04 | 0 | 10 |  |  |  |  | R-410A | 1.95 | Residential & Commercial | USHP | Ducted CEE Tier 1
212984587 | Central HP <5.4 tons | TEMPSTAR | HRCU-A-CB (Split System: Heat Pump with Remote Outdoor Unit-Air-Source) | DLCURAH24ABK |  |  | EA*4X25L17A* | *92MSN0801716A* | 24000 | 17.5 | 8.5 | 25000 | 21800 | 87.2% | 1.84 | 0 | 10 |  |  |  |  | R-410A | 2 | Residential & Commercial | USHP | Ducted CEE Tier 1
215673989 | Central HP <5.4 tons | COMFORTMAKER | HRCU-A-CB (Split System: Heat Pump with Remote Outdoor Unit-Air-Source) | C5H0V48*K*AAA* |  |  | EA*5X48M21A*+WALLCON | *80CSU0601716A* | 44000 | 17.5 | 9 | 48500 | 34200 | 70.52% | 2.04 | 0 | 9.5 |  |  |  |  | R-454B | 3.6667 | Residential & Commercial | USHP
216497874 | Central HP <5.4 tons | RHEEM | HRCU-A-CB (Split System: Heat Pump with Remote Outdoor Unit-Air-Source) | RD17AZ24AJ3N | ASPEN |  | D(A,C,E)24A34+TDR | R98MV0603A17UPS | 20600 | 17.5 | 9 | 22400 | 16800 | 75% | 2.55 | 0 | 11 |  |  |  |  | R-410A | 1.7167 | Residential & Commercial | USHP | Ducted CEE Tier 1
206771051 | Central HP <5.4 tons | DAY & NIGHT | HRCU-A-CB (Split System: Heat Pump with Remote Outdoor Unit-Air-Source) | CVH837GKA2* |  |  | EA*4X36L21A*+WALLCON | *80CTL0701716A* | 31400 | 17 | 8.1 | 33400 | 24400 | 73.05% | 1.84 | 11.5 | 11 |  |  |  |  | R-410A | 2.6167 | Residential & Commercial | USHP | Ducted CEE Tier 1
216681815 | Central HP <5.4 tons | TEMPSTAR | HRCU-A-CB (Split System: Heat Pump with Remote Outdoor Unit-Air-Source) | DLCURAH36ABK |  |  | EA*4X48L21A* | *97VTN1002120A* | 35800 | 16.5 | 9 | 38000 | 34200 | 90% | 1.94 | 0 | 10 |  |  |  |  | R-410A | 2.9833 | Residential & Commercial | USHP | Ducted CEE Tier 1
216681863 | Central HP <5.4 tons | TEMPSTAR | HRCU-A-CB (Split System: Heat Pump with Remote Outdoor Unit-Air-Source) | DLCURAH36ABK |  |  | EHD4X48AAL | *97VTN1002120A* | 36200 | 16 | 8.5 | 38500 | 34400 | 89.35% | 1.82 | 0 | 10 |  |  |  |  | R-410A | 3.0167 | Residential & Commercial | USHP | Ducted CEE Tier 1
214239834 | Central HP <5.4 tons | BRYANT HEATING AND COOLING SYSTEMS | HRCU-A-CB (Split System: Heat Pump with Remote Outdoor Unit-Air-Source) | 288BNV037*0**A* |  |  | CNPV*4221AL*+UI | 986TD66100C21*** | 31800 | 16.5 | 8.1 | 33000 | 24400 | 73.94% | 1.88 | 0 | 11 |  |  |  |  | R-410A | 2.65 | Residential & Commercial | USHP | Ducted CEE Tier 1
214327247 | Central HP <5.4 tons | FRIEDRICH | HRCU-A-CB (Split System: Heat Pump with Remote Outdoor Unit-Air-Source) | FRP18AZ24AJVC |  |  | RCFZ2421HEAAM | FR801V0704A17UHU | 22800 | 20 | 8.5 | 22800 | 26000 | 114% | 2.1 | 0 | 12.5 |  |  |  |  | R-410A | 1.9 | Residential & Commercial | USHP | Ducted CEE Tier 1
211750033 | Central HP <5.4 tons | GREE | HRCU-A-C (Split System: Heat Pump with Remote Outdoor Unit with No Indoor Fan --Air Source) | FLEXX36HP230V1AO | ADP |  | *G9J936+TD | 0 | 31800 | 15.2 | 8.5 | 32400 | 23600 | 72.84% | 1.8 | 0 | 9 |  |  |  |  | R-410A | 2.65 | Residential & Commercial | USHP
205750643 | Central HP <5.4 tons | DAY & NIGHT | HRCU-A-CB (Split System: Heat Pump with Remote Outdoor Unit-Air-Source) | CVH825GKA2* |  |  | EA*4X37L21A*+WALLCON | *80CTL0701716A* | 24400 | 17 | 8.5 | 21200 | 16600 | 78.3% | 2.02 | 11 | 11 |  |  |  |  | R-410A | 2.0333 | Residential & Commercial | USHP | Ducted CEE Tier 1
214094158 | Central HP <5.4 tons | BOSCH | HRCU-A-CB (Split System: Heat Pump with Remote Outdoor Unit-Air-Source) | BOVB-60HDN1-M20G | ASPEN |  | DM59A44+TDR | BGH96M080B3A | 40500 | 17 | 8.8 | 43500 | 39500 | 90.8% | 2.4 | 0 | 11.5 |  |  |  |  | R-410A | 3.375 | Residential & Commercial | USHP | Ducted CEE Tier 1
213885824 | Central HP <5.4 tons | HEIL | HRCU-A-CB (Split System: Heat Pump with Remote Outdoor Unit-Air-Source) | HVH860GKA2* | ASPEN |  | AE(D,N,U)+CM60A34+TDR | 0 | 56500 | 17.5 | 8.5 | 60000 | 48500 | 80.83% | 2.72 | 0 | 9 |  |  |  |  | R-410A | 4.7083 | Residential & Commercial | USHP
215550853 | Central HP <5.4 tons | FRIEDRICH | HRCU-A-CB (Split System: Heat Pump with Remote Outdoor Unit-Air-Source) | WFPU17Z603C | ASPEN |  | L(E,G)M60H4 | 0 | 55500 | 17 | 8.5 | 55500 | 39500 | 71.17% | 2.58 | 0 | 8 |  |  |  |  | R-410A | 4.625 | Residential & Commercial | USHP
215667791 | Central HP <5.4 tons | COMFORTMAKER | HRCU-A-CB (Split System: Heat Pump with Remote Outdoor Unit-Air-Source) | C5H0V24*K*AAA* |  |  | EA*5X37M17A*+WALLCON | *96CTN0401410B* | 23400 | 16 | 9 | 24000 | 16900 | 70.42% | 1.98 | 0 | 9.5 |  |  |  |  | R-454B | 1.95 | Residential & Commercial | USHP
215667839 | Central HP <5.4 tons | COMFORTMAKER | HRCU-A-CB (Split System: Heat Pump with Remote Outdoor Unit-Air-Source) | C5H0V24*K*AAA* |  |  | EA*5X37M21A*+WALLCON | *80CTL0701716B* | 24000 | 17.5 | 9 | 23400 | 16400 | 70.09% | 2.02 | 0 | 10.5 |  |  |  |  | R-454B | 2 | Residential & Commercial | USHP | Ducted CEE Tier 1
216599668 | Central HP <5.4 tons | AMERICAN STANDARD | HRCU-A-CB (Split System: Heat Pump with Remote Outdoor Unit-Air-Source) | 5A6V8X36A1 |  |  | 5TXCB006AS3+P0V0B000M40SD+LRP | 0 | 33000 | 18.1 | 8.5 | 33200 | 25400 | 76.51% | 2.1 | 0 | 10.5 |  |  |  |  | R-454B | 2.75 | Residential & Commercial | USHP | Ducted CEE Tier 1
216571082 | Central HP <5.4 tons | TRANE | HRCU-A-CB (Split System: Heat Pump with Remote Outdoor Unit-Air-Source) | 5TWV0X48A1 |  |  | 5PX*C007AS3 | *UHMC100CCV4+LRP | 44500 | 20 | 9.7 | 47000 | 34000 | 72.34% | 2.1 | 0 | 11.7 |  |  |  |  | R-454B | 3.7083 | Residential & Commercial | USHP | Ducted CEE Tier 1
206765929 | Central HP <5.4 tons | DAY & NIGHT | HRCU-A-CB (Split System: Heat Pump with Remote Outdoor Unit-Air-Source) | CVH825GKA3* |  |  | EA*4X37L21A*+WALLCON | *80CTL0451712A* | 24200 | 16.5 | 8.1 | 21200 | 16700 | 78.77% | 2 | 11 | 11 |  |  |  |  | R-410A | 2.0167 | Residential & Commercial | USHP | Ducted CEE Tier 1
216571134 | Central HP <5.4 tons | TRANE | HRCU-A-CB (Split System: Heat Pump with Remote Outdoor Unit-Air-Source) | 5TWV0X48A1 |  |  | 5TXCD008AS3 | S8V2C080M5PCB | 44500 | 20 | 9.7 | 47000 | 34000 | 72.34% | 2.1 | 0 | 12 |  |  |  |  | R-454B | 3.7083 | Residential & Commercial | USHP | Ducted CEE Tier 1
213821579 | Central HP <5.4 tons | TEMPSTAR | HRCU-A-CB (Split System: Heat Pump with Remote Outdoor Unit-Air-Source) | DLCURAH36ABK | ASPEN |  | D(A,C,E)42B34+TDR | *80MS(N,L)0901714A* | 35400 | 16.5 | 8.1 | 38500 | 32200 | 83.64% | 2.58 | 0 | 10 |  |  |  |  | R-410A | 2.95 | Residential & Commercial | USHP | Ducted CEE Tier 1
214239984 | Central HP <5.4 tons | BRYANT HEATING AND COOLING SYSTEMS | HRCU-A-CB (Split System: Heat Pump with Remote Outdoor Unit-Air-Source) | 288BNV037*0**A* |  |  | CNPV*4824AL*+UI | 88*TB66135C24*** | 32400 | 17 | 8.1 | 32600 | 24600 | 75.46% | 1.96 | 0 | 11.7 |  |  |  |  | R-410A | 2.7 | Residential & Commercial | USHP | Ducted CEE Tier 1
214731132 | Central HP <5.4 tons | AIRQUEST | HRCU-A-C (Split System: Heat Pump with Remote Outdoor Unit with No Indoor Fan --Air Source) | DLCURAH36ABK | ADP |  | HG81936+TD | 0 | 36000 | 15.2 | 8.6 | 36400 | 31200 | 85.71% | 1.85 | 0 | 10 |  |  |  |  | R-410A | 3 | Residential & Commercial | USHP | Ducted CEE Tier 1
215427940 | Central HP <5.4 tons | FRIEDRICH | HRCU-A-CB (Split System: Heat Pump with Remote Outdoor Unit-Air-Source) | WFPU18Z363C | ASPEN |  | AE*S+DM42B34+TDR | 0 | 31800 | 17 | 9 | 33400 | 23800 | 71.26% | 2.3 | 0 | 9.8 |  |  |  |  | R-410A | 2.65 | Residential & Commercial | USHP
216599678 | Central HP <5.4 tons | AMERICAN STANDARD | HRCU-A-CB (Split System: Heat Pump with Remote Outdoor Unit-Air-Source) | 5A6V8X24A1 |  |  | 5PX*B003AS3 | S9V2B080U4PSC+LRP | 21400 | 18.1 | 8.5 | 24400 | 18900 | 77.46% | 2.2 | 0 | 11.2 |  |  |  |  | R-454B | 1.7833 | Residential & Commercial | USHP | Ducted CEE Tier 1
213785658 | Central HP <5.4 tons | CARRIER | HRCU-A-CB (Split System: Heat Pump with Remote Outdoor Unit-Air-Source) | 25VNA436A*031* |  |  | CSPH*3612AL*+UI | 59TN6C060C17**14 | 32800 | 18 | 8.5 | 37400 | 26400 | 70.59% | 1.98 | 0 | 11 |  |  |  |  | R-410A | 2.7333 | Residential & Commercial | USHP | Ducted CEE Tier 1
213785724 | Central HP <5.4 tons | CARRIER | HRCU-A-CB (Split System: Heat Pump with Remote Outdoor Unit-Air-Source) | 25VNA436A*031* |  |  | CSPH*4812AL*+UI | 59TN6C080C17**14 | 33400 | 18.5 | 8.5 | 36800 | 26000 | 70.65% | 2.02 | 0 | 11.5 |  |  |  |  | R-410A | 2.7833 | Residential & Commercial | USHP | Ducted CEE Tier 1
214241756 | Central HP <5.4 tons | BRYANT HEATING AND COOLING SYSTEMS | HRCU-A-CB (Split System: Heat Pump with Remote Outdoor Unit-Air-Source) | 288BNV025*0**C* |  |  | CNPV*3017AL*+UI | 986TD42080C17*** | 23400 | 16.5 | 8.1 | 21600 | 16700 | 77.31% | 1.9 | 0 | 10.5 |  |  |  |  | R-410A | 1.95 | Residential & Commercial | USHP | Ducted CEE Tier 1
214596012 | Central HP <5.4 tons | AIRQUEST | HRCU-A-C (Split System: Heat Pump with Remote Outdoor Unit with No Indoor Fan --Air Source) | DLCURAH24ABK | ADP |  | H,PG34936+TD | 0 | 24000 | 16 | 9.5 | 23400 | 19600 | 83.76% | 1.95 | 0 | 10.5 |  |  |  |  | R-410A | 2 | Residential & Commercial | USHP | Ducted CEE Tier 1
216570864 | Central HP <5.4 tons | TRANE | HRCU-A-CB (Split System: Heat Pump with Remote Outdoor Unit-Air-Source) | 5TWV0X24A1 |  |  | 5PX*B003AS3 | L8V1A060U3VSB+LRP | 21400 | 20.4 | 10 | 24200 | 18400 | 76.03% | 2.1 | 0 | 11.2 |  |  |  |  | R-454B | 1.7833 | Residential & Commercial | USHP | Ducted CEE Tier 1
214094147 | Central HP <5.4 tons | BOSCH | HRCU-A-CB (Split System: Heat Pump with Remote Outdoor Unit-Air-Source) | BOVA-60HDN1-M20G | ASPEN |  | DM59A44+TDR | BGH96M120D5B | 43000 | 17.5 | 9 | 47000 | 38500 | 81.91% | 2.32 | 0 | 11.6 |  |  |  |  | R-410A | 3.5833 | Residential & Commercial | USHP | Ducted CEE Tier 1
213821662 | Central HP <5.4 tons | TEMPSTAR | HRCU-A-CB (Split System: Heat Pump with Remote Outdoor Unit-Air-Source) | DLCURAH36ABK | ASPEN |  | D(A,C,E)36C34+TDR | *96VTN0801716B* | 33800 | 16 | 8.1 | 37800 | 31800 | 84.13% | 2.7 | 0 | 9.9 |  |  |  |  | R-410A | 2.8167 | Residential & Commercial | USHP
213205504 | Central HP <5.4 tons | TEMPSTAR | HRCU-A-CB (Split System: Heat Pump with Remote Outdoor Unit-Air-Source) | DLCURAH36ABK | ASPEN |  | D(A,C,E)42B34+TDR | *80ES(N,L)0701712A* | 34400 | 15.5 | 8.5 | 38500 | 31400 | 81.56% | 2.71 | 0 | 9.9 |  |  |  |  | R-410A | 2.8667 | Residential & Commercial | USHP
213205590 | Central HP <5.4 tons | TEMPSTAR | HRCU-A-CB (Split System: Heat Pump with Remote Outdoor Unit-Air-Source) | DLCURAH36ABK | ASPEN |  | D(A,C,E)36B34+TDR | *92ESN0801716A* | 35000 | 16.5 | 8.1 | 39000 | 31600 | 81.03% | 2.71 | 0 | 10.5 |  |  |  |  | R-410A | 2.9167 | Residential & Commercial | USHP | Ducted CEE Tier 1
215550851 | Central HP <5.4 tons | FRIEDRICH | HRCU-A-CB (Split System: Heat Pump with Remote Outdoor Unit-Air-Source) | WFPU17Z603C | ASPEN |  | L(E,G)M60B4 | 0 | 55000 | 16.5 | 8.5 | 55500 | 39000 | 70.27% | 1.9 | 0 | 8 |  |  |  |  | R-410A | 4.5833 | Residential & Commercial | USHP
215550852 | Central HP <5.4 tons | FRIEDRICH | HRCU-A-CB (Split System: Heat Pump with Remote Outdoor Unit-Air-Source) | WFPU17Z603C | ASPEN |  | L(E,G)M60G4 | 0 | 55000 | 16.5 | 8.2 | 55000 | 39000 | 70.91% | 2.46 | 0 | 8 |  |  |  |  | R-410A | 4.5833 | Residential & Commercial | USHP
213821565 | Central HP <5.4 tons | TEMPSTAR | HRCU-A-CB (Split System: Heat Pump with Remote Outdoor Unit-Air-Source) | DLCURAH36ABK | ASPEN |  | D(A,C,E)36B34+TDR | *80MS(N,L)0701412A* | 34600 | 16 | 8.1 | 38500 | 32200 | 83.64% | 2.63 | 0 | 10 |  |  |  |  | R-410A | 2.8833 | Residential & Commercial | USHP | Ducted CEE Tier 1
213821597 | Central HP <5.4 tons | TEMPSTAR | HRCU-A-CB (Split System: Heat Pump with Remote Outdoor Unit-Air-Source) | DLCURAH36ABK | ASPEN |  | D(A,C,E)42B34+TDR | *80MS(N,L)1352420A* | 35200 | 16.5 | 8.1 | 38500 | 31800 | 82.6% | 2.72 | 0 | 10.5 |  |  |  |  | R-410A | 2.9333 | Residential & Commercial | USHP | Ducted CEE Tier 1
214627197 | Central HP <5.4 tons | CARRIER | HRCU-A-CB (Split System: Heat Pump with Remote Outdoor Unit-Air-Source) | 25VNA448A*031* | ADP |  | V,C60H210P179 | 59CU5A080C21**20 | 44000 | 21 | 8.5 | 44500 | 36000 | 80.9% | 2.18 | 0 | 12 |  |  |  |  | R-410A | 3.6667 | Residential & Commercial | USHP | Ducted CEE Tier 1
215936189 | Central HP <5.4 tons | COMFORTMAKER | HRCU-A-CB (Split System: Heat Pump with Remote Outdoor Unit-Air-Source) | C5H3V36*K*AAA* |  |  | EVD5X42M24A*+WALLCON | *80CTL1352422B* | 35600 | 22 | 8.5 | 38000 | 28400 | 74.74% | 2.04 | 0 | 12.5 |  |  |  |  | R-454B | 2.9667 | Residential & Commercial | USHP | Ducted CEE Tier 1
214648727 | Central HP <5.4 tons | GE Appliances | HRCU-A-CB (Split System: Heat Pump with Remote Outdoor Unit-Air-Source) | AUH2436ZGDA* | ADP |  | FE*G34936 | 0 | 24000 | 16.8 | 9 | 22400 | 21600 | 96.43% | 1.8 | 0 | 11.7 |  |  |  |  | R-410A | 2 | Residential & Commercial | USHP | Ducted CEE Tier 1
215936489 | Central HP <5.4 tons | COMFORTMAKER | HRCU-A-CB (Split System: Heat Pump with Remote Outdoor Unit-Air-Source) | C5H3V36*K*AAA* |  |  | EVD5X49M24A*+WALLCON | *95CSU1002122B* | 35600 | 22 | 8.5 | 38000 | 28400 | 74.74% | 2.06 | 0 | 12.5 |  |  |  |  | R-454B | 2.9667 | Residential & Commercial | USHP | Ducted CEE Tier 1
215936939 | Central HP <5.4 tons | COMFORTMAKER | HRCU-A-CB (Split System: Heat Pump with Remote Outdoor Unit-Air-Source) | C5H3V36*K*AAA* |  |  | EVD5X61M24A*+WALLCON | *80CTL1102120B* | 36000 | 22.5 | 8.5 | 37600 | 28200 | 75% | 2.06 | 0 | 12.5 |  |  |  |  | R-454B | 3 | Residential & Commercial | USHP | Ducted CEE Tier 1
213821599 | Central HP <5.4 tons | TEMPSTAR | HRCU-A-CB (Split System: Heat Pump with Remote Outdoor Unit-Air-Source) | DLCURAH36ABK | ASPEN |  | D(A,C,E)36C34+TDR | *80MS(N,L)1552420A* | 35400 | 16.5 | 8.1 | 38500 | 31800 | 82.6% | 2.71 | 0 | 10.5 |  |  |  |  | R-410A | 2.95 | Residential & Commercial | USHP | Ducted CEE Tier 1
213821649 | Central HP <5.4 tons | TEMPSTAR | HRCU-A-CB (Split System: Heat Pump with Remote Outdoor Unit-Air-Source) | DLCURAH36ABK | ASPEN |  | D(A,C,E)36B34+TDR | *96MSN1202422A* | 33600 | 16.4 | 8.5 | 37800 | 31800 | 84.13% | 2.72 | 0 | 9.8 |  |  |  |  | R-410A | 2.8 | Residential & Commercial | USHP
213821615 | Central HP <5.4 tons | TEMPSTAR | HRCU-A-CB (Split System: Heat Pump with Remote Outdoor Unit-Air-Source) | DLCURAH36ABK | ASPEN |  | D(A,C,E)42B34+TDR | *92MSN0601412A* | 35000 | 15.5 | 8.1 | 38500 | 32400 | 84.16% | 2.51 | 0 | 9.5 |  |  |  |  | R-410A | 2.9167 | Residential & Commercial | USHP
213821666 | Central HP <5.4 tons | TEMPSTAR | HRCU-A-CB (Split System: Heat Pump with Remote Outdoor Unit-Air-Source) | DLCURAH36ABK | ASPEN |  | D(A,C,E)42B34+TDR | *96VTN0802120B* | 33800 | 16.5 | 8.1 | 37800 | 31400 | 83.07% | 2.72 | 0 | 9.9 |  |  |  |  | R-410A | 2.8167 | Residential & Commercial | USHP
213785742 | Central HP <5.4 tons | CARRIER | HRCU-A-CB (Split System: Heat Pump with Remote Outdoor Unit-Air-Source) | 25VNA436A*031* |  |  | CSPH*6012AL*+UI | 58TN*B135C24**22 | 34000 | 19 | 8.5 | 36000 | 25200 | 70% | 2.04 | 0 | 12 |  |  |  |  | R-410A | 2.8333 | Residential & Commercial | USHP | Ducted CEE Tier 1
206771717 | Central HP <5.4 tons | DAY & NIGHT | HRCU-A-CB (Split System: Heat Pump with Remote Outdoor Unit-Air-Source) | CVH837GKA2* |  |  | EA*4X43L21A*+WALLCON | *96CTN1002122A* | 33000 | 17.5 | 8.5 | 33000 | 25200 | 76.36% | 2 | 12 | 11.7 |  |  |  |  | R-410A | 2.75 | Residential & Commercial | USHP | Ducted CEE Tier 1
206771852 | Central HP <5.4 tons | DAY & NIGHT | HRCU-A-CB (Split System: Heat Pump with Remote Outdoor Unit-Air-Source) | CVH837GKA2* |  |  | EA*4X48L21A*+WALLCON | *96CTN1002122A* | 32400 | 17.5 | 8.5 | 32600 | 25000 | 76.69% | 1.98 | 12 | 11.7 |  |  |  |  | R-410A | 2.7 | Residential & Commercial | USHP | Ducted CEE Tier 1
212862169 | Central HP <5.4 tons | GE Appliances | HRCU-A-C (Split System: Heat Pump with Remote Outdoor Unit with No Indoor Fan --Air Source) | AUH4860ZGDA* | ADP |  | HE51948+TD | 0 | 47000 | 15.2 | 8.45 | 46000 | 33200 | 72.17% | 1.78 | 0 | 10 |  |  |  |  | R-410A | 3.9167 | Residential & Commercial | USHP | Ducted CEE Tier 1
213771345 | Central HP <5.4 tons | CARRIER | HRCU-A-CB (Split System: Heat Pump with Remote Outdoor Unit-Air-Source) | 25VNA825A*031* |  |  | CAP**4221AL*+UI | 59TN6C080C17**14 | 23600 | 16.5 | 8.1 | 21400 | 16700 | 78.04% | 1.96 | 0 | 10.5 |  |  |  |  | R-410A | 1.9667 | Residential & Commercial | USHP | Ducted CEE Tier 1
212381001 | Central HP <5.4 tons | CARRIER | HRCU-A-CB (Split System: Heat Pump with Remote Outdoor Unit-Air-Source) | 25VNA448A*031* | ADP |  | V,C60H210P179 | 59TN6B100C21**22 | 44500 | 21 | 8.5 | 44000 | 35800 | 81.36% | 2.34 | 0 | 12 |  |  |  |  | R-410A | 3.7083 | Residential & Commercial | USHP | Ducted CEE Tier 1
213367368 | Central HP <5.4 tons | CARRIER | HRCU-A-CB (Split System: Heat Pump with Remote Outdoor Unit-Air-Source) | 38MURAQ24AB3* | ADP |  | H,PG31930 | 59TP6C040V14**10 | 22600 | 16 | 8.5 | 25400 | 26600 | 104.7% | 2.28 | 0 | 9 |  |  |  |  | R-410A | 1.8833 | Residential & Commercial | USHP
207764669 | Central HP <5.4 tons | GE Appliances | HRCU-A-CB (Split System: Heat Pump with Remote Outdoor Unit-Air-Source) | AUH2436ZGDA* | ADP |  | F,PE*E32924 | 0 | 22800 | 15.2 | 8.85 | 22400 | 21600 | 96.43% | 1.78 | 11 | 11.5 |  |  |  |  | R-410A | 1.9 | Residential & Commercial | USHP | Ducted CEE Tier 1
214238954 | Central HP <5.4 tons | BRYANT HEATING AND COOLING SYSTEMS | HRCU-A-CB (Split System: Heat Pump with Remote Outdoor Unit-Air-Source) | 288BNV037*0**B* |  |  | CNPV*4217AL*+UI | 88*TB36045C17*** | 31800 | 16.5 | 8.1 | 33400 | 25000 | 74.85% | 1.86 | 0 | 11 |  |  |  |  | R-410A | 2.65 | Residential & Commercial | USHP | Ducted CEE Tier 1
214229018 | Central HP <5.4 tons | COMFORTMAKER | HRCU-A-CB (Split System: Heat Pump with Remote Outdoor Unit-Air-Source) | DLCURAH18ABK |  |  | EN(A,D)4X24L17** | *80MSU0601716A* | 17600 | 16 | 8.5 | 18500 | 18900 | 102.2% | 2.28 | 0 | 11 |  |  |  |  | R-410A | 1.4667 | Residential & Commercial | USHP | Ducted CEE Tier 1
216794702 | Central HP <5.4 tons | TRANE | HRCU-A-CB (Split System: Heat Pump with Remote Outdoor Unit-Air-Source) | 5TWV0X24A1 | ASPEN |  | D(A,C,E)30A4J+TDR | *UHMB080CCV3+LRP | 19600 | 22 | 10 | 22000 | 21600 | 98.18% | 2.91 | 0 | 11.2 |  |  |  |  | R-454B | 1.6333 | Residential & Commercial | USHP | Ducted CEE Tier 1
206133390 | Central HP <5.4 tons | DAY & NIGHT | HRCU-A-CB (Split System: Heat Pump with Remote Outdoor Unit-Air-Source) | CVH825GKA2* |  |  | EA*4X36L21A*+WALLCON | *80CSU0601716A* | 23600 | 16.5 | 8.1 | 21400 | 16600 | 77.57% | 1.94 | 11.5 | 10.5 |  |  |  |  | R-410A | 1.9667 | Residential & Commercial | USHP | Ducted CEE Tier 1
206133692 | Central HP <5.4 tons | DAY & NIGHT | HRCU-A-CB (Split System: Heat Pump with Remote Outdoor Unit-Air-Source) | CVH825GKA2* |  |  | EHD4X36AAL+WALLCON | *80CSU0401712A* | 24000 | 16 | 8.1 | 21400 | 16600 | 77.57% | 1.98 | 11 | 10.5 |  |  |  |  | R-410A | 2 | Residential & Commercial | USHP | Ducted CEE Tier 1
212984635 | Central HP <5.4 tons | TEMPSTAR | HRCU-A-CB (Split System: Heat Pump with Remote Outdoor Unit-Air-Source) | DLCURAH24ABK |  |  | EA*4X37L17A* | *92MSN0801716A* | 24400 | 17.5 | 8.5 | 25400 | 21800 | 85.83% | 1.82 | 0 | 10.5 |  |  |  |  | R-410A | 2.0333 | Residential & Commercial | USHP | Ducted CEE Tier 1
215031177 | Central HP <5.4 tons | DAIKIN | HRCU-A-CB (Split System: Heat Pump with Remote Outdoor Unit-Air-Source) | DZ9VCA3610A* | ASPEN |  | CH48B34+TDR | D*80VC0804C*A* | 31600 | 19 | 8.1 | 34000 | 24400 | 71.76% | 1.8 | 0 | 11.9 |  |  |  |  | R-410A | 2.6333 | Residential & Commercial | USHP | Ducted CEE Tier 1
215938299 | Central HP <5.4 tons | COMFORTMAKER | HRCU-A-CB (Split System: Heat Pump with Remote Outdoor Unit-Air-Source) | C5H3V48*K*AAA* |  |  | EVD5X60M24A*+WALLCON | *80CTL0902120B* | 45500 | 21 | 8.1 | 52500 | 38000 | 72.38% | 1.95 | 0 | 11.5 |  |  |  |  | R-454B | 3.7917 | Residential & Commercial | USHP | Ducted CEE Tier 1
215851024 | Central HP <5.4 tons | COLEMAN | HRCU-A-CB (Split System: Heat Pump with Remote Outdoor Unit-Air-Source) | HH860E2S11 | ASPEN |  | C(A,C,D,E)48A3K+TDR | TMLE080C20MP11 | 41000 | 16.5 | 8.1 | 46000 | 35000 | 76.09% | 2 | 0 | 10.5 |  |  |  |  | R-454B | 3.4167 | Residential & Commercial | USHP | Ducted CEE Tier 1
216797052 | Central HP <5.4 tons | TRANE | HRCU-A-CB (Split System: Heat Pump with Remote Outdoor Unit-Air-Source) | 5TWV8X24A1 | ASPEN |  | D(A,C,E)30A4J+TDR | L8V1A060U3VSB+LRP | 20400 | 18 | 8.5 | 24600 | 24600 | 100% | 3.03 | 0 | 11 |  |  |  |  | R-454B | 1.7 | Residential & Commercial | USHP | Ducted CEE Tier 1
206772789 | Central HP <5.4 tons | DAY & NIGHT | HRCU-A-CB (Split System: Heat Pump with Remote Outdoor Unit-Air-Source) | CVH837GKA2* |  |  | EHD4X42AAL+WALLCON | *97CMN1002122A* | 32600 | 16.5 | 8.1 | 33000 | 24800 | 75.15% | 1.96 | 12 | 11 |  |  |  |  | R-410A | 2.7167 | Residential & Commercial | USHP | Ducted CEE Tier 1
206772987 | Central HP <5.4 tons | DAY & NIGHT | HRCU-A-CB (Split System: Heat Pump with Remote Outdoor Unit-Air-Source) | CVH837GKA2* |  |  | EHD4X48AAL+WALLCON | *96CTN1002122A* | 32600 | 17 | 8.1 | 33000 | 24800 | 75.15% | 1.98 | 12 | 11 |  |  |  |  | R-410A | 2.7167 | Residential & Commercial | USHP | Ducted CEE Tier 1
206773041 | Central HP <5.4 tons | DAY & NIGHT | HRCU-A-CB (Split System: Heat Pump with Remote Outdoor Unit-Air-Source) | CVH837GKA2* |  |  | EA*4X37L21A*+WALLCON | *80CSU0401712A* | 32800 | 17.5 | 8.5 | 33000 | 25200 | 76.36% | 1.98 | 12 | 11 |  |  |  |  | R-410A | 2.7333 | Residential & Commercial | USHP | Ducted CEE Tier 1
213205500 | Central HP <5.4 tons | TEMPSTAR | HRCU-A-CB (Split System: Heat Pump with Remote Outdoor Unit-Air-Source) | DLCURAH36ABK | ASPEN |  | D(A,C,E)36B34+TDR | *80ES(N,L)0701712A* | 33800 | 15.4 | 8.5 | 38500 | 31400 | 81.56% | 2.71 | 0 | 9.8 |  |  |  |  | R-410A | 2.8167 | Residential & Commercial | USHP
213205534 | Central HP <5.4 tons | TEMPSTAR | HRCU-A-CB (Split System: Heat Pump with Remote Outdoor Unit-Air-Source) | DLCURAH36ABK | ASPEN |  | D(A,C,E)36B34+TDR | *80ES(N,L)0902120A* | 35400 | 16 | 8.1 | 39500 | 31600 | 80% | 2.52 | 0 | 10 |  |  |  |  | R-410A | 2.95 | Residential & Commercial | USHP | Ducted CEE Tier 1
213205569 | Central HP <5.4 tons | TEMPSTAR | HRCU-A-CB (Split System: Heat Pump with Remote Outdoor Unit-Air-Source) | DLCURAH36ABK | ASPEN |  | D(A,C,E)36B34+TDR | *80ES(N,L)1552420A* | 35400 | 16 | 8.1 | 39500 | 31200 | 78.99% | 2.72 | 0 | 10.5 |  |  |  |  | R-410A | 2.95 | Residential & Commercial | USHP | Ducted CEE Tier 1
214239624 | Central HP <5.4 tons | BRYANT HEATING AND COOLING SYSTEMS | HRCU-A-CB (Split System: Heat Pump with Remote Outdoor Unit-Air-Source) | 288BNV037*0**A* |  |  | CNPV*3621AL*+UI | 986TD66100C21*** | 31400 | 16.5 | 8.1 | 33000 | 24000 | 72.73% | 1.82 | 0 | 11 |  |  |  |  | R-410A | 2.6167 | Residential & Commercial | USHP | Ducted CEE Tier 1
214239654 | Central HP <5.4 tons | BRYANT HEATING AND COOLING SYSTEMS | HRCU-A-CB (Split System: Heat Pump with Remote Outdoor Unit-Air-Source) | 288BNV037*0**A* |  |  | CNPV*4217AL*+UI | 88*TB48070C17*** | 32000 | 16.5 | 8.1 | 33000 | 24800 | 75.15% | 1.9 | 0 | 11 |  |  |  |  | R-410A | 2.6667 | Residential & Commercial | USHP | Ducted CEE Tier 1
214241596 | Central HP <5.4 tons | BRYANT HEATING AND COOLING SYSTEMS | HRCU-A-CB (Split System: Heat Pump with Remote Outdoor Unit-Air-Source) | 288BNV025*0**C* |  |  | CNPV*2417AL*+UI | 987MC42060C17*** | 23200 | 15.5 | 8.1 | 22200 | 16900 | 76.13% | 1.9 | 0 | 10.5 |  |  |  |  | R-410A | 1.9333 | Residential & Commercial | USHP | Ducted CEE Tier 1
216678490 | Central HP <5.4 tons | AIRQUEST | HRCU-A-CB (Split System: Heat Pump with Remote Outdoor Unit-Air-Source) | D5CURAH24AAK |  |  | EA*5X37M21A* | OMV112K14A | 25200 | 15.2 | 9 | 23600 | 19300 | 81.78% | 2.06 | 0 | 10 |  |  |  |  | R-454B | 2.1 | Residential & Commercial | USHP | Ducted CEE Tier 1
215375430 | Central HP <5.4 tons | BOSCH | HRCU-A-CB (Split System: Heat Pump with Remote Outdoor Unit-Air-Source) | BOVD-36HDN1-M20G | ASPEN |  | D(A,C,E)36A34+TDR | BGH96M060B3B | 22400 | 18.4 | 8.5 | 19900 | 20000 | 100.5% | 2.92 | 0 | 11.8 |  |  |  |  | R-410A | 1.8667 | Residential & Commercial | USHP | Ducted CEE Tier 1
215933733 | Central HP <5.4 tons | TEMPSTAR | HRCU-A-CB (Split System: Heat Pump with Remote Outdoor Unit-Air-Source) | T5H3V36*K*AAA* |  |  | ESH5X60M12A*+WALLCON | *80CSU0601716A* | 34000 | 19.5 | 9 | 34400 | 26000 | 75.58% | 1.94 | 0 | 11.7 |  |  |  |  | R-454B | 2.8333 | Residential & Commercial | USHP | Ducted CEE Tier 1
215932963 | Central HP <5.4 tons | TEMPSTAR | HRCU-A-CB (Split System: Heat Pump with Remote Outdoor Unit-Air-Source) | T5H3V36*K*AAA* |  |  | EA*5X61M24A*+WALLCON | *96CTN1202422B* | 34400 | 20.5 | 9.5 | 34200 | 26000 | 76.02% | 2.08 | 0 | 12 |  |  |  |  | R-454B | 2.8667 | Residential & Commercial | USHP | Ducted CEE Tier 1
206772582 | Central HP <5.4 tons | DAY & NIGHT | HRCU-A-CB (Split System: Heat Pump with Remote Outdoor Unit-Air-Source) | CVH837GKA2* |  |  | EHD4X36AAL+WALLCON | *96CTN1202422A* | 32200 | 16.5 | 8.1 | 33200 | 24600 | 74.1% | 1.94 | 11 | 11 |  |  |  |  | R-410A | 2.6833 | Residential & Commercial | USHP | Ducted CEE Tier 1
206772816 | Central HP <5.4 tons | DAY & NIGHT | HRCU-A-CB (Split System: Heat Pump with Remote Outdoor Unit-Air-Source) | CVH837GKA2* |  |  | EHD4X42AAL+WALLCON | *96CTN1002122A* | 32600 | 16.5 | 8.1 | 33000 | 24800 | 75.15% | 1.96 | 12 | 11 |  |  |  |  | R-410A | 2.7167 | Residential & Commercial | USHP | Ducted CEE Tier 1
215933213 | Central HP <5.4 tons | TEMPSTAR | HRCU-A-CB (Split System: Heat Pump with Remote Outdoor Unit-Air-Source) | T5H3V36*K*AAA* |  |  | ESH5X36M12A*+WALLCON | *97CMN1002122B* | 33400 | 19 | 9 | 34800 | 26600 | 76.44% | 1.92 | 0 | 11 |  |  |  |  | R-454B | 2.7833 | Residential & Commercial | USHP | Ducted CEE Tier 1
215933583 | Central HP <5.4 tons | TEMPSTAR | HRCU-A-CB (Split System: Heat Pump with Remote Outdoor Unit-Air-Source) | T5H3V36*K*AAA* |  |  | ESH5X48M12A*+WALLCON | *80CTL0901716B* | 33600 | 19.5 | 9 | 34800 | 26600 | 76.44% | 1.94 | 0 | 11.5 |  |  |  |  | R-454B | 2.8 | Residential & Commercial | USHP | Ducted CEE Tier 1
215933763 | Central HP <5.4 tons | TEMPSTAR | HRCU-A-CB (Split System: Heat Pump with Remote Outdoor Unit-Air-Source) | T5H3V36*K*AAA* |  |  | ESH5X60M12A*+WALLCON | *80CTL0701412B* | 34000 | 19.5 | 9 | 34800 | 26400 | 75.86% | 1.92 | 0 | 11 |  |  |  |  | R-454B | 2.8333 | Residential & Commercial | USHP | Ducted CEE Tier 1
211627818 | Central HP <5.4 tons | YORK | HRCU-A-CB (Split System: Heat Pump with Remote Outdoor Unit-Air-Source) | HMH72B341 | ASPEN |  | CM36B36+TDR | TM8Y080C16MP11 | 32000 | 18.5 | 8.5 | 25400 | 31600 | 124.4% | 2.87 | 0 | 9.9 |  |  |  |  | R-410A | 2.6667 | Residential & Commercial | USHP
211627952 | Central HP <5.4 tons | YORK | HRCU-A-CB (Split System: Heat Pump with Remote Outdoor Unit-Air-Source) | HMH72B341 | ASPEN |  | D(A,C,E)36D36+TDR | TM9E100C20MP12 | 32800 | 15.5 | 8.1 | 33200 | 27000 | 81.33% | 2.5 | 0 | 10 |  |  |  |  | R-410A | 2.7333 | Residential & Commercial | USHP | Ducted CEE Tier 1
211628037 | Central HP <5.4 tons | YORK | HRCU-A-CB (Split System: Heat Pump with Remote Outdoor Unit-Air-Source) | HMH72B341 | ASPEN |  | CM36A36+TDR | TM9V120D20MP12 | 30800 | 16.8 | 8.3 | 25200 | 31800 | 126.2% | 2.91 | 0 | 9.2 |  |  |  |  | R-410A | 2.5667 | Residential & Commercial | USHP
216570998 | Central HP <5.4 tons | TRANE | HRCU-A-CB (Split System: Heat Pump with Remote Outdoor Unit-Air-Source) | 5TWV0X36A1 |  |  | 5PX*C009AS3 | S8V2C100M5PCB | 35800 | 20 | 9.7 | 32000 | 24800 | 77.5% | 2.2 | 0 | 12.7 |  |  |  |  | R-454B | 2.9833 | Residential & Commercial | USHP | Ducted CEE Tier 1
211628221 | Central HP <5.4 tons | YORK | HRCU-A-CB (Split System: Heat Pump with Remote Outdoor Unit-Air-Source) | HMH72B341 | ASPEN |  | CM36B36+TDR | TMLV060A12MP12 | 32000 | 17.5 | 8.1 | 25600 | 32000 | 125% | 2.84 | 0 | 9.4 |  |  |  |  | R-410A | 2.6667 | Residential & Commercial | USHP
211628321 | Central HP <5.4 tons | YORK | HRCU-A-CB (Split System: Heat Pump with Remote Outdoor Unit-Air-Source) | HMH72B341 | ASPEN |  | C(A,C,D,E)48A36+TDR | TP9C120D20MP13 | 31800 | 17 | 8.1 | 32400 | 28200 | 87.04% | 2.57 | 0 | 9.4 |  |  |  |  | R-410A | 2.65 | Residential & Commercial | USHP
211262774 | Central HP <5.4 tons | DAY & NIGHT | HRCU-A-CB (Split System: Heat Pump with Remote Outdoor Unit-Air-Source) | DLCURAH18ABK |  |  | EN(A,D)4X24L14** | *80ES(N,L)0701412A* | 17500 | 16 | 8.5 | 18400 | 18800 | 102.2% | 2.26 | 0 | 11 |  |  |  |  | R-410A | 1.4583 | Residential & Commercial | USHP | Ducted CEE Tier 1
211263015 | Central HP <5.4 tons | DAY & NIGHT | HRCU-A-CB (Split System: Heat Pump with Remote Outdoor Unit-Air-Source) | DLCURAH18ABK |  |  | EN(A,D)4X24L17** | *95ESU0601716A* | 18500 | 15.5 | 8.5 | 19500 | 18400 | 94.36% | 2.24 | 0 | 11 |  |  |  |  | R-410A | 1.5417 | Residential & Commercial | USHP | Ducted CEE Tier 1
211263399 | Central HP <5.4 tons | DAY & NIGHT | HRCU-A-CB (Split System: Heat Pump with Remote Outdoor Unit-Air-Source) | DLCURAH18ABK |  |  | EN(A,D)4X24L17** | *92ESN0601714A* | 17700 | 16 | 8.5 | 18500 | 18800 | 101.6% | 2.26 | 0 | 11 |  |  |  |  | R-410A | 1.475 | Residential & Commercial | USHP | Ducted CEE Tier 1
216794705 | Central HP <5.4 tons | TRANE | HRCU-A-CB (Split System: Heat Pump with Remote Outdoor Unit-Air-Source) | 5TWV0X24A1 | ASPEN |  | D(A,C,E)36C3J+TDR | *UHMB080CCV3+LRP | 20000 | 22.2 | 10 | 22200 | 21600 | 97.3% | 2.92 | 0 | 11.7 |  |  |  |  | R-454B | 1.6667 | Residential & Commercial | USHP | Ducted CEE Tier 1
213613467 | Central HP <5.4 tons | PAYNE HEATING AND COOLING | HRCU-A-CB (Split System: Heat Pump with Remote Outdoor Unit-Air-Source) | 38MURAQ24AA3* | ASPEN |  | L(E,G)M24A4 | 0 | 22000 | 15.3 | 9 | 25400 | 22600 | 88.98% | 2.89 | 0 | 9.3 |  |  |  |  | R-410A | 1.8333 | Residential & Commercial | USHP
213613469 | Central HP <5.4 tons | PAYNE HEATING AND COOLING | HRCU-A-CB (Split System: Heat Pump with Remote Outdoor Unit-Air-Source) | 38MURAQ24AA3* | ASPEN |  | L(E,G)M24C4 | 0 | 23400 | 15.5 | 9 | 25400 | 22600 | 88.98% | 2.89 | 0 | 9.5 |  |  |  |  | R-410A | 1.95 | Residential & Commercial | USHP
216960324 | Central HP <5.4 tons | TRANE | HRCU-A-CB (Split System: Heat Pump with Remote Outdoor Unit-Air-Source) | 5TWV0X24A1 | ASPEN |  | D(A,C,E)30A3J+TDR | S8V2B080M4PDB | 19200 | 21.2 | 9 | 22200 | 27000 | 121.6% | 2.74 | 0 | 11.2 |  |  |  |  | R-454B | 1.6 | Residential & Commercial | USHP | Ducted CEE Tier 1
216960326 | Central HP <5.4 tons | TRANE | HRCU-A-CB (Split System: Heat Pump with Remote Outdoor Unit-Air-Source) | 5TWV0X24A1 | ASPEN |  | D(A,C,E)30A3J+TDR | S9V2B040D3VSB+LRP | 18100 | 18.9 | 8.5 | 22800 | 26400 | 115.8% | 2.6 | 0 | 11.2 |  |  |  |  | R-454B | 1.5083 | Residential & Commercial | USHP | Ducted CEE Tier 1
216952903 | Central HP <5.4 tons | TRANE | HRCU-A-CB (Split System: Heat Pump with Remote Outdoor Unit-Air-Source) | 5TWR5060A1 | ASPEN |  | DH60T4J | S8X1C100M5PSC | 52500 | 15.5 | 8.1 | 52000 | 36400 | 70% | 2.82 | 0 | 9.8 |  |  |  |  | R-454B | 4.375 | Residential & Commercial | USHP
204456513 | Central HP <5.4 tons | DAY & NIGHT | HRCU-A-CB (Split System: Heat Pump with Remote Outdoor Unit-Air-Source) | CVH825GKA2* |  |  | EA*4X30L14A*+WALLCON | *80CTL0701412A* | 23400 | 17 | 8.1 | 21600 | 16700 | 77.31% | 1.92 | 11 | 11 |  |  |  |  | R-410A | 1.95 | Residential & Commercial | USHP | Ducted CEE Tier 1
204459246 | Central HP <5.4 tons | DAY & NIGHT | HRCU-A-CB (Split System: Heat Pump with Remote Outdoor Unit-Air-Source) | CVH825GKA2* |  |  | EHD4X30AAL+WALLCON | *80CTL0901716A* | 23800 | 16 | 8.1 | 21800 | 16700 | 76.61% | 1.98 | 11 | 10.5 |  |  |  |  | R-410A | 1.9833 | Residential & Commercial | USHP | Ducted CEE Tier 1
213821571 | Central HP <5.4 tons | TEMPSTAR | HRCU-A-CB (Split System: Heat Pump with Remote Outdoor Unit-Air-Source) | DLCURAH36ABK | ASPEN |  | D(A,C,E)36B34+TDR | *80MS(N,L)0701716A* | 34600 | 16.5 | 8.1 | 38500 | 31800 | 82.6% | 2.71 | 0 | 10 |  |  |  |  | R-410A | 2.8833 | Residential & Commercial | USHP | Ducted CEE Tier 1
213821622 | Central HP <5.4 tons | TEMPSTAR | HRCU-A-CB (Split System: Heat Pump with Remote Outdoor Unit-Air-Source) | DLCURAH36ABK | ASPEN |  | D(A,C,E)36B34+TDR | *92MSN0802120A* | 35000 | 16.5 | 8.1 | 38500 | 32200 | 83.64% | 2.55 | 0 | 9 |  |  |  |  | R-410A | 2.9167 | Residential & Commercial | USHP
213821637 | Central HP <5.4 tons | TEMPSTAR | HRCU-A-CB (Split System: Heat Pump with Remote Outdoor Unit-Air-Source) | DLCURAH36ABK | ASPEN |  | D(A,C,E)36B34+TDR | *96MSN0801716A* | 34400 | 16 | 8.1 | 38500 | 31800 | 82.6% | 2.68 | 0 | 9.9 |  |  |  |  | R-410A | 2.8667 | Residential & Commercial | USHP
213821673 | Central HP <5.4 tons | TEMPSTAR | HRCU-A-CB (Split System: Heat Pump with Remote Outdoor Unit-Air-Source) | DLCURAH36ABK | ASPEN |  | D(A,C,E)36B34+TDR | *96VTN1202422B* | 33600 | 16.4 | 8.5 | 37800 | 31800 | 84.13% | 2.72 | 0 | 9.8 |  |  |  |  | R-410A | 2.8 | Residential & Commercial | USHP
214596034 | Central HP <5.4 tons | AIRQUEST | HRCU-A-C (Split System: Heat Pump with Remote Outdoor Unit with No Indoor Fan --Air Source) | DLCURAH36ABK | ADP |  | H,PG7J936+TD | 0 | 35200 | 15.2 | 8.35 | 36200 | 31200 | 86.19% | 1.8 | 0 | 9.5 |  |  |  |  | R-410A | 2.9333 | Residential & Commercial | USHP
206773059 | Central HP <5.4 tons | DAY & NIGHT | HRCU-A-CB (Split System: Heat Pump with Remote Outdoor Unit-Air-Source) | CVH837GKA2* |  |  | EA*4X37L21A*+WALLCON | *80CSU1002120A* | 32800 | 17 | 8.5 | 33000 | 25200 | 76.36% | 1.96 | 12 | 11 |  |  |  |  | R-410A | 2.7333 | Residential & Commercial | USHP | Ducted CEE Tier 1
216755694 | Central HP <5.4 tons | TEMPSTAR | HRCU-A-CB (Split System: Heat Pump with Remote Outdoor Unit-Air-Source) | D5CUHAH30AAK |  |  | EA*5X43M21A* | *80MSU0802120A* | 31200 | 15.5 | 9 | 34200 | 30000 | 87.72% | 1.8 | 0 | 9.5 |  |  |  |  | R-454B | 2.6 | Residential & Commercial | USHP
214596015 | Central HP <5.4 tons | AIRQUEST | HRCU-A-C (Split System: Heat Pump with Remote Outdoor Unit with No Indoor Fan --Air Source) | DLCURAH24ABK | ADP |  | H,PG7J936+TD | 0 | 24000 | 16 | 9.5 | 23400 | 19600 | 83.76% | 1.95 | 0 | 10.5 |  |  |  |  | R-410A | 2 | Residential & Commercial | USHP | Ducted CEE Tier 1
214596065 | Central HP <5.4 tons | AIRQUEST | HRCU-A-C (Split System: Heat Pump with Remote Outdoor Unit with No Indoor Fan --Air Source) | DLCURAH18ABK | ADP |  | H,PG21930+TD | 0 | 17700 | 16 | 8.85 | 17100 | 14600 | 85.38% | 2.06 | 0 | 11.5 |  |  |  |  | R-410A | 1.475 | Residential & Commercial | USHP | Ducted CEE Tier 1
214596067 | Central HP <5.4 tons | AIRQUEST | HRCU-A-C (Split System: Heat Pump with Remote Outdoor Unit with No Indoor Fan --Air Source) | DLCURAH18ABK | ADP |  | H,PG23936+TD | 0 | 18000 | 16 | 9.2 | 17300 | 14600 | 84.39% | 2.14 | 0 | 11.7 |  |  |  |  | R-410A | 1.5 | Residential & Commercial | USHP | Ducted CEE Tier 1
214075534 | Central HP <5.4 tons | FRIEDRICH | HRCU-A-CB (Split System: Heat Pump with Remote Outdoor Unit-Air-Source) | RD17AZ24AJ3N |  |  | TCFZ2417MTANM | FR802V0754A17DZ | 22600 | 17 | 9.5 | 22600 | 16800 | 74.34% | 2.1 | 0 | 11.2 |  |  |  |  | R-410A | 1.8833 | Residential & Commercial | USHP | Ducted CEE Tier 1
214237701 | Central HP <5.4 tons | FRIEDRICH | HRCU-A-C (Split System: Heat Pump with Remote Outdoor Unit with No Indoor Fan --Air Source) | WFPU18Z483C | ASPEN |  | D(A,C,E)49D44+TDR | 0 | 41000 | 15.55 | 8.55 | 42000 | 34600 | 82.38% | 1.94 | 0 | 11.4 |  |  |  |  | R-410A | 3.4167 | Residential & Commercial | USHP | Ducted CEE Tier 1
212982334 | Central HP <5.4 tons | TEMPSTAR | HRCU-A-CB (Split System: Heat Pump with Remote Outdoor Unit-Air-Source) | DLCURAH24ABK |  |  | EN(A,D)4X24L17** | *80MSU0401712A* | 23200 | 16 | 8.5 | 26200 | 24800 | 94.66% | 2.06 | 0 | 10 |  |  |  |  | R-410A | 1.9333 | Residential & Commercial | USHP | Ducted CEE Tier 1
214522688 | Central HP <5.4 tons | FRIEDRICH | HRCU-A-C (Split System: Heat Pump with Remote Outdoor Unit with No Indoor Fan --Air Source) | WFPU18Z363C | ASPEN |  | DX30E34+TDR | 0 | 29000 | 15.5 | 9.2 | 30000 | 24200 | 80.67% | 2.08 | 0 | 11.3 |  |  |  |  | R-410A | 2.4167 | Residential & Commercial | USHP | Ducted CEE Tier 1
211263515 | Central HP <5.4 tons | DAY & NIGHT | HRCU-A-CB (Split System: Heat Pump with Remote Outdoor Unit-Air-Source) | DLCURAH18ABK |  |  | EN(A,D)4X24L17** | *80ESU0601716A | 18500 | 16 | 8.5 | 19400 | 18500 | 95.36% | 2.24 | 0 | 11 |  |  |  |  | R-410A | 1.5417 | Residential & Commercial | USHP | Ducted CEE Tier 1
212975034 | Central HP <5.4 tons | COMFORTMAKER | HRCU-A-CB (Split System: Heat Pump with Remote Outdoor Unit-Air-Source) | DLCURAH24ABK |  |  | EN(A,D)4X30L14** | *96VTN0401410B* | 23200 | 15.5 | 8.1 | 25800 | 24200 | 93.8% | 2 | 0 | 10 |  |  |  |  | R-410A | 1.9333 | Residential & Commercial | USHP | Ducted CEE Tier 1
213204431 | Central HP <5.4 tons | TEMPSTAR | HRCU-A-CB (Split System: Heat Pump with Remote Outdoor Unit-Air-Source) | DLCURAH24ABK | ASPEN |  | D(A,C,E)30B34+TDR | *80ES(N,L)0701716A* | 23600 | 16.2 | 8.3 | 25800 | 24800 | 96.12% | 2.57 | 0 | 10 |  |  |  |  | R-410A | 1.9667 | Residential & Commercial | USHP | Ducted CEE Tier 1
213204448 | Central HP <5.4 tons | TEMPSTAR | HRCU-A-CB (Split System: Heat Pump with Remote Outdoor Unit-Air-Source) | DLCURAH24ABK | ASPEN |  | D(A,C,E)36B34+TDR | *80ES(N,L)0702116A* | 23800 | 17 | 8.1 | 26200 | 26400 | 100.8% | 2.77 | 0 | 10.5 |  |  |  |  | R-410A | 1.9833 | Residential & Commercial | USHP | Ducted CEE Tier 1
213205548 | Central HP <5.4 tons | TEMPSTAR | HRCU-A-CB (Split System: Heat Pump with Remote Outdoor Unit-Air-Source) | DLCURAH36ABK | ASPEN |  | D(A,C,E)36B34+TDR | *80ES(N,L)1102120A* | 33800 | 16.4 | 8.5 | 38500 | 31400 | 81.56% | 2.72 | 0 | 9.8 |  |  |  |  | R-410A | 2.8167 | Residential & Commercial | USHP
213205562 | Central HP <5.4 tons | TEMPSTAR | HRCU-A-CB (Split System: Heat Pump with Remote Outdoor Unit-Air-Source) | DLCURAH36ABK | ASPEN |  | D(A,C,E)36B34+TDR | *80ES(N,L)1352420A* | 34000 | 15.9 | 8.5 | 38500 | 31400 | 81.56% | 2.74 | 0 | 9.8 |  |  |  |  | R-410A | 2.8333 | Residential & Commercial | USHP
213205564 | Central HP <5.4 tons | TEMPSTAR | HRCU-A-CB (Split System: Heat Pump with Remote Outdoor Unit-Air-Source) | DLCURAH36ABK | ASPEN |  | D(A,C,E)36C34+TDR | *80ES(N,L)1352420A* | 34400 | 16 | 8.5 | 38500 | 31400 | 81.56% | 2.74 | 0 | 9.9 |  |  |  |  | R-410A | 2.8667 | Residential & Commercial | USHP
213205578 | Central HP <5.4 tons | TEMPSTAR | HRCU-A-CB (Split System: Heat Pump with Remote Outdoor Unit-Air-Source) | DLCURAH36ABK | ASPEN |  | D(A,C,E)36C34+TDR | *92ESN0601412A* | 35400 | 15.2 | 8.1 | 39500 | 32000 | 81.01% | 2.52 | 0 | 9.5 |  |  |  |  | R-410A | 2.95 | Residential & Commercial | USHP
205750691 | Central HP <5.4 tons | DAY & NIGHT | HRCU-A-CB (Split System: Heat Pump with Remote Outdoor Unit-Air-Source) | CVH825GKA2* |  |  | EA*4X37L21A*+WALLCON | *97CMN0801714A* | 24400 | 16.5 | 8.1 | 21200 | 16700 | 78.77% | 2.02 | 11 | 11 |  |  |  |  | R-410A | 2.0333 | Residential & Commercial | USHP | Ducted CEE Tier 1
214075367 | Central HP <5.4 tons | FRIEDRICH | HRCU-A-CB (Split System: Heat Pump with Remote Outdoor Unit-Air-Source) | RD17AZ60AJ3N |  |  | TCFZ6024STANM | FR97MV0855A21DH | 55000 | 18 | 8.1 | 54000 | 49500 | 91.67% | 1.75 | 0 | 10 |  |  |  |  | R-410A | 4.5833 | Residential & Commercial | USHP | Ducted CEE Tier 1
213206564 | Central HP <5.4 tons | CARRIER | HRCU-A-CB (Split System: Heat Pump with Remote Outdoor Unit-Air-Source) | 38MURAQ24AB3* | ASPEN |  | D(A,C,E)30B34+TDR | 59TP6B040V14**10 | 23000 | 16 | 8.1 | 25800 | 20200 | 78.29% | 2.63 | 0 | 10 |  |  |  |  | R-410A | 1.9167 | Residential & Commercial | USHP | Ducted CEE Tier 1
214521938 | Central HP <5.4 tons | COLEMAN | HRCU-A-CB (Split System: Heat Pump with Remote Outdoor Unit-Air-Source) | HMH72B341 | ASPEN |  | C(A,C,D,E)36A34+TDR | Z8ES100C20LMPS1 | 31200 | 17.4 | 8.3 | 33000 | 27600 | 83.64% | 2.68 | 0 | 9.3 |  |  |  |  | R-410A | 2.6 | Residential & Commercial | USHP
215375435 | Central HP <5.4 tons | BOSCH | HRCU-A-CB (Split System: Heat Pump with Remote Outdoor Unit-Air-Source) | BOVD-36HDN1-M20G | ASPEN |  | D(A,C,E)36A36+TDR | BGH96M100C5B | 29800 | 18 | 8.7 | 25400 | 25600 | 100.8% | 3.03 | 0 | 11 |  |  |  |  | R-410A | 2.4833 | Residential & Commercial | USHP | Ducted CEE Tier 1
213204881 | Central HP <5.4 tons | TEMPSTAR | HRCU-A-CB (Split System: Heat Pump with Remote Outdoor Unit-Air-Source) | DLCURAH24ABK | ASPEN |  | D(A,C,E)36C34+TDR | *92ESN0801716A* | 23800 | 17.5 | 8.5 | 25600 | 20000 | 78.12% | 3 | 0 | 10.4 |  |  |  |  | R-410A | 1.9833 | Residential & Commercial | USHP | Ducted CEE Tier 1
213204900 | Central HP <5.4 tons | TEMPSTAR | HRCU-A-CB (Split System: Heat Pump with Remote Outdoor Unit-Air-Source) | DLCURAH24ABK | ASPEN |  | D(A,C,E)30C44+TDR | *92ESN1002120A* | 23800 | 17 | 8.5 | 26000 | 20200 | 77.69% | 3 | 0 | 10.4 |  |  |  |  | R-410A | 1.9833 | Residential & Commercial | USHP | Ducted CEE Tier 1
213204916 | Central HP <5.4 tons | TEMPSTAR | HRCU-A-CB (Split System: Heat Pump with Remote Outdoor Unit-Air-Source) | DLCURAH24ABK | ASPEN |  | D(A,C,E)36C34+TDR | *95ESN0261410A* | 23400 | 16.5 | 8.5 | 25600 | 20200 | 78.91% | 2.86 | 0 | 10 |  |  |  |  | R-410A | 1.95 | Residential & Commercial | USHP | Ducted CEE Tier 1
213205532 | Central HP <5.4 tons | TEMPSTAR | HRCU-A-CB (Split System: Heat Pump with Remote Outdoor Unit-Air-Source) | DLCURAH36ABK | ASPEN |  | D(A,C,E)42B34+TDR | *80ES(N,L)0902116A* | 35400 | 16 | 8.1 | 38500 | 31800 | 82.6% | 2.72 | 0 | 10.5 |  |  |  |  | R-410A | 2.95 | Residential & Commercial | USHP | Ducted CEE Tier 1
213205550 | Central HP <5.4 tons | TEMPSTAR | HRCU-A-CB (Split System: Heat Pump with Remote Outdoor Unit-Air-Source) | DLCURAH36ABK | ASPEN |  | D(A,C,E)36C34+TDR | *80ES(N,L)1102120A* | 34200 | 16.5 | 8.5 | 38500 | 31400 | 81.56% | 2.72 | 0 | 9.9 |  |  |  |  | R-410A | 2.85 | Residential & Commercial | USHP
215565285 | Central HP <5.4 tons | COLEMAN | HRCU-A-CB (Split System: Heat Pump with Remote Outdoor Unit-Air-Source) | HH860E2S11 | ASPEN |  | D(A,C,E)49B3J+TDR | Z8ES100C20SMPS1 | 41500 | 18 | 8.5 | 44000 | 33400 | 75.91% | 2 | 0 | 11.7 |  |  |  |  | R-454B | 3.4583 | Residential & Commercial | USHP | Ducted CEE Tier 1
213204082 | Central HP <5.4 tons | TEMPSTAR | HRCU-A-CB (Split System: Heat Pump with Remote Outdoor Unit-Air-Source) | DLCURAH24AAK | ASPEN |  | D(A,C,E)36B34+TDR | *80ES(N,L)0702116A* | 23800 | 16 | 8.1 | 25400 | 29000 | 114.2% | 2.71 | 0 | 9 |  |  |  |  | R-410A | 1.9833 | Residential & Commercial | USHP
206773095 | Central HP <5.4 tons | DAY & NIGHT | HRCU-A-CB (Split System: Heat Pump with Remote Outdoor Unit-Air-Source) | CVH837GKA2* |  |  | EA*4X42L24A*+WALLCON | *80CSU1002120A* | 31800 | 17 | 8.1 | 33200 | 24400 | 73.49% | 1.88 | 11.5 | 11 |  |  |  |  | R-410A | 2.65 | Residential & Commercial | USHP | Ducted CEE Tier 1
214595947 | Central HP <5.4 tons | AIRQUEST | HRCU-A-C (Split System: Heat Pump with Remote Outdoor Unit with No Indoor Fan --Air Source) | DLCURAH36ABK | ADP |  | HG80936+TD | 0 | 36000 | 15.2 | 8.6 | 36400 | 31200 | 85.71% | 1.85 | 0 | 10 |  |  |  |  | R-410A | 3 | Residential & Commercial | USHP | Ducted CEE Tier 1
214595942 | Central HP <5.4 tons | AIRQUEST | HRCU-A-C (Split System: Heat Pump with Remote Outdoor Unit with No Indoor Fan --Air Source) | DLCURAH30ABK | ADP |  | HG9J936+TD | 0 | 30000 | 15.2 | 9.65 | 31400 | 26600 | 84.71% | 1.84 | 0 | 10.5 |  |  |  |  | R-410A | 2.5 | Residential & Commercial | USHP | Ducted CEE Tier 1
214596081 | Central HP <5.4 tons | AIRQUEST | HRCU-A-C (Split System: Heat Pump with Remote Outdoor Unit with No Indoor Fan --Air Source) | DLCURAH30ABK | ADP |  | H,PG80936+TD | 0 | 30000 | 15.2 | 9.7 | 31400 | 26600 | 84.71% | 1.85 | 0 | 10.5 |  |  |  |  | R-410A | 2.5 | Residential & Commercial | USHP | Ducted CEE Tier 1
213205546 | Central HP <5.4 tons | TEMPSTAR | HRCU-A-CB (Split System: Heat Pump with Remote Outdoor Unit-Air-Source) | DLCURAH36ABK | ASPEN |  | D(A,C,E)42B34+TDR | *80ES(N,L)0902420A* | 35400 | 16.5 | 8.1 | 38500 | 31800 | 82.6% | 2.72 | 0 | 10.5 |  |  |  |  | R-410A | 2.95 | Residential & Commercial | USHP | Ducted CEE Tier 1
213205687 | Central HP <5.4 tons | TEMPSTAR | HRCU-A-CB (Split System: Heat Pump with Remote Outdoor Unit-Air-Source) | DLCURAH36ABK | ASPEN |  | D(A,C,E)36B34+TDR | *96VTN1002120A* | 35400 | 15.5 | 8.1 | 39500 | 32000 | 81.01% | 2.5 | 0 | 9.5 |  |  |  |  | R-410A | 2.95 | Residential & Commercial | USHP
213205689 | Central HP <5.4 tons | TEMPSTAR | HRCU-A-CB (Split System: Heat Pump with Remote Outdoor Unit-Air-Source) | DLCURAH36ABK | ASPEN |  | D(A,C,E)42B34+TDR | *96VTN1002120A* | 35400 | 15.5 | 8.1 | 39500 | 32000 | 81.01% | 2.5 | 0 | 9.5 |  |  |  |  | R-410A | 2.95 | Residential & Commercial | USHP
214239874 | Central HP <5.4 tons | BRYANT HEATING AND COOLING SYSTEMS | HRCU-A-CB (Split System: Heat Pump with Remote Outdoor Unit-Air-Source) | 288BNV037*0**A* |  |  | CNPV*4821AL*+UI | 88*TB60090C21*** | 32400 | 17 | 8.1 | 32600 | 24600 | 75.46% | 1.96 | 0 | 11.7 |  |  |  |  | R-410A | 2.7 | Residential & Commercial | USHP | Ducted CEE Tier 1
214240074 | Central HP <5.4 tons | BRYANT HEATING AND COOLING SYSTEMS | HRCU-A-CB (Split System: Heat Pump with Remote Outdoor Unit-Air-Source) | 288BNV037*0**A* |  |  | CNPV*6024AL*+UI | 987MC66120C24*** | 32800 | 17.5 | 8.1 | 32200 | 24600 | 76.4% | 1.96 | 0 | 11.7 |  |  |  |  | R-410A | 2.7333 | Residential & Commercial | USHP | Ducted CEE Tier 1
214239354 | Central HP <5.4 tons | BRYANT HEATING AND COOLING SYSTEMS | HRCU-A-CB (Split System: Heat Pump with Remote Outdoor Unit-Air-Source) | 288BNV037*0**B* |  |  | CNPV*6024AL*+UI | 88*TB60090C21*** | 32800 | 17.5 | 8.1 | 32200 | 24600 | 76.4% | 1.96 | 0 | 12 |  |  |  |  | R-410A | 2.7333 | Residential & Commercial | USHP | Ducted CEE Tier 1
214239404 | Central HP <5.4 tons | BRYANT HEATING AND COOLING SYSTEMS | HRCU-A-CB (Split System: Heat Pump with Remote Outdoor Unit-Air-Source) | 288BNV037*0**B* |  |  | CNPV*6024AL*+UI | 986TD66100C21*** | 32800 | 17.5 | 8.1 | 32200 | 24600 | 76.4% | 1.96 | 0 | 12 |  |  |  |  | R-410A | 2.7333 | Residential & Commercial | USHP | Ducted CEE Tier 1
213821591 | Central HP <5.4 tons | TEMPSTAR | HRCU-A-CB (Split System: Heat Pump with Remote Outdoor Unit-Air-Source) | DLCURAH36ABK | ASPEN |  | D(A,C,E)42B34+TDR | *80MS(N,L)1102120A* | 35400 | 16.5 | 8.1 | 38500 | 32200 | 83.64% | 2.55 | 0 | 10 |  |  |  |  | R-410A | 2.95 | Residential & Commercial | USHP | Ducted CEE Tier 1
213821621 | Central HP <5.4 tons | TEMPSTAR | HRCU-A-CB (Split System: Heat Pump with Remote Outdoor Unit-Air-Source) | DLCURAH36ABK | ASPEN |  | D(A,C,E)42B34+TDR | *92MSN0801716A* | 34200 | 16.5 | 8.5 | 37800 | 31800 | 84.13% | 2.74 | 0 | 9.9 |  |  |  |  | R-410A | 2.85 | Residential & Commercial | USHP
213821639 | Central HP <5.4 tons | TEMPSTAR | HRCU-A-CB (Split System: Heat Pump with Remote Outdoor Unit-Air-Source) | DLCURAH36ABK | ASPEN |  | D(A,C,E)42B34+TDR | *96MSN0801716A* | 34800 | 16 | 8.1 | 38500 | 31800 | 82.6% | 2.68 | 0 | 10 |  |  |  |  | R-410A | 2.9 | Residential & Commercial | USHP | Ducted CEE Tier 1
213821641 | Central HP <5.4 tons | TEMPSTAR | HRCU-A-CB (Split System: Heat Pump with Remote Outdoor Unit-Air-Source) | DLCURAH36ABK | ASPEN |  | D(A,C,E)36C34+TDR | *96MSN0802120A* | 35200 | 16 | 8.1 | 39000 | 32200 | 82.56% | 2.52 | 0 | 9.5 |  |  |  |  | R-410A | 2.9333 | Residential & Commercial | USHP
206773370 | Central HP <5.4 tons | DAY & NIGHT | HRCU-A-CB (Split System: Heat Pump with Remote Outdoor Unit-Air-Source) | CVH837GKA2* |  |  | EHD4X48AAL+WALLCON | *80CSU0601716A* | 32600 | 16.5 | 8.1 | 33200 | 25000 | 75.3% | 1.96 | 11.5 | 11 |  |  |  |  | R-410A | 2.7167 | Residential & Commercial | USHP | Ducted CEE Tier 1
206773388 | Central HP <5.4 tons | DAY & NIGHT | HRCU-A-CB (Split System: Heat Pump with Remote Outdoor Unit-Air-Source) | CVH837GKA2* |  |  | EHD4X48AAL+WALLCON | *80CSU1002120A* | 32600 | 16.5 | 8.1 | 33000 | 25000 | 75.76% | 1.96 | 11.5 | 11 |  |  |  |  | R-410A | 2.7167 | Residential & Commercial | USHP | Ducted CEE Tier 1
206773604 | Central HP <5.4 tons | DAY & NIGHT | HRCU-A-CB (Split System: Heat Pump with Remote Outdoor Unit-Air-Source) | CVH837GKA2* |  |  | EN(A,D,W)4X48L21**+WALLCON | *95CSU0802120A* | 32400 | 17.5 | 8.1 | 32800 | 24800 | 75.61% | 1.96 | 12 | 11.7 |  |  |  |  | R-410A | 2.7 | Residential & Commercial | USHP | Ducted CEE Tier 1
206773647 | Central HP <5.4 tons | DAY & NIGHT | HRCU-A-CB (Split System: Heat Pump with Remote Outdoor Unit-Air-Source) | CVH837GKA2* |  |  | EHD4X36AAL+WALLCON | *95CSU1002122A* | 32200 | 16.5 | 8.1 | 33200 | 24600 | 74.1% | 1.94 | 11.5 | 11 |  |  |  |  | R-410A | 2.6833 | Residential & Commercial | USHP | Ducted CEE Tier 1
215934233 | Central HP <5.4 tons | TEMPSTAR | HRCU-A-CB (Split System: Heat Pump with Remote Outdoor Unit-Air-Source) | T5H3V48*K*AAA* |  |  | EA*5X61M21A*+WALLCON | *95CSU1002122B* | 45500 | 21.5 | 9.5 | 48500 | 36600 | 75.46% | 2 | 0 | 11.5 |  |  |  |  | R-454B | 3.7917 | Residential & Commercial | USHP | Ducted CEE Tier 1
214784850 | Central HP <5.4 tons | COMFORTMAKER | HRCU-A-C (Split System: Heat Pump with Remote Outdoor Unit with No Indoor Fan --Air Source) | DLCURAH18ABK | ADP |  | H,GG32936+TD | 0 | 18000 | 16 | 9.4 | 17400 | 14600 | 83.91% | 2.18 | 0 | 11.7 |  |  |  |  | R-410A | 1.5 | Residential & Commercial | USHP | Ducted CEE Tier 1
214595930 | Central HP <5.4 tons | AIRQUEST | HRCU-A-C (Split System: Heat Pump with Remote Outdoor Unit with No Indoor Fan --Air Source) | DLCURAH24ABK | ADP |  | HG36936+TD | 0 | 24000 | 16 | 9.5 | 23400 | 19600 | 83.76% | 1.95 | 0 | 10.5 |  |  |  |  | R-410A | 2 | Residential & Commercial | USHP | Ducted CEE Tier 1
214241746 | Central HP <5.4 tons | BRYANT HEATING AND COOLING SYSTEMS | HRCU-A-CB (Split System: Heat Pump with Remote Outdoor Unit-Air-Source) | 288BNV025*0**C* |  |  | CNPV*3017AL*+UI | 986TD42060C17*** | 23400 | 16 | 8.1 | 21600 | 16800 | 77.78% | 1.9 | 0 | 10.5 |  |  |  |  | R-410A | 1.95 | Residential & Commercial | USHP | Ducted CEE Tier 1
214242346 | Central HP <5.4 tons | BRYANT HEATING AND COOLING SYSTEMS | HRCU-A-CB (Split System: Heat Pump with Remote Outdoor Unit-Air-Source) | 288BNV025*0**C* |  |  | CNPV*4824AL*+UI | 88*TB66135C24*** | 24200 | 17 | 8.1 | 21200 | 16600 | 78.3% | 2 | 0 | 11 |  |  |  |  | R-410A | 2.0167 | Residential & Commercial | USHP | Ducted CEE Tier 1
213821567 | Central HP <5.4 tons | TEMPSTAR | HRCU-A-CB (Split System: Heat Pump with Remote Outdoor Unit-Air-Source) | DLCURAH36ABK | ASPEN |  | D(A,C,E)42B34+TDR | *80MS(N,L)0701412A* | 35200 | 16 | 8.1 | 38500 | 32200 | 83.64% | 2.63 | 0 | 10 |  |  |  |  | R-410A | 2.9333 | Residential & Commercial | USHP | Ducted CEE Tier 1
213821576 | Central HP <5.4 tons | TEMPSTAR | HRCU-A-CB (Split System: Heat Pump with Remote Outdoor Unit-Air-Source) | DLCURAH36ABK | ASPEN |  | D(A,C,E)42B34+TDR | *80MS(N,L)0702116A* | 35000 | 16.5 | 8.1 | 38500 | 32200 | 83.64% | 2.6 | 0 | 9 |  |  |  |  | R-410A | 2.9167 | Residential & Commercial | USHP
204299291 | Central HP <5.4 tons | DAY & NIGHT | HRCU-A-CB (Split System: Heat Pump with Remote Outdoor Unit-Air-Source) | CVH837GKA** |  |  | EA*4X48L21A*+WALLCON | *97CMN1002122A* | 32400 | 17.5 | 8.5 | 32600 | 25000 | 76.69% | 1.98 | 12 | 11.7 |  |  |  |  | R-410A | 2.7 | Residential & Commercial | USHP | Ducted CEE Tier 1
215031142 | Central HP <5.4 tons | DAIKIN | HRCU-A-CB (Split System: Heat Pump with Remote Outdoor Unit-Air-Source) | DZ9VCA3610A* | ASPEN |  | CH48B34+TDR | D*80SC0805CUA* | 31600 | 19 | 8.1 | 34000 | 24400 | 71.76% | 1.8 | 0 | 11.9 |  |  |  |  | R-410A | 2.6333 | Residential & Commercial | USHP | Ducted CEE Tier 1
214094124 | Central HP <5.4 tons | BOSCH | HRCU-A-CB (Split System: Heat Pump with Remote Outdoor Unit-Air-Source) | BOVA-36HDN1-M20G | ASPEN |  | DM42B34+TDR | BGH96M080B3A | 23000 | 18.5 | 8.6 | 23800 | 22800 | 95.8% | 2.33 | 0 | 11.9 |  |  |  |  | R-410A | 1.9167 | Residential & Commercial | USHP | Ducted CEE Tier 1
215407272 | Central HP <5.4 tons | COMFORTMAKER | HRCU-A-CB (Split System: Heat Pump with Remote Outdoor Unit-Air-Source) | DLCURAH24AAK | ASPEN |  | L(E,F)W30B4 | 0 | 22600 | 15.2 | 8.5 | 24400 | 22000 | 90.16% | 2.8 | 0 | 9 |  |  |  |  | R-410A | 1.8833 | Residential & Commercial | USHP
213821583 | Central HP <5.4 tons | TEMPSTAR | HRCU-A-CB (Split System: Heat Pump with Remote Outdoor Unit-Air-Source) | DLCURAH36ABK | ASPEN |  | D(A,C,E)36B34+TDR | *80MS(N,L)0902120A* | 35200 | 16.5 | 8.1 | 38500 | 32200 | 83.64% | 2.54 | 0 | 9 |  |  |  |  | R-410A | 2.9333 | Residential & Commercial | USHP
213821585 | Central HP <5.4 tons | TEMPSTAR | HRCU-A-CB (Split System: Heat Pump with Remote Outdoor Unit-Air-Source) | DLCURAH36ABK | ASPEN |  | D(A,C,E)42B34+TDR | *80MS(N,L)0902120A* | 35200 | 16.5 | 8.1 | 38500 | 32200 | 83.64% | 2.54 | 0 | 9.5 |  |  |  |  | R-410A | 2.9333 | Residential & Commercial | USHP
213204114 | Central HP <5.4 tons | TEMPSTAR | HRCU-A-CB (Split System: Heat Pump with Remote Outdoor Unit-Air-Source) | DLCURAH24AAK | ASPEN |  | D(A,C,E)30C44+TDR | *80ES(N,L)1102120A* | 23800 | 15.5 | 8.5 | 26200 | 27400 | 104.6% | 2.61 | 0 | 9.5 |  |  |  |  | R-410A | 1.9833 | Residential & Commercial | USHP
215864570 | Central HP <5.4 tons | AMERICAN STANDARD | HRCU-A-CB (Split System: Heat Pump with Remote Outdoor Unit-Air-Source) | 5A6V8X36A1 |  |  | 5TXCB004AS3 | S9V2B060U3VSB+LRP | 31800 | 18.1 | 8.5 | 33000 | 25600 | 77.58% | 2 | 0 | 10 |  |  |  |  | R-454B | 2.65 | Residential & Commercial | USHP | Ducted CEE Tier 1
214243004 | Central HP <5.4 tons | TEMPSTAR | HRCU-A-CB (Split System: Heat Pump with Remote Outdoor Unit-Air-Source) | TVH825GKA2* |  |  | EN(A,D,W)4X42L21**+WALLCON | *80CTL1102120B* | 23800 | 16.5 | 8.1 | 21400 | 16600 | 77.57% | 1.96 | 0 | 11 |  |  |  |  | R-410A | 1.9833 | Residential & Commercial | USHP | Ducted CEE Tier 1
216794445 | Central HP <5.4 tons | TRANE | HRCU-A-CB (Split System: Heat Pump with Remote Outdoor Unit-Air-Source) | 5TWV0X36A1 | ASPEN |  | D(A,C,E)48C3J+TDR | S9V2C100U5PSC+LRP | 32200 | 20 | 9 | 32600 | 30800 | 94.48% | 2.77 | 0 | 12 |  |  |  |  | R-454B | 2.6833 | Residential & Commercial | USHP | Ducted CEE Tier 1
216794346 | Central HP <5.4 tons | TRANE | HRCU-A-CB (Split System: Heat Pump with Remote Outdoor Unit-Air-Source) | 5TWV0X36A1 | ASPEN |  | D(A,C,E)48C3J+TDR | *UHMB060CCV3+LRP | 32800 | 20.2 | 9.5 | 32400 | 31800 | 98.15% | 2.88 | 0 | 12 |  |  |  |  | R-454B | 2.7333 | Residential & Commercial | USHP | Ducted CEE Tier 1
214075497 | Central HP <5.4 tons | FRIEDRICH | HRCU-A-CB (Split System: Heat Pump with Remote Outdoor Unit-Air-Source) | RD17AZ24AJ3N |  |  | TCFZ2417MTANM | FR951V0603A17M4 | 22600 | 17 | 9.5 | 22600 | 17000 | 75.22% | 2 | 0 | 10 |  |  |  |  | R-410A | 1.8833 | Residential & Commercial | USHP | Ducted CEE Tier 1
214595922 | Central HP <5.4 tons | AIRQUEST | HRCU-A-C (Split System: Heat Pump with Remote Outdoor Unit with No Indoor Fan --Air Source) | DLCURAH18ABK | ADP |  | HG36936+TD | 0 | 18000 | 16 | 9.5 | 17400 | 14600 | 83.91% | 2.2 | 0 | 11.7 |  |  |  |  | R-410A | 1.5 | Residential & Commercial | USHP | Ducted CEE Tier 1
214595933 | Central HP <5.4 tons | AIRQUEST | HRCU-A-C (Split System: Heat Pump with Remote Outdoor Unit with No Indoor Fan --Air Source) | DLCURAH24ABK | ADP |  | HG8J936+TD | 0 | 24000 | 16 | 9.5 | 23400 | 19600 | 83.76% | 1.95 | 0 | 10.5 |  |  |  |  | R-410A | 2 | Residential & Commercial | USHP | Ducted CEE Tier 1
214596006 | Central HP <5.4 tons | AIRQUEST | HRCU-A-C (Split System: Heat Pump with Remote Outdoor Unit with No Indoor Fan --Air Source) | DLCURAH24ABK | ADP |  | H,PG1K936+TD | 0 | 24000 | 16 | 9.5 | 23400 | 19600 | 83.76% | 1.95 | 0 | 10.5 |  |  |  |  | R-410A | 2 | Residential & Commercial | USHP | Ducted CEE Tier 1
215933883 | Central HP <5.4 tons | TEMPSTAR | HRCU-A-CB (Split System: Heat Pump with Remote Outdoor Unit-Air-Source) | T5H3V36*K*AAA* |  |  | ESH5X60M12A*+WALLCON | *97CMN0801714B* | 34000 | 19 | 9 | 34800 | 26400 | 75.86% | 1.94 | 0 | 11 |  |  |  |  | R-454B | 2.8333 | Residential & Commercial | USHP | Ducted CEE Tier 1
213204117 | Central HP <5.4 tons | TEMPSTAR | HRCU-A-CB (Split System: Heat Pump with Remote Outdoor Unit-Air-Source) | DLCURAH24AAK | ASPEN |  | D(A,C,E)36B34+TDR | *80ES(N,L)1102120A* | 23800 | 15.5 | 8.5 | 26200 | 27400 | 104.6% | 2.63 | 0 | 9 |  |  |  |  | R-410A | 1.9833 | Residential & Commercial | USHP
213204119 | Central HP <5.4 tons | TEMPSTAR | HRCU-A-CB (Split System: Heat Pump with Remote Outdoor Unit-Air-Source) | DLCURAH24AAK | ASPEN |  | D(A,C,E)36C34+TDR | *80ES(N,L)1102120A* | 23800 | 15.5 | 8.5 | 26200 | 27400 | 104.6% | 2.67 | 0 | 9.5 |  |  |  |  | R-410A | 1.9833 | Residential & Commercial | USHP
214094138 | Central HP <5.4 tons | BOSCH | HRCU-A-CB (Split System: Heat Pump with Remote Outdoor Unit-Air-Source) | BOVA-60HDN1-M20G | ASPEN |  | DM59A44+TDR | BGH96M080B3A | 40500 | 17 | 8.8 | 43500 | 39500 | 90.8% | 2.4 | 0 | 11.5 |  |  |  |  | R-410A | 3.375 | Residential & Commercial | USHP | Ducted CEE Tier 1
214063917 | Central HP <5.4 tons | BOSCH | HRCU-A-CB (Split System: Heat Pump with Remote Outdoor Unit-Air-Source) | BOVA-60HDN1-M20G | ASPEN |  | D(A,C,E)60B44+TDR | BGH96M080B3B | 41500 | 17 | 8.8 | 43500 | 39500 | 90.8% | 2.4 | 0 | 11.7 |  |  |  |  | R-410A | 3.4583 | Residential & Commercial | USHP | Ducted CEE Tier 1
214063940 | Central HP <5.4 tons | BOSCH | HRCU-A-CB (Split System: Heat Pump with Remote Outdoor Unit-Air-Source) | BOVA-60HDN1-M20G | ASPEN |  | D(A,C,E)48D44+TDR | BGH96M100D5B | 44500 | 17.5 | 9 | 47000 | 38500 | 81.91% | 2.32 | 0 | 11.7 |  |  |  |  | R-410A | 3.7083 | Residential & Commercial | USHP | Ducted CEE Tier 1
214063947 | Central HP <5.4 tons | BOSCH | HRCU-A-CB (Split System: Heat Pump with Remote Outdoor Unit-Air-Source) | BOVA-60HDN1-M20G | ASPEN |  | D(A,C,E)48B44+TDR | BGH96M120D5B | 43500 | 17.5 | 9 | 47000 | 38500 | 81.91% | 2.32 | 0 | 11.6 |  |  |  |  | R-410A | 3.625 | Residential & Commercial | USHP | Ducted CEE Tier 1
214064092 | Central HP <5.4 tons | BOSCH | HRCU-A-CB (Split System: Heat Pump with Remote Outdoor Unit-Air-Source) | BOVB-60HDN1-M20G | ASPEN |  | D(A,C,E)48D44+TDR | BGH96M100C5B | 44000 | 17.5 | 8.8 | 46500 | 39000 | 83.87% | 2.35 | 0 | 11.7 |  |  |  |  | R-410A | 3.6667 | Residential & Commercial | USHP | Ducted CEE Tier 1
214064099 | Central HP <5.4 tons | BOSCH | HRCU-A-CB (Split System: Heat Pump with Remote Outdoor Unit-Air-Source) | BOVB-60HDN1-M20G | ASPEN |  | D(A,C,E)48B44+TDR | BGH96M100D5B | 43500 | 17.5 | 9 | 47000 | 38500 | 81.91% | 2.32 | 0 | 11.6 |  |  |  |  | R-410A | 3.625 | Residential & Commercial | USHP | Ducted CEE Tier 1
214606771 | Central HP <5.4 tons | FRIEDRICH | HRCU-A-C (Split System: Heat Pump with Remote Outdoor Unit with No Indoor Fan --Air Source) | WFPU18Z483C | ASPEN |  | C(A,C,D,E)48B44+TDR | 0 | 38500 | 15.3 | 8.3 | 41500 | 34600 | 83.37% | 1.94 | 0 | 11 |  |  |  |  | R-410A | 3.2083 | Residential & Commercial | USHP | Ducted CEE Tier 1
213205592 | Central HP <5.4 tons | TEMPSTAR | HRCU-A-CB (Split System: Heat Pump with Remote Outdoor Unit-Air-Source) | DLCURAH36ABK | ASPEN |  | D(A,C,E)36C34+TDR | *92ESN0801716A* | 35400 | 16.5 | 8.1 | 39000 | 31600 | 81.03% | 2.71 | 0 | 10.5 |  |  |  |  | R-410A | 2.95 | Residential & Commercial | USHP | Ducted CEE Tier 1
216570982 | Central HP <5.4 tons | TRANE | HRCU-A-CB (Split System: Heat Pump with Remote Outdoor Unit-Air-Source) | 5TWV0X36A1 |  |  | 5PX*C007AS3 | S8V2C080M5PCB | 35000 | 20 | 9.7 | 31800 | 25000 | 78.62% | 2.2 | 0 | 12.7 |  |  |  |  | R-454B | 2.9167 | Residential & Commercial | USHP | Ducted CEE Tier 1
216570984 | Central HP <5.4 tons | TRANE | HRCU-A-CB (Split System: Heat Pump with Remote Outdoor Unit-Air-Source) | 5TWV0X36A1 |  |  | 5PX*C007AS3 | S8V2C080M5PDB | 35000 | 20 | 9.7 | 31800 | 25000 | 78.62% | 2.2 | 0 | 12.7 |  |  |  |  | R-454B | 2.9167 | Residential & Commercial | USHP | Ducted CEE Tier 1
216952883 | Central HP <5.4 tons | TRANE | HRCU-A-CB (Split System: Heat Pump with Remote Outdoor Unit-Air-Source) | 5TWR5060A1 | ASPEN |  | DH60T4J | L8V1C100U5VSB | 52500 | 15.5 | 8.1 | 50000 | 35000 | 70% | 3.06 | 0 | 11.7 |  |  |  |  | R-454B | 4.375 | Residential & Commercial | USHP | Ducted CEE Tier 1
213821601 | Central HP <5.4 tons | TEMPSTAR | HRCU-A-CB (Split System: Heat Pump with Remote Outdoor Unit-Air-Source) | DLCURAH36ABK | ASPEN |  | D(A,C,E)36B34+TDR | *80VTL0451412B* | 34600 | 16 | 8.1 | 38500 | 32200 | 83.64% | 2.64 | 0 | 10 |  |  |  |  | R-410A | 2.8833 | Residential & Commercial | USHP | Ducted CEE Tier 1
213821608 | Central HP <5.4 tons | TEMPSTAR | HRCU-A-CB (Split System: Heat Pump with Remote Outdoor Unit-Air-Source) | DLCURAH36ABK | ASPEN |  | D(A,C,E)36C34+TDR | *80VTL0902120B* | 34000 | 16.5 | 8.5 | 37800 | 31800 | 84.13% | 2.72 | 0 | 9.9 |  |  |  |  | R-410A | 2.8333 | Residential & Commercial | USHP
213821626 | Central HP <5.4 tons | TEMPSTAR | HRCU-A-CB (Split System: Heat Pump with Remote Outdoor Unit-Air-Source) | DLCURAH36ABK | ASPEN |  | D(A,C,E)36C34+TDR | *92MSN1002120A* | 35000 | 16.5 | 8.1 | 38500 | 32200 | 83.64% | 2.54 | 0 | 9.5 |  |  |  |  | R-410A | 2.9167 | Residential & Commercial | USHP
213821653 | Central HP <5.4 tons | TEMPSTAR | HRCU-A-CB (Split System: Heat Pump with Remote Outdoor Unit-Air-Source) | DLCURAH36ABK | ASPEN |  | D(A,C,E)36C34+TDR | *96MSN1402422A* | 34000 | 16.5 | 8.5 | 37800 | 31800 | 84.13% | 2.72 | 0 | 9.9 |  |  |  |  | R-410A | 2.8333 | Residential & Commercial | USHP
214075524 | Central HP <5.4 tons | FRIEDRICH | HRCU-A-CB (Split System: Heat Pump with Remote Outdoor Unit-Air-Source) | RD17AZ24AJ3N |  |  | TCFZ2417MTANM | FR921V0403A17M4 | 22600 | 17 | 9.5 | 22600 | 16900 | 74.78% | 2 | 0 | 11.2 |  |  |  |  | R-410A | 1.8833 | Residential & Commercial | USHP | Ducted CEE Tier 1
214075579 | Central HP <5.4 tons | FRIEDRICH | HRCU-A-CB (Split System: Heat Pump with Remote Outdoor Unit-Air-Source) | RD17AZ24AJ3N |  |  | TCFZ2417MTANM | FR921V0603A17M4 | 22600 | 17 | 9.5 | 22600 | 17000 | 75.22% | 2 | 0 | 10 |  |  |  |  | R-410A | 1.8833 | Residential & Commercial | USHP | Ducted CEE Tier 1
206773185 | Central HP <5.4 tons | DAY & NIGHT | HRCU-A-CB (Split System: Heat Pump with Remote Outdoor Unit-Air-Source) | CVH837GKA2* |  |  | EA*4X48L24A*+WALLCON | *80CSU1002120A* | 32200 | 17 | 8.1 | 32600 | 25000 | 76.69% | 1.96 | 12 | 11 |  |  |  |  | R-410A | 2.6833 | Residential & Commercial | USHP | Ducted CEE Tier 1
211264952 | Central HP <5.4 tons | DAY & NIGHT | HRCU-A-CB (Split System: Heat Pump with Remote Outdoor Unit-Air-Source) | DLCURAH18ABK |  |  | FMA4X24**AL* | 0 | 17400 | 16 | 8.5 | 18500 | 20000 | 108.1% | 2.44 | 0 | 10.5 |  |  |  |  | R-410A | 1.45 | Residential & Commercial | USHP | Ducted CEE Tier 1
216599658 | Central HP <5.4 tons | AMERICAN STANDARD | HRCU-A-CB (Split System: Heat Pump with Remote Outdoor Unit-Air-Source) | 5A6V8X24A1 |  |  | 5PX*B003AS3 | S9V2B060D3PSC+LRP | 20000 | 18.1 | 8.5 | 23200 | 18500 | 79.74% | 2.1 | 0 | 10.5 |  |  |  |  | R-454B | 1.6667 | Residential & Commercial | USHP | Ducted CEE Tier 1
214331347 | Central HP <5.4 tons | NAPOLEON | HRCU-A-CB (Split System: Heat Pump with Remote Outdoor Unit-Air-Source) | WSEHV4860RA1-N | ADP |  | H,A,DG52960 | WUV070T4BA | 46000 | 17 | 8.5 | 48000 | 34600 | 72.08% | 1.8 | 0 | 10 |  |  |  |  | R-410A | 3.8333 | Residential & Commercial | USHP | Ducted CEE Tier 1
214064101 | Central HP <5.4 tons | BOSCH | HRCU-A-CB (Split System: Heat Pump with Remote Outdoor Unit-Air-Source) | BOVB-60HDN1-M20G | ASPEN |  | D(A,C,E)60B44+TDR | BGH96M100D5B | 44000 | 17.5 | 9 | 47000 | 38500 | 81.91% | 2.32 | 0 | 11.7 |  |  |  |  | R-410A | 3.6667 | Residential & Commercial | USHP | Ducted CEE Tier 1
213821674 | Central HP <5.4 tons | TEMPSTAR | HRCU-A-CB (Split System: Heat Pump with Remote Outdoor Unit-Air-Source) | DLCURAH36ABK | ASPEN |  | D(A,C,E)36C34+TDR | *96VTN1202422B* | 34000 | 16.5 | 8.5 | 37800 | 31800 | 84.13% | 2.72 | 0 | 9.9 |  |  |  |  | R-410A | 2.8333 | Residential & Commercial | USHP
214609884 | Central HP <5.4 tons | CARRIER | HRCU-A-C (Split System: Heat Pump with Remote Outdoor Unit with No Indoor Fan --Air Source) | 38MURAQ36AB3 | ASPEN |  | D(A,C,E)36A34+TDR | 0 | 34600 | 15.2 | 8.6 | 38000 | 31600 | 83.16% | 1.85 | 0 | 10 |  |  |  |  | R-410A | 2.8833 | Residential & Commercial | USHP | Ducted CEE Tier 1
216794386 | Central HP <5.4 tons | TRANE | HRCU-A-CB (Split System: Heat Pump with Remote Outdoor Unit-Air-Source) | 5TWV0X36A1 | ASPEN |  | D(A,C,E)48C3J+TDR | S8V2C100M5PDB | 33000 | 20 | 10 | 32200 | 31600 | 98.14% | 2.9 | 0 | 12 |  |  |  |  | R-454B | 2.75 | Residential & Commercial | USHP | Ducted CEE Tier 1
216794437 | Central HP <5.4 tons | TRANE | HRCU-A-CB (Split System: Heat Pump with Remote Outdoor Unit-Air-Source) | 5TWV0X36A1 | ASPEN |  | D(A,C,E)48C3J+TDR | S9V2C100D5PSC+LRP | 32000 | 19.9 | 9 | 32200 | 30200 | 93.79% | 2.68 | 0 | 12 |  |  |  |  | R-454B | 2.6667 | Residential & Commercial | USHP | Ducted CEE Tier 1
215935014 | Central HP <5.4 tons | CARRIER | HRCU-A-CB (Split System: Heat Pump with Remote Outdoor Unit-Air-Source) | 27VNA336A*030* |  |  | CVAMA4921XMA*+UI | 58TN*B070C21**20 | 35600 | 21.5 | 8.5 | 38000 | 28600 | 75.26% | 2.02 | 0 | 12 |  |  |  |  | R-454B | 2.9667 | Residential & Commercial | USHP | Ducted CEE Tier 1
214609879 | Central HP <5.4 tons | CARRIER | HRCU-A-C (Split System: Heat Pump with Remote Outdoor Unit with No Indoor Fan --Air Source) | 38MURAQ30AB3 | ASPEN |  | D(A,C,E)30A34+TDR | 0 | 28200 | 15.2 | 9.5 | 33000 | 27000 | 81.82% | 1.85 | 0 | 10.3 |  |  |  |  | R-410A | 2.35 | Residential & Commercial | USHP | Ducted CEE Tier 1
213205520 | Central HP <5.4 tons | TEMPSTAR | HRCU-A-CB (Split System: Heat Pump with Remote Outdoor Unit-Air-Source) | DLCURAH36ABK | ASPEN |  | D(A,C,E)36B34+TDR | *80ES(N,L)0901714A* | 34200 | 15.9 | 8.5 | 38500 | 31400 | 81.56% | 2.75 | 0 | 9.8 |  |  |  |  | R-410A | 2.85 | Residential & Commercial | USHP
213205665 | Central HP <5.4 tons | TEMPSTAR | HRCU-A-CB (Split System: Heat Pump with Remote Outdoor Unit-Air-Source) | DLCURAH36ABK | ASPEN |  | D(A,C,E)42B34+TDR | *95ESN1202422A* | 35400 | 15.5 | 8.1 | 39500 | 31600 | 80% | 2.72 | 0 | 10 |  |  |  |  | R-410A | 2.95 | Residential & Commercial | USHP | Ducted CEE Tier 1
212977044 | Central HP <5.4 tons | HEIL | HRCU-A-CB (Split System: Heat Pump with Remote Outdoor Unit-Air-Source) | DLCURAH30ABK |  |  | EA*4X42L24A* | *96VTN1002122B* | 30000 | 15.2 | 8.1 | 34200 | 27600 | 80.7% | 1.8 | 0 | 9 |  |  |  |  | R-410A | 2.5 | Residential & Commercial | USHP
206773050 | Central HP <5.4 tons | DAY & NIGHT | HRCU-A-CB (Split System: Heat Pump with Remote Outdoor Unit-Air-Source) | CVH837GKA2* |  |  | EA*4X37L21A*+WALLCON | *80CSU0601716A* | 32800 | 17 | 8.5 | 33000 | 25200 | 76.36% | 1.96 | 12 | 11 |  |  |  |  | R-410A | 2.7333 | Residential & Commercial | USHP | Ducted CEE Tier 1
214609887 | Central HP <5.4 tons | CARRIER | HRCU-A-C (Split System: Heat Pump with Remote Outdoor Unit with No Indoor Fan --Air Source) | 38MURAQ36AB3 | ASPEN |  | D(A,C,E)48C24+TDR | 0 | 33800 | 15.2 | 8.6 | 38500 | 31600 | 82.08% | 1.85 | 0 | 10 |  |  |  |  | R-410A | 2.8167 | Residential & Commercial | USHP | Ducted CEE Tier 1
213367799 | Central HP <5.4 tons | YORK | HRCU-A-CB (Split System: Heat Pump with Remote Outdoor Unit-Air-Source) | HMH72B361 | ASPEN |  | C(A,C,D,E)48C24+TDR | Y81E100C16SMPS1 | 33000 | 17.5 | 8.1 | 36000 | 25400 | 70.56% | 2.65 | 0 | 8 |  |  |  |  | R-410A | 2.75 | Residential & Commercial | USHP
215037653 | Central HP <5.4 tons | LENNOX | HRCU-A-CB (Split System: Heat Pump with Remote Outdoor Unit-Air-Source) | EL17XP1-048-230A** | ASPEN |  | CH60B34+TDR | EL196UH110XE60C* | 45000 | 15.5 | 8.1 | 44500 | 31600 | 71.01% | 2.75 | 0 | 12.4 |  |  |  |  | R-410A | 3.75 | Residential & Commercial | USHP | Ducted CEE Tier 1
214075500 | Central HP <5.4 tons | FRIEDRICH | HRCU-A-CB (Split System: Heat Pump with Remote Outdoor Unit-Air-Source) | RD17AZ24AJ3N |  |  | TCFZ2417MTANM | FR962V0703A17M4 | 22600 | 17 | 9.5 | 22600 | 16900 | 74.78% | 2 | 0 | 11.2 |  |  |  |  | R-410A | 1.8833 | Residential & Commercial | USHP | Ducted CEE Tier 1
213369418 | Central HP <5.4 tons | CARRIER | HRCU-A-CB (Split System: Heat Pump with Remote Outdoor Unit-Air-Source) | 38MURAQ30AB3* | ADP |  | H,PG7J936 | 59TP6B080V21**20 | 28800 | 15.2 | 8.1 | 32000 | 27000 | 84.38% | 1.78 | 0 | 8.5 |  |  |  |  | R-410A | 2.4 | Residential & Commercial | USHP
216571020 | Central HP <5.4 tons | TRANE | HRCU-A-CB (Split System: Heat Pump with Remote Outdoor Unit-Air-Source) | 5TWV0X36A1 |  |  | 5TXCB004AS3 | *DHMB080CCV3+LRP | 32200 | 17.2 | 9.4 | 31200 | 24600 | 78.85% | 2.1 | 0 | 11.2 |  |  |  |  | R-454B | 2.6833 | Residential & Commercial | USHP | Ducted CEE Tier 1
216571104 | Central HP <5.4 tons | TRANE | HRCU-A-CB (Split System: Heat Pump with Remote Outdoor Unit-Air-Source) | 5TWV0X48A1 |  |  | 5PX*D010AS3 | S8V2C080M5PCB | 45500 | 20 | 9.7 | 47000 | 33600 | 71.49% | 2.1 | 0 | 12 |  |  |  |  | R-454B | 3.7917 | Residential & Commercial | USHP | Ducted CEE Tier 1
206773469 | Central HP <5.4 tons | DAY & NIGHT | HRCU-A-CB (Split System: Heat Pump with Remote Outdoor Unit-Air-Source) | CVH837GKA2* |  |  | EA*4X42L24A*+WALLCON | *95CSU1002122A* | 31800 | 17.5 | 8.1 | 33000 | 24400 | 73.94% | 1.9 | 11.5 | 11 |  |  |  |  | R-410A | 2.65 | Residential & Commercial | USHP | Ducted CEE Tier 1
216951985 | Central HP <5.4 tons | TRANE | HRCU-A-CB (Split System: Heat Pump with Remote Outdoor Unit-Air-Source) | 5TWX5036A1 | ASPEN |  | DH36T4J | S9V2B080U4VSA | 31800 | 16 | 8.1 | 28600 | 20200 | 70.63% | 2.91 | 0 | 11.7 |  |  |  |  | R-454B | 2.65 | Residential & Commercial | USHP | Ducted CEE Tier 1
206765686 | Central HP <5.4 tons | DAY & NIGHT | HRCU-A-CB (Split System: Heat Pump with Remote Outdoor Unit-Air-Source) | CVH825GKA3* |  |  | EA*4X36L17A*+WALLCON | *97CMN0601714A* | 23400 | 16 | 8.1 | 21600 | 16800 | 77.78% | 1.92 | 11 | 10.5 |  |  |  |  | R-410A | 1.95 | Residential & Commercial | USHP | Ducted CEE Tier 1
206765803 | Central HP <5.4 tons | DAY & NIGHT | HRCU-A-CB (Split System: Heat Pump with Remote Outdoor Unit-Air-Source) | CVH825GKA3* |  |  | EA*4X36L21A*+WALLCON | *97CMN1002122A* | 23600 | 16.5 | 8.1 | 21400 | 16600 | 77.57% | 1.94 | 11 | 11 |  |  |  |  | R-410A | 1.9667 | Residential & Commercial | USHP | Ducted CEE Tier 1
216796473 | Central HP <5.4 tons | TRANE | HRCU-A-CB (Split System: Heat Pump with Remote Outdoor Unit-Air-Source) | 5TWR5036A1 | ASPEN |  | D(A,C,E)36C3J+TDR | S8V2C080M5PDB | 31000 | 15.2 | 8.5 | 31200 | 22200 | 71.15% | 2.96 | 0 | 12 |  |  |  |  | R-454B | 2.5833 | Residential & Commercial | USHP | Ducted CEE Tier 1
216796476 | Central HP <5.4 tons | TRANE | HRCU-A-CB (Split System: Heat Pump with Remote Outdoor Unit-Air-Source) | 5TWR5036A1 | ASPEN |  | D(A,C,E)48C3J+TDR | S8V2C080M5PDB | 31600 | 15.5 | 8.5 | 31400 | 22000 | 70.06% | 3 | 0 | 12 |  |  |  |  | R-454B | 2.6333 | Residential & Commercial | USHP | Ducted CEE Tier 1
216796492 | Central HP <5.4 tons | TRANE | HRCU-A-CB (Split System: Heat Pump with Remote Outdoor Unit-Air-Source) | 5TWR5036A1 | ASPEN |  | D(A,C,E)48C3J+TDR | S8V2C100M5PDB | 31600 | 15.5 | 8.5 | 31200 | 22400 | 71.79% | 2.98 | 0 | 12 |  |  |  |  | R-454B | 2.6333 | Residential & Commercial | USHP | Ducted CEE Tier 1
216643647 | Central HP <5.4 tons | COMFORTMAKER | HRCU-A-CB (Split System: Heat Pump with Remote Outdoor Unit-Air-Source) | D5CUHAH18AAK |  |  | EA*5X25M17A* | *80MSU0601716A* | 18500 | 15.5 | 9.5 | 19800 | 17600 | 88.89% | 2.02 | 0 | 11.5 |  |  |  |  | R-454B | 1.5417 | Residential & Commercial | USHP | Ducted CEE Tier 1
216796532 | Central HP <5.4 tons | TRANE | HRCU-A-CB (Split System: Heat Pump with Remote Outdoor Unit-Air-Source) | 5TWR5036A1 | ASPEN |  | D(A,C,E)36C3J+TDR | S8X1C100M5PSC | 31200 | 15.2 | 8.5 | 31400 | 22400 | 71.34% | 3 | 0 | 11.7 |  |  |  |  | R-454B | 2.6 | Residential & Commercial | USHP | Ducted CEE Tier 1
216796568 | Central HP <5.4 tons | TRANE | HRCU-A-CB (Split System: Heat Pump with Remote Outdoor Unit-Air-Source) | 5TWR5036A1 | ASPEN |  | D(A,C,E)48C3J+TDR | S8X2C080M5PTC | 31800 | 15.5 | 8.5 | 31400 | 22400 | 71.34% | 3.03 | 0 | 12 |  |  |  |  | R-454B | 2.65 | Residential & Commercial | USHP | Ducted CEE Tier 1
206765506 | Central HP <5.4 tons | DAY & NIGHT | HRCU-A-CB (Split System: Heat Pump with Remote Outdoor Unit-Air-Source) | CVH825GKA3* |  |  | EA*4X25L17A*+WALLCON | *80CTL0701716A* | 24400 | 16.5 | 8.1 | 21200 | 16600 | 78.3% | 2.02 | 11 | 11 |  |  |  |  | R-410A | 2.0333 | Residential & Commercial | USHP | Ducted CEE Tier 1
215031160 | Central HP <5.4 tons | DAIKIN | HRCU-A-CB (Split System: Heat Pump with Remote Outdoor Unit-Air-Source) | DZ9VCA3610A* | ASPEN |  | CH48B34+TDR | D*80VC0604B*A* | 31600 | 19 | 8.1 | 34000 | 24400 | 71.76% | 1.8 | 0 | 11.9 |  |  |  |  | R-410A | 2.6333 | Residential & Commercial | USHP | Ducted CEE Tier 1
215934084 | Central HP <5.4 tons | CARRIER | HRCU-A-CB (Split System: Heat Pump with Remote Outdoor Unit-Air-Source) | 27VNA348A*030* |  |  | CAA**6024AM*+UI | 58CU*A100C21**20 | 44500 | 21 | 9.5 | 48500 | 36400 | 75.05% | 2 | 0 | 11 |  |  |  |  | R-454B | 3.7083 | Residential & Commercial | USHP | Ducted CEE Tier 1
214233329 | Central HP <5.4 tons | FRIEDRICH | HRCU-A-CB (Split System: Heat Pump with Remote Outdoor Unit-Air-Source) | RD17AZ36AJ3N |  |  | FRH3VZ4821STACN | 0 | 34200 | 18 | 8.1 | 34200 | 29400 | 85.96% | 2 | 0 | 11.7 |  |  |  |  | R-410A | 2.85 | Residential & Commercial | USHP | Ducted CEE Tier 1
215550854 | Central HP <5.4 tons | FRIEDRICH | HRCU-A-CB (Split System: Heat Pump with Remote Outdoor Unit-Air-Source) | WFPU17Z603C | ASPEN |  | L(E,G)M60I4 | 0 | 56000 | 17 | 8.5 | 56000 | 40000 | 71.43% | 2.6 | 0 | 8 |  |  |  |  | R-410A | 4.6667 | Residential & Commercial | USHP
213821663 | Central HP <5.4 tons | TEMPSTAR | HRCU-A-CB (Split System: Heat Pump with Remote Outdoor Unit-Air-Source) | DLCURAH36ABK | ASPEN |  | D(A,C,E)42B34+TDR | *96VTN0801716B* | 33800 | 16 | 8.1 | 37800 | 31800 | 84.13% | 2.7 | 0 | 9.9 |  |  |  |  | R-410A | 2.8167 | Residential & Commercial | USHP
213205557 | Central HP <5.4 tons | TEMPSTAR | HRCU-A-CB (Split System: Heat Pump with Remote Outdoor Unit-Air-Source) | DLCURAH36ABK | ASPEN |  | D(A,C,E)36C34+TDR | *80ES(N,L)1102420A* | 35200 | 16.5 | 8.1 | 38500 | 31800 | 82.6% | 2.72 | 0 | 10.5 |  |  |  |  | R-410A | 2.9333 | Residential & Commercial | USHP | Ducted CEE Tier 1
213205594 | Central HP <5.4 tons | TEMPSTAR | HRCU-A-CB (Split System: Heat Pump with Remote Outdoor Unit-Air-Source) | DLCURAH36ABK | ASPEN |  | D(A,C,E)42B34+TDR | *92ESN0801716A* | 35400 | 16.5 | 8.1 | 39000 | 31600 | 81.03% | 2.71 | 0 | 10.5 |  |  |  |  | R-410A | 2.95 | Residential & Commercial | USHP | Ducted CEE Tier 1
213205644 | Central HP <5.4 tons | TEMPSTAR | HRCU-A-CB (Split System: Heat Pump with Remote Outdoor Unit-Air-Source) | DLCURAH36ABK | ASPEN |  | D(A,C,E)42B34+TDR | *95ESN0802120A* | 35400 | 15.5 | 8.1 | 39500 | 32000 | 81.01% | 2.52 | 0 | 9.5 |  |  |  |  | R-410A | 2.95 | Residential & Commercial | USHP
205751093 | Central HP <5.4 tons | DAY & NIGHT | HRCU-A-CB (Split System: Heat Pump with Remote Outdoor Unit-Air-Source) | CVH837GKA** |  |  | EA*4X37L21A*+WALLCON | *80CTL0901716A* | 33000 | 18 | 8.5 | 32800 | 25000 | 76.22% | 2 | 12 | 11.7 |  |  |  |  | R-410A | 2.75 | Residential & Commercial | USHP | Ducted CEE Tier 1
215031234 | Central HP <5.4 tons | DAIKIN | HRCU-A-CB (Split System: Heat Pump with Remote Outdoor Unit-Air-Source) | DZ9VCA3610A* | ASPEN |  | CH48B34+TDR | D*96VC0804CNA* | 31600 | 19 | 8.1 | 34000 | 24400 | 71.76% | 1.8 | 0 | 11.9 |  |  |  |  | R-410A | 2.6333 | Residential & Commercial | USHP | Ducted CEE Tier 1
213787627 | Central HP <5.4 tons | CARRIER | HRCU-A-CB (Split System: Heat Pump with Remote Outdoor Unit-Air-Source) | 38MURAQ30AB3* |  |  | FG4ANXC48L* | 0 | 31600 | 15.75 | 9 | 32400 | 25800 | 79.63% | 1.88 | 0 | 9.5 |  |  |  |  | R-410A | 2.6333 | Residential & Commercial | USHP
207590959 | Central HP <5.4 tons | GE Appliances | HRCU-A-CB (Split System: Heat Pump with Remote Outdoor Unit-Air-Source) | AUH4860ZGDA* | ADP |  | TUY60ZPDA | 0 | 54000 | 15.8 | 9 | 54000 | 41000 | 75.93% | 1.8 | 10.5 | 10 |  |  |  |  | R-410A | 4.5 | Residential & Commercial | USHP | Ducted CEE Tier 1
213367801 | Central HP <5.4 tons | YORK | HRCU-A-CB (Split System: Heat Pump with Remote Outdoor Unit-Air-Source) | HMH72B361 | ASPEN |  | C(A,C,D,E)48C24+TDR | Y81E100C20SMPS1 | 32400 | 16.1 | 8.1 | 36000 | 26800 | 74.44% | 2.83 | 0 | 8 |  |  |  |  | R-410A | 2.7 | Residential & Commercial | USHP
213205555 | Central HP <5.4 tons | TEMPSTAR | HRCU-A-CB (Split System: Heat Pump with Remote Outdoor Unit-Air-Source) | DLCURAH36ABK | ASPEN |  | D(A,C,E)36B34+TDR | *80ES(N,L)1102420A* | 34800 | 16.5 | 8.1 | 38500 | 31800 | 82.6% | 2.72 | 0 | 10.5 |  |  |  |  | R-410A | 2.9 | Residential & Commercial | USHP | Ducted CEE Tier 1
213753164 | Central HP <5.4 tons | CARRIER | HRCU-A-CB (Split System: Heat Pump with Remote Outdoor Unit-Air-Source) | 38MURAQ30AB3* | ASPEN |  | D(A,C,E)42B34+TDR | 58S(B,C)*B090M21**16 | 29400 | 15.2 | 8.1 | 34000 | 23800 | 70% | 2.63 | 0 | 9 |  |  |  |  | R-410A | 2.45 | Residential & Commercial | USHP
213753355 | Central HP <5.4 tons | CARRIER | HRCU-A-CB (Split System: Heat Pump with Remote Outdoor Unit-Air-Source) | 38MURAQ30AB3* | ASPEN |  | D(A,C,E)30C44+TDR | 59SC2E060M17**14 | 29000 | 15.2 | 8.1 | 33400 | 23800 | 71.26% | 2.77 | 0 | 8.9 |  |  |  |  | R-410A | 2.4167 | Residential & Commercial | USHP
213753371 | Central HP <5.4 tons | CARRIER | HRCU-A-CB (Split System: Heat Pump with Remote Outdoor Unit-Air-Source) | 38MURAQ30AB3* | ASPEN |  | D(A,C,E)30D44+TDR | 59SC2E080M17**16 | 29200 | 15.5 | 8.1 | 33200 | 24000 | 72.29% | 2.79 | 0 | 8.9 |  |  |  |  | R-410A | 2.4333 | Residential & Commercial | USHP
213752645 | Central HP <5.4 tons | CARRIER | HRCU-A-CB (Split System: Heat Pump with Remote Outdoor Unit-Air-Source) | 38MURAQ24AB3* | ASPEN |  | D(A,C,E)30C44+TDR | 58S(B,C)*B070M14**12 | 23600 | 17.5 | 8.5 | 26200 | 20200 | 77.1% | 2.89 | 0 | 10 |  |  |  |  | R-410A | 1.9667 | Residential & Commercial | USHP | Ducted CEE Tier 1
213753656 | Central HP <5.4 tons | CARRIER | HRCU-A-CB (Split System: Heat Pump with Remote Outdoor Unit-Air-Source) | 38MURAQ36AB3* | ASPEN |  | D(A,C,E)36B34+TDR | 58S(B,C)*B070M17**12 | 33400 | 16.4 | 8.1 | 37800 | 31800 | 84.13% | 2.73 | 0 | 9.8 |  |  |  |  | R-410A | 2.7833 | Residential & Commercial | USHP
215934793 | Central HP <5.4 tons | TEMPSTAR | HRCU-A-CB (Split System: Heat Pump with Remote Outdoor Unit-Air-Source) | T5H3V36*K*AAA* |  |  | EVM5X44M21A*+WALLCON | *80CSU0601716A* | 35600 | 22 | 8.5 | 38000 | 28600 | 75.26% | 2.02 | 0 | 12 |  |  |  |  | R-454B | 2.9667 | Residential & Commercial | USHP | Ducted CEE Tier 1
213205553 | Central HP <5.4 tons | TEMPSTAR | HRCU-A-CB (Split System: Heat Pump with Remote Outdoor Unit-Air-Source) | DLCURAH36ABK | ASPEN |  | D(A,C,E)42B34+TDR | *80ES(N,L)1102120A* | 34200 | 16.5 | 8.5 | 38500 | 31400 | 81.56% | 2.72 | 0 | 9.9 |  |  |  |  | R-410A | 2.85 | Residential & Commercial | USHP
213205571 | Central HP <5.4 tons | TEMPSTAR | HRCU-A-CB (Split System: Heat Pump with Remote Outdoor Unit-Air-Source) | DLCURAH36ABK | ASPEN |  | D(A,C,E)36C34+TDR | *80ES(N,L)1552420A* | 35400 | 16 | 8.1 | 39500 | 31200 | 78.99% | 2.72 | 0 | 10 |  |  |  |  | R-410A | 2.95 | Residential & Commercial | USHP | Ducted CEE Tier 1
213205639 | Central HP <5.4 tons | TEMPSTAR | HRCU-A-CB (Split System: Heat Pump with Remote Outdoor Unit-Air-Source) | DLCURAH36ABK | ASPEN |  | D(A,C,E)36B34+TDR | *95ESN0802120A* | 35400 | 15.5 | 8.1 | 39500 | 32000 | 81.01% | 2.52 | 0 | 9.5 |  |  |  |  | R-410A | 2.95 | Residential & Commercial | USHP
213205646 | Central HP <5.4 tons | TEMPSTAR | HRCU-A-CB (Split System: Heat Pump with Remote Outdoor Unit-Air-Source) | DLCURAH36ABK | ASPEN |  | D(A,C,E)36B34+TDR | *95ESN1002120A* | 35400 | 16 | 8.1 | 39500 | 31200 | 78.99% | 2.69 | 0 | 10.5 |  |  |  |  | R-410A | 2.95 | Residential & Commercial | USHP | Ducted CEE Tier 1
213753666 | Central HP <5.4 tons | CARRIER | HRCU-A-CB (Split System: Heat Pump with Remote Outdoor Unit-Air-Source) | 38MURAQ36AB3* | ASPEN |  | D(A,C,E)36B34+TDR | 58S(B,C)*B070M21**16 | 34800 | 16.5 | 8.1 | 38500 | 32200 | 83.64% | 2.6 | 0 | 9.5 |  |  |  |  | R-410A | 2.9 | Residential & Commercial | USHP
213753684 | Central HP <5.4 tons | CARRIER | HRCU-A-CB (Split System: Heat Pump with Remote Outdoor Unit-Air-Source) | 38MURAQ36AB3* | ASPEN |  | D(A,C,E)42B34+TDR | 58S(B,C)*B090M21**20 | 35200 | 16.5 | 8.1 | 38500 | 32200 | 83.64% | 2.54 | 0 | 9.5 |  |  |  |  | R-410A | 2.9333 | Residential & Commercial | USHP
213753791 | Central HP <5.4 tons | CARRIER | HRCU-A-CB (Split System: Heat Pump with Remote Outdoor Unit-Air-Source) | 38MURAQ36AB3* | ASPEN |  | D(A,C,E)42B34+TDR | 59SC6A080M17**16 | 34800 | 16 | 8.1 | 38500 | 31800 | 82.6% | 2.68 | 0 | 10 |  |  |  |  | R-410A | 2.9 | Residential & Commercial | USHP | Ducted CEE Tier 1
213753834 | Central HP <5.4 tons | CARRIER | HRCU-A-CB (Split System: Heat Pump with Remote Outdoor Unit-Air-Source) | 38MURAQ36AB3* | ASPEN |  | D(A,C,E)36B34+TDR | 59SP6A080V21**20 | 35400 | 16 | 8.1 | 39500 | 31600 | 80% | 2.51 | 0 | 9.5 |  |  |  |  | R-410A | 2.95 | Residential & Commercial | USHP
215934684 | Central HP <5.4 tons | CARRIER | HRCU-A-CB (Split System: Heat Pump with Remote Outdoor Unit-Air-Source) | 27VNA336A*030* |  |  | CVAMA3217XMA*+UI | 59MN7C060C17**14 | 35000 | 21 | 8.5 | 38000 | 28000 | 73.68% | 2.06 | 0 | 11.5 |  |  |  |  | R-454B | 2.9167 | Residential & Commercial | USHP | Ducted CEE Tier 1
213752195 | Central HP <5.4 tons | CARRIER | HRCU-A-CB (Split System: Heat Pump with Remote Outdoor Unit-Air-Source) | 38MURAQ24AA3* | ASPEN |  | D(A,C,E)30B34+TDR | 58S(B,C)*B070M17**16 | 23600 | 16.5 | 8.1 | 24800 | 22400 | 90.32% | 2.91 | 0 | 9 |  |  |  |  | R-410A | 1.9667 | Residential & Commercial | USHP
213752229 | Central HP <5.4 tons | CARRIER | HRCU-A-CB (Split System: Heat Pump with Remote Outdoor Unit-Air-Source) | 38MURAQ24AA3* | ASPEN |  | D(A,C,E)30C44+TDR | 58S(B,C)*B090M17**14 | 23800 | 16.5 | 8.1 | 24800 | 22400 | 90.32% | 2.91 | 0 | 9 |  |  |  |  | R-410A | 1.9833 | Residential & Commercial | USHP
213205529 | Central HP <5.4 tons | TEMPSTAR | HRCU-A-CB (Split System: Heat Pump with Remote Outdoor Unit-Air-Source) | DLCURAH36ABK | ASPEN |  | D(A,C,E)36C34+TDR | *80ES(N,L)0902116A* | 35400 | 16 | 8.1 | 38500 | 31800 | 82.6% | 2.72 | 0 | 10.5 |  |  |  |  | R-410A | 2.95 | Residential & Commercial | USHP | Ducted CEE Tier 1
213205581 | Central HP <5.4 tons | TEMPSTAR | HRCU-A-CB (Split System: Heat Pump with Remote Outdoor Unit-Air-Source) | DLCURAH36ABK | ASPEN |  | D(A,C,E)42B34+TDR | *92ESN0601412A* | 35400 | 15.2 | 8.1 | 39500 | 32000 | 81.01% | 2.52 | 0 | 9.5 |  |  |  |  | R-410A | 2.95 | Residential & Commercial | USHP
213753781 | Central HP <5.4 tons | CARRIER | HRCU-A-CB (Split System: Heat Pump with Remote Outdoor Unit-Air-Source) | 38MURAQ36AB3* | ASPEN |  | D(A,C,E)42B34+TDR | 59SC2E120M24**20 | 35400 | 16 | 8.1 | 38500 | 31800 | 82.6% | 2.7 | 0 | 10.5 |  |  |  |  | R-410A | 2.95 | Residential & Commercial | USHP | Ducted CEE Tier 1
213753265 | Central HP <5.4 tons | CARRIER | HRCU-A-CB (Split System: Heat Pump with Remote Outdoor Unit-Air-Source) | 38MURAQ30AB3* | ASPEN |  | D(A,C,E)30D44+TDR | 58TP*B070V14**12 | 29600 | 15.2 | 8.1 | 34000 | 23800 | 70% | 2.7 | 0 | 9 |  |  |  |  | R-410A | 2.4667 | Residential & Commercial | USHP
213752186 | Central HP <5.4 tons | CARRIER | HRCU-A-CB (Split System: Heat Pump with Remote Outdoor Unit-Air-Source) | 38MURAQ24AA3* | ASPEN |  | D(A,C,E)30C44+TDR | 58S(B,C)*B070M17**12 | 23600 | 16.5 | 8.1 | 24600 | 22200 | 90.24% | 2.87 | 0 | 9.5 |  |  |  |  | R-410A | 1.9667 | Residential & Commercial | USHP
213752218 | Central HP <5.4 tons | CARRIER | HRCU-A-CB (Split System: Heat Pump with Remote Outdoor Unit-Air-Source) | 38MURAQ24AA3* | ASPEN |  | D(A,C,E)36B34+TDR | 58S(B,C)*B070M21**16 | 23800 | 16.5 | 8.5 | 25000 | 22400 | 89.6% | 2.92 | 0 | 9.5 |  |  |  |  | R-410A | 1.9833 | Residential & Commercial | USHP
213752236 | Central HP <5.4 tons | CARRIER | HRCU-A-CB (Split System: Heat Pump with Remote Outdoor Unit-Air-Source) | 38MURAQ24AA3* | ASPEN |  | D(A,C,E)24B44+TDR | 58S(B,C)*B090M21**16 | 23200 | 16.5 | 8.1 | 24600 | 22000 | 89.43% | 2.86 | 0 | 9.5 |  |  |  |  | R-410A | 1.9333 | Residential & Commercial | USHP
213752238 | Central HP <5.4 tons | CARRIER | HRCU-A-CB (Split System: Heat Pump with Remote Outdoor Unit-Air-Source) | 38MURAQ24AA3* | ASPEN |  | D(A,C,E)30B34+TDR | 58S(B,C)*B090M21**16 | 23200 | 16.5 | 8.1 | 24600 | 22000 | 89.43% | 2.86 | 0 | 9.5 |  |  |  |  | R-410A | 1.9333 | Residential & Commercial | USHP
216794463 | Central HP <5.4 tons | TRANE | HRCU-A-CB (Split System: Heat Pump with Remote Outdoor Unit-Air-Source) | 5TWV0X48A1 | ASPEN |  | D(A,C,E)60C3J+TDR | *UHMC100CCV4+LRP | 42000 | 20.2 | 9.5 | 46000 | 42500 | 92.39% | 2.74 | 0 | 11.7 |  |  |  |  | R-454B | 3.5 | Residential & Commercial | USHP | Ducted CEE Tier 1
216794545 | Central HP <5.4 tons | TRANE | HRCU-A-CB (Split System: Heat Pump with Remote Outdoor Unit-Air-Source) | 5TWV0X48A1 | ASPEN |  | D(A,C,E)60B4J+TDR | S9V2C080U5VSB+LRP | 42000 | 20 | 9.5 | 46500 | 42000 | 90.32% | 2.79 | 0 | 12 |  |  |  |  | R-454B | 3.5 | Residential & Commercial | USHP | Ducted CEE Tier 1
216794579 | Central HP <5.4 tons | TRANE | HRCU-A-CB (Split System: Heat Pump with Remote Outdoor Unit-Air-Source) | 5TWV0X48A1 | ASPEN |  | D(A,C,E)60C3J+TDR | S9V2C100U5VSB+LRP | 42000 | 20 | 9.5 | 46500 | 42000 | 90.32% | 2.75 | 0 | 12 |  |  |  |  | R-454B | 3.5 | Residential & Commercial | USHP | Ducted CEE Tier 1
213205164 | Central HP <5.4 tons | TEMPSTAR | HRCU-A-CB (Split System: Heat Pump with Remote Outdoor Unit-Air-Source) | DLCURAH30ABK | ASPEN |  | D(A,C,E)36B34+TDR | *80ES(N,L)0702116A* | 29200 | 15.2 | 8.1 | 33600 | 23800 | 70.83% | 2.69 | 0 | 9 |  |  |  |  | R-410A | 2.4333 | Residential & Commercial | USHP
213205269 | Central HP <5.4 tons | TEMPSTAR | HRCU-A-CB (Split System: Heat Pump with Remote Outdoor Unit-Air-Source) | DLCURAH30ABK | ASPEN |  | D(A,C,E)30B34+TDR | *80ES(N,L)1552420A* | 29200 | 15.2 | 8.1 | 33800 | 24000 | 71.01% | 2.7 | 0 | 9 |  |  |  |  | R-410A | 2.4333 | Residential & Commercial | USHP
213821551 | Central HP <5.4 tons | TEMPSTAR | HRCU-A-CB (Split System: Heat Pump with Remote Outdoor Unit-Air-Source) | DLCURAH30ABK | ASPEN |  | D(A,C,E)30C44+TDR | *96VTN1002122B* | 29600 | 15.2 | 8.1 | 34200 | 24200 | 70.76% | 2.65 | 0 | 9 |  |  |  |  | R-410A | 2.4667 | Residential & Commercial | USHP
213752686 | Central HP <5.4 tons | CARRIER | HRCU-A-CB (Split System: Heat Pump with Remote Outdoor Unit-Air-Source) | 38MURAQ24AB3* | ASPEN |  | D(A,C,E)30C44+TDR | 58S(B,C)*B090M17**14 | 23800 | 17.5 | 8.5 | 26200 | 20200 | 77.1% | 2.9 | 0 | 10 |  |  |  |  | R-410A | 1.9833 | Residential & Commercial | USHP | Ducted CEE Tier 1
213752688 | Central HP <5.4 tons | CARRIER | HRCU-A-CB (Split System: Heat Pump with Remote Outdoor Unit-Air-Source) | 38MURAQ24AB3* | ASPEN |  | D(A,C,E)36B34+TDR | 58S(B,C)*B090M17**14 | 23600 | 17.5 | 8.5 | 26200 | 20200 | 77.1% | 2.9 | 0 | 10 |  |  |  |  | R-410A | 1.9667 | Residential & Commercial | USHP | Ducted CEE Tier 1
213753692 | Central HP <5.4 tons | CARRIER | HRCU-A-CB (Split System: Heat Pump with Remote Outdoor Unit-Air-Source) | 38MURAQ36AB3* | ASPEN |  | D(A,C,E)36B34+TDR | 58S(B,C)*B110M21**20 | 35400 | 16.5 | 8.1 | 38500 | 32200 | 83.64% | 2.55 | 0 | 10 |  |  |  |  | R-410A | 2.95 | Residential & Commercial | USHP | Ducted CEE Tier 1
213752304 | Central HP <5.4 tons | CARRIER | HRCU-A-CB (Split System: Heat Pump with Remote Outdoor Unit-Air-Source) | 38MURAQ24AA3* | ASPEN |  | D(A,C,E)30C44+TDR | 58TP*B070V17**16 | 23400 | 16 | 8.1 | 25200 | 22400 | 88.89% | 2.9 | 0 | 9.5 |  |  |  |  | R-410A | 1.95 | Residential & Commercial | USHP
213752322 | Central HP <5.4 tons | CARRIER | HRCU-A-CB (Split System: Heat Pump with Remote Outdoor Unit-Air-Source) | 38MURAQ24AA3* | ASPEN |  | D(A,C,E)36B34+TDR | 58TP*B090V17**16 | 23400 | 16 | 8.1 | 25000 | 22400 | 89.6% | 2.87 | 0 | 9.5 |  |  |  |  | R-410A | 1.95 | Residential & Commercial | USHP
213752379 | Central HP <5.4 tons | CARRIER | HRCU-A-CB (Split System: Heat Pump with Remote Outdoor Unit-Air-Source) | 38MURAQ24AA3* | ASPEN |  | D(A,C,E)24B44+TDR | 59SC2E060M17**14 | 23600 | 16.5 | 8.1 | 24800 | 22400 | 90.32% | 2.91 | 0 | 9 |  |  |  |  | R-410A | 1.9667 | Residential & Commercial | USHP
213205281 | Central HP <5.4 tons | TEMPSTAR | HRCU-A-CB (Split System: Heat Pump with Remote Outdoor Unit-Air-Source) | DLCURAH30ABK | ASPEN |  | D(A,C,E)42B34+TDR | *80ES(N,L)1552420A* | 29600 | 15.2 | 8.1 | 33800 | 24000 | 71.01% | 2.7 | 0 | 9 |  |  |  |  | R-410A | 2.4667 | Residential & Commercial | USHP
213205313 | Central HP <5.4 tons | TEMPSTAR | HRCU-A-CB (Split System: Heat Pump with Remote Outdoor Unit-Air-Source) | DLCURAH30ABK | ASPEN |  | D(A,C,E)30C44+TDR | *92ESN0801716A* | 29600 | 15.2 | 8.1 | 33800 | 24000 | 71.01% | 2.67 | 0 | 9 |  |  |  |  | R-410A | 2.4667 | Residential & Commercial | USHP
213205431 | Central HP <5.4 tons | TEMPSTAR | HRCU-A-CB (Split System: Heat Pump with Remote Outdoor Unit-Air-Source) | DLCURAH30ABK | ASPEN |  | D(A,C,E)36B34+TDR | *96VTN0802120A* | 29200 | 15.2 | 8.1 | 33600 | 23800 | 70.83% | 2.67 | 0 | 9 |  |  |  |  | R-410A | 2.4333 | Residential & Commercial | USHP
213753699 | Central HP <5.4 tons | CARRIER | HRCU-A-CB (Split System: Heat Pump with Remote Outdoor Unit-Air-Source) | 38MURAQ36AB3* | ASPEN |  | D(A,C,E)42B34+TDR | 58S(B,C)*B110M24**20 | 35400 | 17 | 8.1 | 38500 | 31800 | 82.6% | 2.71 | 0 | 10.5 |  |  |  |  | R-410A | 2.95 | Residential & Commercial | USHP | Ducted CEE Tier 1
213205311 | Central HP <5.4 tons | TEMPSTAR | HRCU-A-CB (Split System: Heat Pump with Remote Outdoor Unit-Air-Source) | DLCURAH30ABK | ASPEN |  | D(A,C,E)30B34+TDR | *92ESN0801716A* | 29200 | 15.2 | 8.1 | 33800 | 24000 | 71.01% | 2.67 | 0 | 9 |  |  |  |  | R-410A | 2.4333 | Residential & Commercial | USHP
213205454 | Central HP <5.4 tons | TEMPSTAR | HRCU-A-CB (Split System: Heat Pump with Remote Outdoor Unit-Air-Source) | DLCURAH30ABK | ASPEN |  | D(A,C,E)30C44+TDR | *96VTN1002122A* | 29600 | 15.2 | 8.1 | 33800 | 24000 | 71.01% | 2.63 | 0 | 9 |  |  |  |  | R-410A | 2.4667 | Residential & Commercial | USHP
213205456 | Central HP <5.4 tons | TEMPSTAR | HRCU-A-CB (Split System: Heat Pump with Remote Outdoor Unit-Air-Source) | DLCURAH30ABK | ASPEN |  | D(A,C,E)30D44+TDR | *96VTN1002122A* | 29600 | 15.2 | 8.1 | 33800 | 24000 | 71.01% | 2.63 | 0 | 9 |  |  |  |  | R-410A | 2.4667 | Residential & Commercial | USHP
215472305 | Central HP <5.4 tons | TRANE | HRCU-A-CB (Split System: Heat Pump with Remote Outdoor Unit-Air-Source) | 4TWV8X48A1 | ASPEN |  | D(A,C,E)60B34+TDR | S9V2C080U5PSC+RP | 44000 | 18 | 8.2 | 44000 | 37000 | 84.09% | 2.16 | 0 | 11.7 |  |  |  |  | R-410A | 3.6667 | Residential & Commercial | USHP | Ducted CEE Tier 1
213752706 | Central HP <5.4 tons | CARRIER | HRCU-A-CB (Split System: Heat Pump with Remote Outdoor Unit-Air-Source) | 38MURAQ24AB3* | ASPEN |  | D(A,C,E)30C44+TDR | 58S(B,C)*B090M21**20 | 23800 | 17.5 | 8.5 | 26200 | 20200 | 77.1% | 2.91 | 0 | 10 |  |  |  |  | R-410A | 1.9833 | Residential & Commercial | USHP | Ducted CEE Tier 1
213752786 | Central HP <5.4 tons | CARRIER | HRCU-A-CB (Split System: Heat Pump with Remote Outdoor Unit-Air-Source) | 38MURAQ24AB3* | ASPEN |  | D(A,C,E)30B34+TDR | 59SC2E040M17**12 | 23200 | 16 | 8.5 | 26400 | 20400 | 77.27% | 2.84 | 0 | 9.5 |  |  |  |  | R-410A | 1.9333 | Residential & Commercial | USHP
216951570 | Central HP <5.4 tons | TRANE | HRCU-A-CB (Split System: Heat Pump with Remote Outdoor Unit-Air-Source) | 5TWX5036A1 | ASPEN |  | DH36T4J | S8V2B060M4PDA | 32000 | 16 | 8.1 | 28800 | 20400 | 70.83% | 2.9 | 0 | 12 |  |  |  |  | R-454B | 2.6667 | Residential & Commercial | USHP | Ducted CEE Tier 1
213752263 | Central HP <5.4 tons | CARRIER | HRCU-A-CB (Split System: Heat Pump with Remote Outdoor Unit-Air-Source) | 38MURAQ24AA3* | ASPEN |  | D(A,C,E)30C44+TDR | 58S(B,C)*B110M21**20 | 23800 | 16.5 | 8.1 | 24800 | 22200 | 89.52% | 2.88 | 0 | 9 |  |  |  |  | R-410A | 1.9833 | Residential & Commercial | USHP
213752286 | Central HP <5.4 tons | CARRIER | HRCU-A-CB (Split System: Heat Pump with Remote Outdoor Unit-Air-Source) | 38MURAQ24AA3* | ASPEN |  | D(A,C,E)30B34+TDR | 58TP*B070V14**12 | 23600 | 16.5 | 8.1 | 25000 | 22400 | 89.6% | 2.87 | 0 | 9.5 |  |  |  |  | R-410A | 1.9667 | Residential & Commercial | USHP
213752720 | Central HP <5.4 tons | CARRIER | HRCU-A-CB (Split System: Heat Pump with Remote Outdoor Unit-Air-Source) | 38MURAQ24AB3* | ASPEN |  | D(A,C,E)36B34+TDR | 58S(B,C)*B110M21**20 | 23200 | 17.4 | 8.5 | 25600 | 20000 | 78.12% | 3.01 | 0 | 10.3 |  |  |  |  | R-410A | 1.9333 | Residential & Commercial | USHP | Ducted CEE Tier 1
213752738 | Central HP <5.4 tons | CARRIER | HRCU-A-CB (Split System: Heat Pump with Remote Outdoor Unit-Air-Source) | 38MURAQ24AB3* | ASPEN |  | D(A,C,E)30C44+TDR | 58TP*B070V14**12 | 23800 | 17.5 | 8.5 | 26400 | 20200 | 76.52% | 2.88 | 0 | 10 |  |  |  |  | R-410A | 1.9833 | Residential & Commercial | USHP | Ducted CEE Tier 1
216951561 | Central HP <5.4 tons | TRANE | HRCU-A-CB (Split System: Heat Pump with Remote Outdoor Unit-Air-Source) | 5TWX5036A1 | ASPEN |  | DH36T4J | *UHMB060CCV3 | 31800 | 16 | 8.1 | 28600 | 20800 | 72.73% | 2.94 | 0 | 12 |  |  |  |  | R-454B | 2.65 | Residential & Commercial | USHP | Ducted CEE Tier 1
213205588 | Central HP <5.4 tons | TEMPSTAR | HRCU-A-CB (Split System: Heat Pump with Remote Outdoor Unit-Air-Source) | DLCURAH36ABK | ASPEN |  | D(A,C,E)42B34+TDR | *92ESN0601714A* | 35200 | 16 | 8.1 | 38500 | 32200 | 83.64% | 2.53 | 0 | 9.5 |  |  |  |  | R-410A | 2.9333 | Residential & Commercial | USHP
213753630 | Central HP <5.4 tons | CARRIER | HRCU-A-CB (Split System: Heat Pump with Remote Outdoor Unit-Air-Source) | 38MURAQ30AB3* | ASPEN |  | D(A,C,E)42B34+TDR | 59TP6C100V21**22 | 29600 | 15.2 | 8.1 | 34200 | 24200 | 70.76% | 2.65 | 0 | 9 |  |  |  |  | R-410A | 2.4667 | Residential & Commercial | USHP
213753673 | Central HP <5.4 tons | CARRIER | HRCU-A-CB (Split System: Heat Pump with Remote Outdoor Unit-Air-Source) | 38MURAQ36AB3* | ASPEN |  | D(A,C,E)42B34+TDR | 58S(B,C)*B090M17**14 | 35400 | 16.5 | 8.1 | 38500 | 32200 | 83.64% | 2.58 | 0 | 10 |  |  |  |  | R-410A | 2.95 | Residential & Commercial | USHP | Ducted CEE Tier 1
213752226 | Central HP <5.4 tons | CARRIER | HRCU-A-CB (Split System: Heat Pump with Remote Outdoor Unit-Air-Source) | 38MURAQ24AA3* | ASPEN |  | D(A,C,E)30B34+TDR | 58S(B,C)*B090M17**14 | 23600 | 16.5 | 8.1 | 24800 | 22400 | 90.32% | 2.91 | 0 | 9 |  |  |  |  | R-410A | 1.9667 | Residential & Commercial | USHP
213752244 | Central HP <5.4 tons | CARRIER | HRCU-A-CB (Split System: Heat Pump with Remote Outdoor Unit-Air-Source) | 38MURAQ24AA3* | ASPEN |  | D(A,C,E)36B34+TDR | 58S(B,C)*B090M21**16 | 23400 | 16.5 | 8.1 | 24600 | 22000 | 89.43% | 2.86 | 0 | 9.5 |  |  |  |  | R-410A | 1.95 | Residential & Commercial | USHP
213205253 | Central HP <5.4 tons | TEMPSTAR | HRCU-A-CB (Split System: Heat Pump with Remote Outdoor Unit-Air-Source) | DLCURAH30ABK | ASPEN |  | D(A,C,E)42B34+TDR | *80ES(N,L)1102420A* | 29600 | 15.2 | 8.1 | 33800 | 24000 | 71.01% | 2.7 | 0 | 9 |  |  |  |  | R-410A | 2.4667 | Residential & Commercial | USHP
213205278 | Central HP <5.4 tons | TEMPSTAR | HRCU-A-CB (Split System: Heat Pump with Remote Outdoor Unit-Air-Source) | DLCURAH30ABK | ASPEN |  | D(A,C,E)36C34+TDR | *80ES(N,L)1552420A* | 29600 | 15.2 | 8.1 | 33800 | 24000 | 71.01% | 2.7 | 0 | 9 |  |  |  |  | R-410A | 2.4667 | Residential & Commercial | USHP
213355362 | Central HP <5.4 tons | YORK | HRCU-A-CB (Split System: Heat Pump with Remote Outdoor Unit-Air-Source) | HMH72B361 | ASPEN |  | L(E,G)M48A6 | 0 | 35000 | 18 | 8.1 | 36000 | 26400 | 73.33% | 2.82 | 0 | 9 |  |  |  |  | R-410A | 2.9167 | Residential & Commercial | USHP
214447338 | Central HP <5.4 tons | ECOER | HRCU-A-CB (Split System: Heat Pump with Remote Outdoor Unit-Air-Source) | EODA18H-4860B | ASPEN |  | A(E,F)M604+TDR | 0 | 43000 | 17.6 | 8.2 | 46000 | 34400 | 74.78% | 2 | 0 | 11.3 |  |  |  |  | R-410A | 3.5833 | Residential & Commercial | USHP | Ducted CEE Tier 1
216951898 | Central HP <5.4 tons | TRANE | HRCU-A-CB (Split System: Heat Pump with Remote Outdoor Unit-Air-Source) | 5TWX5036A1 | ASPEN |  | DH60T4J | S9X2B060D3PSB | 32800 | 16 | 8.1 | 29400 | 20800 | 70.75% | 2.93 | 0 | 12 |  |  |  |  | R-454B | 2.7333 | Residential & Commercial | USHP | Ducted CEE Tier 1
216951982 | Central HP <5.4 tons | TRANE | HRCU-A-CB (Split System: Heat Pump with Remote Outdoor Unit-Air-Source) | 5TWX5036A1 | ASPEN |  | DH36T4J | S9V2B040U3VSA | 31600 | 16 | 8.1 | 28600 | 20200 | 70.63% | 2.91 | 0 | 11.7 |  |  |  |  | R-454B | 2.6333 | Residential & Commercial | USHP | Ducted CEE Tier 1
216951987 | Central HP <5.4 tons | TRANE | HRCU-A-CB (Split System: Heat Pump with Remote Outdoor Unit-Air-Source) | 5TWX5036A1 | ASPEN |  | DH36T4J | S9V2C100U4VSA | 31400 | 16.5 | 8.1 | 28400 | 20200 | 71.13% | 2.88 | 0 | 11.7 |  |  |  |  | R-454B | 2.6167 | Residential & Commercial | USHP | Ducted CEE Tier 1
214241826 | Central HP <5.4 tons | BRYANT HEATING AND COOLING SYSTEMS | HRCU-A-CB (Split System: Heat Pump with Remote Outdoor Unit-Air-Source) | 288BNV025*0**C* |  |  | CNPV*3617AL*+UI | 987MC42080C17*** | 23400 | 16.5 | 8.1 | 21600 | 16700 | 77.31% | 1.9 | 0 | 10.5 |  |  |  |  | R-410A | 1.95 | Residential & Commercial | USHP | Ducted CEE Tier 1
216951598 | Central HP <5.4 tons | TRANE | HRCU-A-CB (Split System: Heat Pump with Remote Outdoor Unit-Air-Source) | 5TWX5036A1 | ASPEN |  | DH36T4J | S8X1D120M5PSC | 32200 | 16.5 | 8.1 | 28800 | 20400 | 70.83% | 2.91 | 0 | 12 |  |  |  |  | R-454B | 2.6833 | Residential & Commercial | USHP | Ducted CEE Tier 1
216951616 | Central HP <5.4 tons | TRANE | HRCU-A-CB (Split System: Heat Pump with Remote Outdoor Unit-Air-Source) | 5TWX5036A1 | ASPEN |  | DH36T4J | S9V2B040U3VSB | 31800 | 16 | 8.1 | 28600 | 20800 | 72.73% | 2.95 | 0 | 12 |  |  |  |  | R-454B | 2.65 | Residential & Commercial | USHP | Ducted CEE Tier 1
214627097 | Central HP <5.4 tons | CARRIER | HRCU-A-CB (Split System: Heat Pump with Remote Outdoor Unit-Air-Source) | 25VNA436A*031* | ADP |  | A36VCA+TXV | 59CU5B060C17**16 | 32400 | 19 | 9 | 36400 | 28200 | 77.47% | 1.98 | 0 | 11.7 |  |  |  |  | R-410A | 2.7 | Residential & Commercial | USHP | Ducted CEE Tier 1
213367778 | Central HP <5.4 tons | YORK | HRCU-A-CB (Split System: Heat Pump with Remote Outdoor Unit-Air-Source) | HMH72B341 | ASPEN |  | C(A,C,D,E)48C24+TDR | YP9C080C16MP13 | 30800 | 17.2 | 8.1 | 33800 | 27400 | 81.07% | 2.65 | 0 | 9 |  |  |  |  | R-410A | 2.5667 | Residential & Commercial | USHP
213367779 | Central HP <5.4 tons | YORK | HRCU-A-CB (Split System: Heat Pump with Remote Outdoor Unit-Air-Source) | HMH72B341 | ASPEN |  | C(A,C,D,E)48C24+TDR | YP9C100C16MP13 | 30600 | 17.2 | 8.5 | 34000 | 27400 | 80.59% | 2.66 | 0 | 9.6 |  |  |  |  | R-410A | 2.55 | Residential & Commercial | USHP
213367780 | Central HP <5.4 tons | YORK | HRCU-A-CB (Split System: Heat Pump with Remote Outdoor Unit-Air-Source) | HMH72B341 | ASPEN |  | C(A,C,D,E)48C24+TDR | YP9C100C20MP13 | 30400 | 17.1 | 8.1 | 34000 | 28400 | 83.53% | 2.69 | 0 | 9 |  |  |  |  | R-410A | 2.5333 | Residential & Commercial | USHP
216951581 | Central HP <5.4 tons | TRANE | HRCU-A-CB (Split System: Heat Pump with Remote Outdoor Unit-Air-Source) | 5TWX5036A1 | ASPEN |  | DH36T4J | S8V2C080M5PDB | 32000 | 16.5 | 8.1 | 29000 | 20600 | 71.03% | 2.95 | 0 | 12 |  |  |  |  | R-454B | 2.6667 | Residential & Commercial | USHP | Ducted CEE Tier 1
213752822 | Central HP <5.4 tons | CARRIER | HRCU-A-CB (Split System: Heat Pump with Remote Outdoor Unit-Air-Source) | 38MURAQ24AB3* | ASPEN |  | D(A,C,E)36B34+TDR | 59SC2E080M17**16 | 23400 | 17.5 | 8.5 | 26200 | 20200 | 77.1% | 2.86 | 0 | 10 |  |  |  |  | R-410A | 1.95 | Residential & Commercial | USHP | Ducted CEE Tier 1
213752840 | Central HP <5.4 tons | CARRIER | HRCU-A-CB (Split System: Heat Pump with Remote Outdoor Unit-Air-Source) | 38MURAQ24AB3* | ASPEN |  | D(A,C,E)30C44+TDR | 59SC2E100M21**20 | 23600 | 17.5 | 8.5 | 26400 | 20200 | 76.52% | 2.88 | 0 | 10.5 |  |  |  |  | R-410A | 1.9667 | Residential & Commercial | USHP | Ducted CEE Tier 1
216951586 | Central HP <5.4 tons | TRANE | HRCU-A-CB (Split System: Heat Pump with Remote Outdoor Unit-Air-Source) | 5TWX5036A1 | ASPEN |  | DH36T4J | S8V2C100M5PDB | 32200 | 16.5 | 8.1 | 29000 | 21000 | 72.41% | 2.95 | 0 | 12 |  |  |  |  | R-454B | 2.6833 | Residential & Commercial | USHP | Ducted CEE Tier 1
216951595 | Central HP <5.4 tons | TRANE | HRCU-A-CB (Split System: Heat Pump with Remote Outdoor Unit-Air-Source) | 5TWX5036A1 | ASPEN |  | DH36T4J | S8X1C100M5PSC | 32000 | 16.5 | 8.1 | 28800 | 20800 | 72.22% | 2.95 | 0 | 12 |  |  |  |  | R-454B | 2.6667 | Residential & Commercial | USHP | Ducted CEE Tier 1
216951620 | Central HP <5.4 tons | TRANE | HRCU-A-CB (Split System: Heat Pump with Remote Outdoor Unit-Air-Source) | 5TWX5036A1 | ASPEN |  | DH36T4J | S9V2B060U3VSA | 31800 | 16 | 8.1 | 29000 | 20400 | 70.34% | 2.9 | 0 | 11 |  |  |  |  | R-454B | 2.65 | Residential & Commercial | USHP | Ducted CEE Tier 1
216951645 | Central HP <5.4 tons | TRANE | HRCU-A-CB (Split System: Heat Pump with Remote Outdoor Unit-Air-Source) | 5TWX5036A1 | ASPEN |  | DH36T4J | S9X1B060U4PSB | 31600 | 16 | 8.1 | 28600 | 20600 | 72.03% | 2.91 | 0 | 11.7 |  |  |  |  | R-454B | 2.6333 | Residential & Commercial | USHP | Ducted CEE Tier 1
213752847 | Central HP <5.4 tons | CARRIER | HRCU-A-CB (Split System: Heat Pump with Remote Outdoor Unit-Air-Source) | 38MURAQ24AB3* | ASPEN |  | D(A,C,E)30B34+TDR | 59SC6A026M14**10 | 23200 | 16.5 | 8.5 | 27000 | 20600 | 76.3% | 2.86 | 0 | 10 |  |  |  |  | R-410A | 1.9333 | Residential & Commercial | USHP | Ducted CEE Tier 1
213752596 | Central HP <5.4 tons | CARRIER | HRCU-A-CB (Split System: Heat Pump with Remote Outdoor Unit-Air-Source) | 38MURAQ24AA3* | ASPEN |  | D(A,C,E)36B34+TDR | 59TP6C080V17**16 | 23400 | 16 | 8.1 | 24800 | 22200 | 89.52% | 2.84 | 0 | 9 |  |  |  |  | R-410A | 1.95 | Residential & Commercial | USHP
213752603 | Central HP <5.4 tons | CARRIER | HRCU-A-CB (Split System: Heat Pump with Remote Outdoor Unit-Air-Source) | 38MURAQ24AA3* | ASPEN |  | D(A,C,E)30C44+TDR | 59TP6C080V21**20 | 23800 | 16 | 8.5 | 25000 | 22400 | 89.6% | 2.92 | 0 | 9.5 |  |  |  |  | R-410A | 1.9833 | Residential & Commercial | USHP
213752614 | Central HP <5.4 tons | CARRIER | HRCU-A-CB (Split System: Heat Pump with Remote Outdoor Unit-Air-Source) | 38MURAQ24AA3* | ASPEN |  | D(A,C,E)30C44+TDR | 59TP6C100V21**20 | 23800 | 16.5 | 8.1 | 24800 | 22200 | 89.52% | 2.88 | 0 | 9 |  |  |  |  | R-410A | 1.9833 | Residential & Commercial | USHP
213752671 | Central HP <5.4 tons | CARRIER | HRCU-A-CB (Split System: Heat Pump with Remote Outdoor Unit-Air-Source) | 38MURAQ24AB3* | ASPEN |  | D(A,C,E)24B44+TDR | 58S(B,C)*B070M21**16 | 23600 | 17.5 | 8.5 | 26400 | 20200 | 76.52% | 2.92 | 0 | 10 |  |  |  |  | R-410A | 1.9667 | Residential & Commercial | USHP | Ducted CEE Tier 1
213752696 | Central HP <5.4 tons | CARRIER | HRCU-A-CB (Split System: Heat Pump with Remote Outdoor Unit-Air-Source) | 38MURAQ24AB3* | ASPEN |  | D(A,C,E)30C44+TDR | 58S(B,C)*B090M21**16 | 23000 | 17.5 | 8.5 | 25200 | 19900 | 78.97% | 2.99 | 0 | 10.3 |  |  |  |  | R-410A | 1.9167 | Residential & Commercial | USHP | Ducted CEE Tier 1
213752771 | Central HP <5.4 tons | CARRIER | HRCU-A-CB (Split System: Heat Pump with Remote Outdoor Unit-Air-Source) | 38MURAQ24AB3* | ASPEN |  | D(A,C,E)36B34+TDR | 58TP*B090V21**20 | 23400 | 17 | 8.5 | 26200 | 20200 | 77.1% | 2.92 | 0 | 10 |  |  |  |  | R-410A | 1.95 | Residential & Commercial | USHP | Ducted CEE Tier 1
213752830 | Central HP <5.4 tons | CARRIER | HRCU-A-CB (Split System: Heat Pump with Remote Outdoor Unit-Air-Source) | 38MURAQ24AB3* | ASPEN |  | D(A,C,E)30C44+TDR | 59SC2E080M21**20 | 23400 | 17.5 | 8.5 | 25600 | 20200 | 78.91% | 3 | 0 | 10.3 |  |  |  |  | R-410A | 1.95 | Residential & Commercial | USHP | Ducted CEE Tier 1
213752837 | Central HP <5.4 tons | CARRIER | HRCU-A-CB (Split System: Heat Pump with Remote Outdoor Unit-Air-Source) | 38MURAQ24AB3* | ASPEN |  | D(A,C,E)30B34+TDR | 59SC2E100M21**20 | 23400 | 17.5 | 8.5 | 26400 | 20200 | 76.52% | 2.88 | 0 | 10.5 |  |  |  |  | R-410A | 1.95 | Residential & Commercial | USHP | Ducted CEE Tier 1
213752246 | Central HP <5.4 tons | CARRIER | HRCU-A-CB (Split System: Heat Pump with Remote Outdoor Unit-Air-Source) | 38MURAQ24AA3* | ASPEN |  | D(A,C,E)24B44+TDR | 58S(B,C)*B090M21**20 | 23400 | 16.5 | 8.1 | 24800 | 22400 | 90.32% | 2.89 | 0 | 9 |  |  |  |  | R-410A | 1.95 | Residential & Commercial | USHP
213752296 | Central HP <5.4 tons | CARRIER | HRCU-A-CB (Split System: Heat Pump with Remote Outdoor Unit-Air-Source) | 38MURAQ24AA3* | ASPEN |  | D(A,C,E)36B34+TDR | 58TP*B070V14**12 | 23800 | 16.5 | 8.1 | 25000 | 22400 | 89.6% | 2.87 | 0 | 9 |  |  |  |  | R-410A | 1.9833 | Residential & Commercial | USHP
213752421 | Central HP <5.4 tons | CARRIER | HRCU-A-CB (Split System: Heat Pump with Remote Outdoor Unit-Air-Source) | 38MURAQ24AA3* | ASPEN |  | D(A,C,E)30C44+TDR | 59SC2E100M21**20 | 23800 | 16.5 | 8.1 | 24800 | 22400 | 90.32% | 2.91 | 0 | 9 |  |  |  |  | R-410A | 1.9833 | Residential & Commercial | USHP
213752464 | Central HP <5.4 tons | CARRIER | HRCU-A-CB (Split System: Heat Pump with Remote Outdoor Unit-Air-Source) | 38MURAQ24AA3* | ASPEN |  | D(A,C,E)36B34+TDR | 59SC6A060M14**12 | 22800 | 15.9 | 8.1 | 24400 | 22200 | 90.98% | 2.9 | 0 | 9.3 |  |  |  |  | R-410A | 1.9 | Residential & Commercial | USHP
213205241 | Central HP <5.4 tons | TEMPSTAR | HRCU-A-CB (Split System: Heat Pump with Remote Outdoor Unit-Air-Source) | DLCURAH30ABK | ASPEN |  | D(A,C,E)30B34+TDR | *80ES(N,L)1102420A* | 29400 | 15.2 | 8.1 | 33800 | 24000 | 71.01% | 2.7 | 0 | 9 |  |  |  |  | R-410A | 2.45 | Residential & Commercial | USHP
213205323 | Central HP <5.4 tons | TEMPSTAR | HRCU-A-CB (Split System: Heat Pump with Remote Outdoor Unit-Air-Source) | DLCURAH30ABK | ASPEN |  | D(A,C,E)42B34+TDR | *92ESN0801716A* | 29600 | 15.2 | 8.1 | 33800 | 24000 | 71.01% | 2.67 | 0 | 9 |  |  |  |  | R-410A | 2.4667 | Residential & Commercial | USHP
213752915 | Central HP <5.4 tons | CARRIER | HRCU-A-CB (Split System: Heat Pump with Remote Outdoor Unit-Air-Source) | 38MURAQ24AB3* | ASPEN |  | D(A,C,E)24B44+TDR | 59SP6A040V17**12 | 23200 | 16 | 8.5 | 25800 | 20200 | 78.29% | 2.83 | 0 | 9.5 |  |  |  |  | R-410A | 1.9333 | Residential & Commercial | USHP
216951656 | Central HP <5.4 tons | TRANE | HRCU-A-CB (Split System: Heat Pump with Remote Outdoor Unit-Air-Source) | 5TWX5036A1 | ASPEN |  | DH36T4J | S9X2B080D4PSB | 31200 | 15.5 | 8.1 | 29000 | 20600 | 71.03% | 2.8 | 0 | 11.7 |  |  |  |  | R-454B | 2.6 | Residential & Commercial | USHP | Ducted CEE Tier 1
216951970 | Central HP <5.4 tons | TRANE | HRCU-A-CB (Split System: Heat Pump with Remote Outdoor Unit-Air-Source) | 5TWX5036A1 | ASPEN |  | DH36T4J | *UHMB080ACV3 | 31400 | 16 | 8.1 | 28400 | 20200 | 71.13% | 2.88 | 0 | 11.7 |  |  |  |  | R-454B | 2.6167 | Residential & Commercial | USHP | Ducted CEE Tier 1
211628264 | Central HP <5.4 tons | YORK | HRCU-A-CB (Split System: Heat Pump with Remote Outdoor Unit-Air-Source) | HMH72B341 | ASPEN |  | D(A,C,E)36D36+TDR | TP9C060B12MP13 | 32800 | 17.5 | 8.1 | 34000 | 27800 | 81.76% | 2.49 | 0 | 9.5 |  |  |  |  | R-410A | 2.7333 | Residential & Commercial | USHP
211628473 | Central HP <5.4 tons | YORK | HRCU-A-CB (Split System: Heat Pump with Remote Outdoor Unit-Air-Source) | HMH72B341 | ASPEN |  | D(A,C,E)48A36+TDR | YP9C100C20MP13 | 32200 | 17.5 | 8.1 | 34000 | 28000 | 82.35% | 2.53 | 0 | 9.4 |  |  |  |  | R-410A | 2.6833 | Residential & Commercial | USHP
211628498 | Central HP <5.4 tons | YORK | HRCU-A-CB (Split System: Heat Pump with Remote Outdoor Unit-Air-Source) | HMH72B341 | ASPEN |  | D(A,C,E)36D36+TDR | YPLC060A12MP13 | 32800 | 17.5 | 8.1 | 34000 | 27800 | 81.76% | 2.5 | 0 | 9.5 |  |  |  |  | R-410A | 2.7333 | Residential & Commercial | USHP
216951596 | Central HP <5.4 tons | TRANE | HRCU-A-CB (Split System: Heat Pump with Remote Outdoor Unit-Air-Source) | 5TWX5036A1 | ASPEN |  | DH36T4J | S8X1C100M5PTC | 32000 | 16.5 | 8.1 | 28800 | 20800 | 72.22% | 2.95 | 0 | 12 |  |  |  |  | R-454B | 2.6667 | Residential & Commercial | USHP | Ducted CEE Tier 1
216951614 | Central HP <5.4 tons | TRANE | HRCU-A-CB (Split System: Heat Pump with Remote Outdoor Unit-Air-Source) | 5TWX5036A1 | ASPEN |  | DH36T4J | S9V2B040D3VSB | 31400 | 16 | 8.1 | 29200 | 21000 | 71.92% | 2.79 | 0 | 11.7 |  |  |  |  | R-454B | 2.6167 | Residential & Commercial | USHP | Ducted CEE Tier 1
216951639 | Central HP <5.4 tons | TRANE | HRCU-A-CB (Split System: Heat Pump with Remote Outdoor Unit-Air-Source) | 5TWX5036A1 | ASPEN |  | DH36T4J | S9V2C100U5PSC | 32200 | 16.5 | 8.1 | 29000 | 20400 | 70.34% | 2.9 | 0 | 12 |  |  |  |  | R-454B | 2.6833 | Residential & Commercial | USHP | Ducted CEE Tier 1
216951644 | Central HP <5.4 tons | TRANE | HRCU-A-CB (Split System: Heat Pump with Remote Outdoor Unit-Air-Source) | 5TWX5036A1 | ASPEN |  | DH36T4J | S9X1B060D3PSB | 31600 | 16 | 8.1 | 29200 | 21000 | 71.92% | 2.83 | 0 | 12 |  |  |  |  | R-454B | 2.6333 | Residential & Commercial | USHP | Ducted CEE Tier 1
212675686 | Central HP <5.4 tons | BOSCH | HRCU-A-CB (Split System: Heat Pump with Remote Outdoor Unit-Air-Source) | BOVB-60HDN1-M18M | ASPEN |  | L(E,G)M48G4 | 0 | 45000 | 17 | 9 | 47000 | 43000 | 91.49% | 2.56 | 0 | 10.2 |  |  |  |  | R-410A | 3.75 | Residential & Commercial | USHP | Ducted CEE Tier 1
216951588 | Central HP <5.4 tons | TRANE | HRCU-A-CB (Split System: Heat Pump with Remote Outdoor Unit-Air-Source) | 5TWX5036A1 | ASPEN |  | DH36T4J | S8X1B060M4PSC | 31800 | 16.5 | 8.1 | 28600 | 20600 | 72.03% | 2.9 | 0 | 12 |  |  |  |  | R-454B | 2.65 | Residential & Commercial | USHP | Ducted CEE Tier 1
216951606 | Central HP <5.4 tons | TRANE | HRCU-A-CB (Split System: Heat Pump with Remote Outdoor Unit-Air-Source) | 5TWX5036A1 | ASPEN |  | DH36T4J | S8X2C080M5PTC | 32200 | 16.5 | 8.1 | 29000 | 20400 | 70.34% | 2.93 | 0 | 12 |  |  |  |  | R-454B | 2.6833 | Residential & Commercial | USHP | Ducted CEE Tier 1
216951611 | Central HP <5.4 tons | TRANE | HRCU-A-CB (Split System: Heat Pump with Remote Outdoor Unit-Air-Source) | 5TWX5036A1 | ASPEN |  | DH36T4J | S8X2D120M5PTC | 32200 | 16.5 | 8.1 | 28800 | 20400 | 70.83% | 2.91 | 0 | 12 |  |  |  |  | R-454B | 2.6833 | Residential & Commercial | USHP | Ducted CEE Tier 1
216951631 | Central HP <5.4 tons | TRANE | HRCU-A-CB (Split System: Heat Pump with Remote Outdoor Unit-Air-Source) | 5TWX5036A1 | ASPEN |  | DH36T4J | S9V2C080U5PSC | 32200 | 16.5 | 8.1 | 28800 | 20400 | 70.83% | 2.94 | 0 | 12 |  |  |  |  | R-454B | 2.6833 | Residential & Commercial | USHP | Ducted CEE Tier 1
213821555 | Central HP <5.4 tons | TEMPSTAR | HRCU-A-CB (Split System: Heat Pump with Remote Outdoor Unit-Air-Source) | DLCURAH30ABK | ASPEN |  | D(A,C,E)42B34+TDR | *96VTN1002122B* | 29600 | 15.2 | 8.1 | 34200 | 24200 | 70.76% | 2.65 | 0 | 9 |  |  |  |  | R-410A | 2.4667 | Residential & Commercial | USHP
213286688 | Central HP <5.4 tons | DAY & NIGHT | HRCU-A-CB (Split System: Heat Pump with Remote Outdoor Unit-Air-Source) | DLCURAH18ABK | ADP |  | CE2403C+TXV | 0 | 17700 | 17 | 8.7 | 17000 | 19400 | 114.1% | 2.32 | 0 | 11 |  |  |  |  | R-410A | 1.475 | Residential & Commercial | USHP | Ducted CEE Tier 1
212912429 | Central HP <5.4 tons | YORK | HRCU-A-CB (Split System: Heat Pump with Remote Outdoor Unit-Air-Source) | HMH72B341 | ASPEN |  | AEL+D(A,C,E)36A44+TDR | 0 | 32000 | 18.3 | 8.6 | 33200 | 26400 | 79.52% | 2.73 | 0 | 10.2 |  |  |  |  | R-410A | 2.6667 | Residential & Commercial | USHP | Ducted CEE Tier 1
211627597 | Central HP <5.4 tons | YORK | HRCU-A-CB (Split System: Heat Pump with Remote Outdoor Unit-Air-Source) | HMH72B341 | ASPEN |  | CM36B36+TDR | TL9E080C16UH11 | 32000 | 17.5 | 8.5 | 25800 | 32200 | 124.8% | 2.85 | 0 | 9.4 |  |  |  |  | R-410A | 2.6667 | Residential & Commercial | USHP
211627738 | Central HP <5.4 tons | YORK | HRCU-A-CB (Split System: Heat Pump with Remote Outdoor Unit-Air-Source) | HMH72B341 | ASPEN |  | CM36A36+TDR | TM8V080C16MP12 | 31400 | 17.4 | 8.2 | 25200 | 31800 | 126.2% | 2.82 | 0 | 9.8 |  |  |  |  | R-410A | 2.6167 | Residential & Commercial | USHP
211627883 | Central HP <5.4 tons | YORK | HRCU-A-CB (Split System: Heat Pump with Remote Outdoor Unit-Air-Source) | HMH72B341 | ASPEN |  | CM36B36+TDR | TM9E060A10MP12 | 31800 | 17.5 | 8.1 | 25400 | 31600 | 124.4% | 2.8 | 0 | 9.4 |  |  |  |  | R-410A | 2.65 | Residential & Commercial | USHP
213205173 | Central HP <5.4 tons | TEMPSTAR | HRCU-A-CB (Split System: Heat Pump with Remote Outdoor Unit-Air-Source) | DLCURAH30ABK | ASPEN |  | D(A,C,E)30C44+TDR | *80ES(N,L)0901714A* | 29000 | 15.2 | 8.1 | 33200 | 24000 | 72.29% | 2.8 | 0 | 8.9 |  |  |  |  | R-410A | 2.4167 | Residential & Commercial | USHP
211628208 | Central HP <5.4 tons | YORK | HRCU-A-CB (Split System: Heat Pump with Remote Outdoor Unit-Air-Source) | HMH72B341 | ASPEN |  | CM36B36+TDR | TMLE120C16MP11 | 32200 | 18 | 8.1 | 25200 | 31400 | 124.6% | 2.88 | 0 | 9.9 |  |  |  |  | R-410A | 2.6833 | Residential & Commercial | USHP
211628299 | Central HP <5.4 tons | YORK | HRCU-A-CB (Split System: Heat Pump with Remote Outdoor Unit-Air-Source) | HMH72B341 | ASPEN |  | CM36B36+TDR | TP9C100C16MP13 | 32000 | 17.5 | 8.1 | 25400 | 31600 | 124.4% | 2.87 | 0 | 9.9 |  |  |  |  | R-410A | 2.6667 | Residential & Commercial | USHP
211628342 | Central HP <5.4 tons | YORK | HRCU-A-CB (Split System: Heat Pump with Remote Outdoor Unit-Air-Source) | HMH72B341 | ASPEN |  | D(A,C,E)36D36+TDR | TPLC060A12MP13 | 32800 | 17.5 | 8.1 | 34000 | 27800 | 81.76% | 2.5 | 0 | 9.5 |  |  |  |  | R-410A | 2.7333 | Residential & Commercial | USHP
211628390 | Central HP <5.4 tons | YORK | HRCU-A-CB (Split System: Heat Pump with Remote Outdoor Unit-Air-Source) | HMH72B341 | ASPEN |  | CM36B36+TDR | TPLC100C20MP13 | 31400 | 16.5 | 8.1 | 25200 | 31400 | 124.6% | 2.85 | 0 | 8.9 |  |  |  |  | R-410A | 2.6167 | Residential & Commercial | USHP
214810377 | Central HP <5.4 tons | COMFORTMAKER | HRCU-A-C (Split System: Heat Pump with Remote Outdoor Unit with No Indoor Fan --Air Source) | DLCURAH18ABK | ADP |  | H,GG33936+TD | 0 | 18000 | 16 | 9.5 | 17400 | 14600 | 83.91% | 2.2 | 0 | 11.7 |  |  |  |  | R-410A | 1.5 | Residential & Commercial | USHP | Ducted CEE Tier 1
216951573 | Central HP <5.4 tons | TRANE | HRCU-A-CB (Split System: Heat Pump with Remote Outdoor Unit-Air-Source) | 5TWX5036A1 | ASPEN |  | DH36T4J | S8V2B080M4PCA | 32000 | 16 | 8.1 | 29000 | 20400 | 70.34% | 2.93 | 0 | 12 |  |  |  |  | R-454B | 2.6667 | Residential & Commercial | USHP | Ducted CEE Tier 1
216951608 | Central HP <5.4 tons | TRANE | HRCU-A-CB (Split System: Heat Pump with Remote Outdoor Unit-Air-Source) | 5TWX5036A1 | ASPEN |  | DH36T4J | S8X2C100M5PSC | 32000 | 16.5 | 8.1 | 28800 | 20800 | 72.22% | 2.95 | 0 | 12 |  |  |  |  | R-454B | 2.6667 | Residential & Commercial | USHP | Ducted CEE Tier 1
216951891 | Central HP <5.4 tons | TRANE | HRCU-A-CB (Split System: Heat Pump with Remote Outdoor Unit-Air-Source) | 5TWX5036A1 | ASPEN |  | DH60T4J | L9X1B070U4VSA | 32400 | 16 | 8.1 | 28600 | 20800 | 72.73% | 2.91 | 0 | 11.7 |  |  |  |  | R-454B | 2.7 | Residential & Commercial | USHP | Ducted CEE Tier 1
216951892 | Central HP <5.4 tons | TRANE | HRCU-A-CB (Split System: Heat Pump with Remote Outdoor Unit-Air-Source) | 5TWX5036A1 | ASPEN |  | DH60T4J | S9X1B040D3PSB | 33000 | 16 | 8.1 | 29800 | 21000 | 70.47% | 2.92 | 0 | 12 |  |  |  |  | R-454B | 2.75 | Residential & Commercial | USHP | Ducted CEE Tier 1
216951975 | Central HP <5.4 tons | TRANE | HRCU-A-CB (Split System: Heat Pump with Remote Outdoor Unit-Air-Source) | 5TWX5036A1 | ASPEN |  | DH36T4J | L8V1A060U3VSB | 30400 | 16 | 8.1 | 27400 | 20000 | 72.99% | 2.84 | 0 | 11.7 |  |  |  |  | R-454B | 2.5333 | Residential & Commercial | USHP | Ducted CEE Tier 1
216570854 | Central HP <5.4 tons | TRANE | HRCU-A-CB (Split System: Heat Pump with Remote Outdoor Unit-Air-Source) | 5TWV0X24A1 |  |  | 5PX*B003AS3 | *UHMB060CCV3+LRP | 21600 | 21.2 | 10 | 24000 | 18200 | 75.83% | 2.2 | 0 | 11.7 |  |  |  |  | R-454B | 1.8 | Residential & Commercial | USHP | Ducted CEE Tier 1
213205162 | Central HP <5.4 tons | TEMPSTAR | HRCU-A-CB (Split System: Heat Pump with Remote Outdoor Unit-Air-Source) | DLCURAH30ABK | ASPEN |  | D(A,C,E)30D44+TDR | *80ES(N,L)0702116A* | 29600 | 15.2 | 8.1 | 33600 | 23800 | 70.83% | 2.69 | 0 | 9 |  |  |  |  | R-410A | 2.4667 | Residential & Commercial | USHP
213205246 | Central HP <5.4 tons | TEMPSTAR | HRCU-A-CB (Split System: Heat Pump with Remote Outdoor Unit-Air-Source) | DLCURAH30ABK | ASPEN |  | D(A,C,E)30D44+TDR | *80ES(N,L)1102420A* | 29600 | 15.2 | 8.1 | 33800 | 24000 | 71.01% | 2.7 | 0 | 9 |  |  |  |  | R-410A | 2.4667 | Residential & Commercial | USHP
214609877 | Central HP <5.4 tons | CARRIER | HRCU-A-C (Split System: Heat Pump with Remote Outdoor Unit with No Indoor Fan --Air Source) | 38MURAQ18AB3 | ASPEN |  | D(A,C,E)24A24+TDR | 0 | 15500 | 15.2 | 9.3 | 18900 | 15000 | 79.37% | 2.2 | 0 | 11 |  |  |  |  | R-410A | 1.2917 | Residential & Commercial | USHP | Ducted CEE Tier 1
211627673 | Central HP <5.4 tons | YORK | HRCU-A-CB (Split System: Heat Pump with Remote Outdoor Unit-Air-Source) | HMH72B341 | ASPEN |  | CM36A36+TDR | TM8E100B12MP11 | 31400 | 17.8 | 8.2 | 25200 | 31800 | 126.2% | 2.75 | 0 | 9.8 |  |  |  |  | R-410A | 2.6167 | Residential & Commercial | USHP
211627714 | Central HP <5.4 tons | YORK | HRCU-A-CB (Split System: Heat Pump with Remote Outdoor Unit-Air-Source) | HMH72B341 | ASPEN |  | CM36B36+TDR | TM8V060A12MP12 | 32000 | 17.5 | 8.1 | 25600 | 32000 | 125% | 2.84 | 0 | 9.4 |  |  |  |  | R-410A | 2.6667 | Residential & Commercial | USHP
211627796 | Central HP <5.4 tons | YORK | HRCU-A-CB (Split System: Heat Pump with Remote Outdoor Unit-Air-Source) | HMH72B341 | ASPEN |  | D(A,C,E)36D36+TDR | TM8Y060A12MP11 | 32800 | 18 | 8.1 | 33400 | 27400 | 82.04% | 2.5 | 0 | 10 |  |  |  |  | R-410A | 2.7333 | Residential & Commercial | USHP | Ducted CEE Tier 1
213752862 | Central HP <5.4 tons | CARRIER | HRCU-A-CB (Split System: Heat Pump with Remote Outdoor Unit-Air-Source) | 38MURAQ24AB3* | ASPEN |  | D(A,C,E)36B34+TDR | 59SC6A040M14**10 | 22600 | 16.4 | 8.5 | 25400 | 20200 | 79.53% | 2.94 | 0 | 9.8 |  |  |  |  | R-410A | 1.8833 | Residential & Commercial | USHP
213752932 | Central HP <5.4 tons | CARRIER | HRCU-A-CB (Split System: Heat Pump with Remote Outdoor Unit-Air-Source) | 38MURAQ24AB3* | ASPEN |  | D(A,C,E)30C44+TDR | 59SP6A060V14**12 | 23200 | 16.5 | 8.5 | 26400 | 20400 | 77.27% | 2.86 | 0 | 10 |  |  |  |  | R-410A | 1.9333 | Residential & Commercial | USHP | Ducted CEE Tier 1
213752939 | Central HP <5.4 tons | CARRIER | HRCU-A-CB (Split System: Heat Pump with Remote Outdoor Unit-Air-Source) | 38MURAQ24AB3* | ASPEN |  | D(A,C,E)30B34+TDR | 59SP6A060V17**14 | 23200 | 16.5 | 8.5 | 25800 | 20000 | 77.52% | 2.85 | 0 | 10 |  |  |  |  | R-410A | 1.9333 | Residential & Commercial | USHP | Ducted CEE Tier 1
213752953 | Central HP <5.4 tons | CARRIER | HRCU-A-CB (Split System: Heat Pump with Remote Outdoor Unit-Air-Source) | 38MURAQ24AB3* | ASPEN |  | D(A,C,E)30C44+TDR | 59SP6A080V17**16 | 23400 | 17 | 8.5 | 25600 | 19900 | 77.73% | 2.98 | 0 | 10.4 |  |  |  |  | R-410A | 1.95 | Residential & Commercial | USHP | Ducted CEE Tier 1
213753012 | Central HP <5.4 tons | CARRIER | HRCU-A-CB (Split System: Heat Pump with Remote Outdoor Unit-Air-Source) | 38MURAQ24AB3* | ASPEN |  | D(A,C,E)24B44+TDR | 59TP6C060V17**16 | 23200 | 16.5 | 8.5 | 26800 | 20400 | 76.12% | 2.88 | 0 | 10 |  |  |  |  | R-410A | 1.9333 | Residential & Commercial | USHP | Ducted CEE Tier 1
216571254 | Central HP <5.4 tons | TRANE | HRCU-A-CB (Split System: Heat Pump with Remote Outdoor Unit-Air-Source) | 5TWV8X36A1 |  |  | 5PX*B006AS3 | S8V2A040M3PCB | 32200 | 18.1 | 8.5 | 33200 | 25600 | 77.11% | 2 | 0 | 10 |  |  |  |  | R-454B | 2.6833 | Residential & Commercial | USHP | Ducted CEE Tier 1
212974098 | Central HP <5.4 tons | HEIL | HRCU-A-CB (Split System: Heat Pump with Remote Outdoor Unit-Air-Source) | DLCURAH24ABK |  |  | EA*4X36L21A* | *96VSN0802120B* | 24000 | 17 | 8.5 | 26400 | 23400 | 88.64% | 1.94 | 0 | 10 |  |  |  |  | R-410A | 2 | Residential & Commercial | USHP | Ducted CEE Tier 1
214279896 | Central HP <5.4 tons | COMFORTMAKER | HRCU-A-CB (Split System: Heat Pump with Remote Outdoor Unit-Air-Source) | DLCURAH24ABK |  |  | EA*4X30L17A* | *96MSN0601716A* | 23400 | 16.5 | 9 | 25800 | 24400 | 94.57% | 2.02 | 0 | 10 |  |  |  |  | R-410A | 1.95 | Residential & Commercial | USHP | Ducted CEE Tier 1
216951617 | Central HP <5.4 tons | TRANE | HRCU-A-CB (Split System: Heat Pump with Remote Outdoor Unit-Air-Source) | 5TWX5036A1 | ASPEN |  | DH36T4J | S9V2B060D3PSC | 31400 | 16 | 8.1 | 29000 | 20600 | 71.03% | 2.8 | 0 | 11.7 |  |  |  |  | R-454B | 2.6167 | Residential & Commercial | USHP | Ducted CEE Tier 1
216951634 | Central HP <5.4 tons | TRANE | HRCU-A-CB (Split System: Heat Pump with Remote Outdoor Unit-Air-Source) | 5TWX5036A1 | ASPEN |  | DH36T4J | S9V2C100D4VSB | 32000 | 16.5 | 8.1 | 29200 | 20600 | 70.55% | 2.89 | 0 | 12 |  |  |  |  | R-454B | 2.6667 | Residential & Commercial | USHP | Ducted CEE Tier 1
216951635 | Central HP <5.4 tons | TRANE | HRCU-A-CB (Split System: Heat Pump with Remote Outdoor Unit-Air-Source) | 5TWX5036A1 | ASPEN |  | DH36T4J | S9V2C100D5PSC | 31800 | 16.5 | 8.1 | 29200 | 20600 | 70.55% | 2.92 | 0 | 12 |  |  |  |  | R-454B | 2.65 | Residential & Commercial | USHP | Ducted CEE Tier 1
216951899 | Central HP <5.4 tons | TRANE | HRCU-A-CB (Split System: Heat Pump with Remote Outdoor Unit-Air-Source) | 5TWX5036A1 | ASPEN |  | DH60T4J | S9X2B080D4PSB | 32400 | 16 | 8.1 | 29200 | 21000 | 71.92% | 2.9 | 0 | 12 |  |  |  |  | R-454B | 2.7 | Residential & Commercial | USHP | Ducted CEE Tier 1
215472281 | Central HP <5.4 tons | TRANE | HRCU-A-CB (Split System: Heat Pump with Remote Outdoor Unit-Air-Source) | 4TWV0X36A1 | ASPEN |  | D(A,C,E)48C34+TDR | S9V2B060U4PSB+RP | 33000 | 19.5 | 8.5 | 31600 | 26000 | 82.28% | 2.52 | 0 | 12 |  |  |  |  | R-410A | 2.75 | Residential & Commercial | USHP | Ducted CEE Tier 1
216951649 | Central HP <5.4 tons | TRANE | HRCU-A-CB (Split System: Heat Pump with Remote Outdoor Unit-Air-Source) | 5TWX5036A1 | ASPEN |  | DH36T4J | S9X1C080U5PSB | 32000 | 16.5 | 8.1 | 28800 | 20800 | 72.22% | 2.95 | 0 | 12 |  |  |  |  | R-454B | 2.6667 | Residential & Commercial | USHP | Ducted CEE Tier 1
213367794 | Central HP <5.4 tons | YORK | HRCU-A-CB (Split System: Heat Pump with Remote Outdoor Unit-Air-Source) | HMH72B361 | ASPEN |  | C(A,C,D,E)48C24+TDR | Y81E080C20LMPS1 | 32400 | 16.6 | 8.1 | 36000 | 26400 | 73.33% | 2.83 | 0 | 8 |  |  |  |  | R-410A | 2.7 | Residential & Commercial | USHP
216951563 | Central HP <5.4 tons | TRANE | HRCU-A-CB (Split System: Heat Pump with Remote Outdoor Unit-Air-Source) | 5TWX5036A1 | ASPEN |  | DH36T4J | L8V1B080U4VSB | 31800 | 16 | 8.1 | 28600 | 20600 | 72.03% | 2.94 | 0 | 12 |  |  |  |  | R-454B | 2.65 | Residential & Commercial | USHP | Ducted CEE Tier 1
216951629 | Central HP <5.4 tons | TRANE | HRCU-A-CB (Split System: Heat Pump with Remote Outdoor Unit-Air-Source) | 5TWX5036A1 | ASPEN |  | DH36T4J | S9V2B080U4PSC | 31600 | 16 | 8.1 | 28400 | 20600 | 72.54% | 2.92 | 0 | 11.7 |  |  |  |  | R-454B | 2.6333 | Residential & Commercial | USHP | Ducted CEE Tier 1
214595932 | Central HP <5.4 tons | AIRQUEST | HRCU-A-C (Split System: Heat Pump with Remote Outdoor Unit with No Indoor Fan --Air Source) | DLCURAH24ABK | ADP |  | HG80936+TD | 0 | 24000 | 16 | 9.5 | 23400 | 19600 | 83.76% | 1.95 | 0 | 10.5 |  |  |  |  | R-410A | 2 | Residential & Commercial | USHP | Ducted CEE Tier 1
213205243 | Central HP <5.4 tons | TEMPSTAR | HRCU-A-CB (Split System: Heat Pump with Remote Outdoor Unit-Air-Source) | DLCURAH30ABK | ASPEN |  | D(A,C,E)30C44+TDR | *80ES(N,L)1102420A* | 29600 | 15.2 | 8.1 | 33800 | 24000 | 71.01% | 2.7 | 0 | 9 |  |  |  |  | R-410A | 2.4667 | Residential & Commercial | USHP
216951006 | Central HP <5.4 tons | TRANE | HRCU-A-CB (Split System: Heat Pump with Remote Outdoor Unit-Air-Source) | 5TWX5036A1 | ASPEN |  | DH36T4J | S8V2A040M3PCB | 30400 | 16 | 8.1 | 27400 | 19900 | 72.63% | 2.8 | 0 | 11.7 |  |  |  |  | R-454B | 2.5333 | Residential & Commercial | USHP | Ducted CEE Tier 1
216951008 | Central HP <5.4 tons | TRANE | HRCU-A-CB (Split System: Heat Pump with Remote Outdoor Unit-Air-Source) | 5TWX5036A1 | ASPEN |  | DH36T4J | S8V2A040M3PDB | 30400 | 16 | 8.1 | 27400 | 19900 | 72.63% | 2.8 | 0 | 11.7 |  |  |  |  | R-454B | 2.5333 | Residential & Commercial | USHP | Ducted CEE Tier 1
216951558 | Central HP <5.4 tons | TRANE | HRCU-A-CB (Split System: Heat Pump with Remote Outdoor Unit-Air-Source) | 5TWX5036A1 | ASPEN |  | DH36T4J | *DHMB080CCV3 | 31400 | 16 | 8.1 | 29200 | 21000 | 71.92% | 2.79 | 0 | 11.7 |  |  |  |  | R-454B | 2.6167 | Residential & Commercial | USHP | Ducted CEE Tier 1
216951574 | Central HP <5.4 tons | TRANE | HRCU-A-CB (Split System: Heat Pump with Remote Outdoor Unit-Air-Source) | 5TWX5036A1 | ASPEN |  | DH36T4J | S8V2B080M4PCB | 31800 | 16 | 8.1 | 28600 | 20600 | 72.03% | 2.93 | 0 | 12 |  |  |  |  | R-454B | 2.65 | Residential & Commercial | USHP | Ducted CEE Tier 1
213367829 | Central HP <5.4 tons | YORK | HRCU-A-CB (Split System: Heat Pump with Remote Outdoor Unit-Air-Source) | HMH72B341 | ASPEN |  | C(A,C,D,E)36A44+TDR | YPLC120C20MP13 | 31400 | 16.5 | 8.5 | 32400 | 27800 | 85.8% | 2.69 | 0 | 8.9 |  |  |  |  | R-410A | 2.6167 | Residential & Commercial | USHP
211628564 | Central HP <5.4 tons | YORK | HRCU-A-CB (Split System: Heat Pump with Remote Outdoor Unit-Air-Source) | HMH72B341 | ASPEN |  | D(A,C,E)48A36+TDR | YPLC120C20MP13 | 31600 | 16.5 | 8.1 | 32400 | 27400 | 84.57% | 2.49 | 0 | 8.9 |  |  |  |  | R-410A | 2.6333 | Residential & Commercial | USHP
211627627 | Central HP <5.4 tons | YORK | HRCU-A-CB (Split System: Heat Pump with Remote Outdoor Unit-Air-Source) | HMH72B341 | ASPEN |  | D(A,C,E)36D36+TDR | TM8E040A12MP11 | 32800 | 18 | 8.1 | 33600 | 27200 | 80.95% | 2.5 | 0 | 10 |  |  |  |  | R-410A | 2.7333 | Residential & Commercial | USHP | Ducted CEE Tier 1
216571036 | Central HP <5.4 tons | TRANE | HRCU-A-CB (Split System: Heat Pump with Remote Outdoor Unit-Air-Source) | 5TWV0X36A1 |  |  | 5TXCB006AS3 | L8V1A040U3VSB+LRP | 35000 | 19.4 | 9.4 | 32600 | 25200 | 77.3% | 2.1 | 0 | 12 |  |  |  |  | R-454B | 2.9167 | Residential & Commercial | USHP | Ducted CEE Tier 1
215292532 | Central HP <5.4 tons | AIRQUEST | HRCU-A-CB (Split System: Heat Pump with Remote Outdoor Unit-Air-Source) | DLCURAH24ABK | ADP |  | H,GE24936 | *96VTN0401410A* | 22800 | 16 | 8.5 | 24000 | 23400 | 97.5% | 1.96 | 0 | 9.5 |  |  |  |  | R-410A | 1.9 | Residential & Commercial | USHP
215292582 | Central HP <5.4 tons | AIRQUEST | HRCU-A-CB (Split System: Heat Pump with Remote Outdoor Unit-Air-Source) | DLCURAH24ABK | ADP |  | HG31930 | *96VTN0401410B* | 22600 | 16 | 8.5 | 25400 | 26600 | 104.7% | 2.28 | 0 | 9 |  |  |  |  | R-410A | 1.8833 | Residential & Commercial | USHP
211627816 | Central HP <5.4 tons | YORK | HRCU-A-CB (Split System: Heat Pump with Remote Outdoor Unit-Air-Source) | HMH72B341 | ASPEN |  | CM36A36+TDR | TM8Y080C16MP11 | 31400 | 18.3 | 8.2 | 25200 | 31800 | 126.2% | 2.82 | 0 | 9.8 |  |  |  |  | R-410A | 2.6167 | Residential & Commercial | USHP
216951972 | Central HP <5.4 tons | TRANE | HRCU-A-CB (Split System: Heat Pump with Remote Outdoor Unit-Air-Source) | 5TWX5036A1 | ASPEN |  | DH36T4J | *UHMC100CCV4 | 32000 | 16.5 | 8.1 | 28400 | 20200 | 71.13% | 2.88 | 0 | 12 |  |  |  |  | R-454B | 2.6667 | Residential & Commercial | USHP | Ducted CEE Tier 1
216951575 | Central HP <5.4 tons | TRANE | HRCU-A-CB (Split System: Heat Pump with Remote Outdoor Unit-Air-Source) | 5TWX5036A1 | ASPEN |  | DH36T4J | S8V2B080M4PDA | 32000 | 16 | 8.1 | 29000 | 20400 | 70.34% | 2.93 | 0 | 12 |  |  |  |  | R-454B | 2.6667 | Residential & Commercial | USHP | Ducted CEE Tier 1
216951577 | Central HP <5.4 tons | TRANE | HRCU-A-CB (Split System: Heat Pump with Remote Outdoor Unit-Air-Source) | 5TWX5036A1 | ASPEN |  | DH36T4J | S8V2B080M4PDB | 31800 | 16 | 8.1 | 28600 | 20600 | 72.03% | 2.93 | 0 | 12 |  |  |  |  | R-454B | 2.65 | Residential & Commercial | USHP | Ducted CEE Tier 1
216951610 | Central HP <5.4 tons | TRANE | HRCU-A-CB (Split System: Heat Pump with Remote Outdoor Unit-Air-Source) | 5TWX5036A1 | ASPEN |  | DH36T4J | S8X2D120M5PSC | 32200 | 16.5 | 8.1 | 28800 | 20400 | 70.83% | 2.91 | 0 | 12 |  |  |  |  | R-454B | 2.6833 | Residential & Commercial | USHP | Ducted CEE Tier 1
216951623 | Central HP <5.4 tons | TRANE | HRCU-A-CB (Split System: Heat Pump with Remote Outdoor Unit-Air-Source) | 5TWX5036A1 | ASPEN |  | DH36T4J | S9V2B060U4PSB | 31600 | 16 | 8.1 | 28600 | 20600 | 72.03% | 2.9 | 0 | 12 |  |  |  |  | R-454B | 2.6333 | Residential & Commercial | USHP | Ducted CEE Tier 1
216951625 | Central HP <5.4 tons | TRANE | HRCU-A-CB (Split System: Heat Pump with Remote Outdoor Unit-Air-Source) | 5TWX5036A1 | ASPEN |  | DH36T4J | S9V2B060U4VSB | 31800 | 16.5 | 8.1 | 28800 | 20800 | 72.22% | 2.93 | 0 | 12 |  |  |  |  | R-454B | 2.65 | Residential & Commercial | USHP | Ducted CEE Tier 1
216951626 | Central HP <5.4 tons | TRANE | HRCU-A-CB (Split System: Heat Pump with Remote Outdoor Unit-Air-Source) | 5TWX5036A1 | ASPEN |  | DH36T4J | S9V2B080D4PSC | 31400 | 16 | 8.1 | 29000 | 20600 | 71.03% | 2.8 | 0 | 11.7 |  |  |  |  | R-454B | 2.6167 | Residential & Commercial | USHP | Ducted CEE Tier 1
216951641 | Central HP <5.4 tons | TRANE | HRCU-A-CB (Split System: Heat Pump with Remote Outdoor Unit-Air-Source) | 5TWX5036A1 | ASPEN |  | DH36T4J | S9X1B040D3PSB | 31800 | 16 | 8.1 | 29600 | 21000 | 70.95% | 2.86 | 0 | 11.7 |  |  |  |  | R-454B | 2.65 | Residential & Commercial | USHP | Ducted CEE Tier 1
216951658 | Central HP <5.4 tons | TRANE | HRCU-A-CB (Split System: Heat Pump with Remote Outdoor Unit-Air-Source) | 5TWX5036A1 | ASPEN |  | DH36T4J | S9X2B080U4PSB | 31800 | 16 | 8.1 | 28600 | 20600 | 72.03% | 2.93 | 0 | 12 |  |  |  |  | R-454B | 2.65 | Residential & Commercial | USHP | Ducted CEE Tier 1
213367797 | Central HP <5.4 tons | YORK | HRCU-A-CB (Split System: Heat Pump with Remote Outdoor Unit-Air-Source) | HMH72B361 | ASPEN |  | C(A,C,D,E)48C24+TDR | Y81E100B12SMPS1 | 32600 | 17.5 | 8.1 | 36000 | 25600 | 71.11% | 2.6 | 0 | 8 |  |  |  |  | R-410A | 2.7167 | Residential & Commercial | USHP
213367813 | Central HP <5.4 tons | YORK | HRCU-A-CB (Split System: Heat Pump with Remote Outdoor Unit-Air-Source) | HMH72B361 | ASPEN |  | C(A,C,D,E)48C24+TDR | YP9C100C20MP13 | 32800 | 17 | 8.1 | 36000 | 25600 | 71.11% | 2.62 | 0 | 8 |  |  |  |  | R-410A | 2.7333 | Residential & Commercial | USHP
216951565 | Central HP <5.4 tons | TRANE | HRCU-A-CB (Split System: Heat Pump with Remote Outdoor Unit-Air-Source) | 5TWX5036A1 | ASPEN |  | DH36T4J | L9X1B070U4VSA | 31200 | 15.5 | 8.1 | 28400 | 20600 | 72.54% | 2.8 | 0 | 11.5 |  |  |  |  | R-454B | 2.6 | Residential & Commercial | USHP | Ducted CEE Tier 1
216951567 | Central HP <5.4 tons | TRANE | HRCU-A-CB (Split System: Heat Pump with Remote Outdoor Unit-Air-Source) | 5TWX5036A1 | ASPEN |  | DH36T4J | S8V2B060M4PCA | 32000 | 16 | 8.1 | 28800 | 20400 | 70.83% | 2.9 | 0 | 12 |  |  |  |  | R-454B | 2.6667 | Residential & Commercial | USHP | Ducted CEE Tier 1
216951633 | Central HP <5.4 tons | TRANE | HRCU-A-CB (Split System: Heat Pump with Remote Outdoor Unit-Air-Source) | 5TWX5036A1 | ASPEN |  | DH36T4J | S9V2C080U5VSB | 32200 | 16.5 | 8.1 | 28800 | 20400 | 70.83% | 2.94 | 0 | 12 |  |  |  |  | R-454B | 2.6833 | Residential & Commercial | USHP | Ducted CEE Tier 1
216571286 | Central HP <5.4 tons | TRANE | HRCU-A-CB (Split System: Heat Pump with Remote Outdoor Unit-Air-Source) | 5TWV8X36A1 |  |  | 5PX*D008AS3 | S8V2D120M5PDB | 33400 | 18.1 | 8.5 | 33400 | 25600 | 76.65% | 2.1 | 0 | 10.5 |  |  |  |  | R-454B | 2.7833 | Residential & Commercial | USHP | Ducted CEE Tier 1
214784849 | Central HP <5.4 tons | COMFORTMAKER | HRCU-A-C (Split System: Heat Pump with Remote Outdoor Unit with No Indoor Fan --Air Source) | DLCURAH18ABK | ADP |  | H,GG32930+TD | 0 | 18000 | 16 | 9.4 | 17400 | 14600 | 83.91% | 2.18 | 0 | 11.7 |  |  |  |  | R-410A | 1.5 | Residential & Commercial | USHP | Ducted CEE Tier 1
214609878 | Central HP <5.4 tons | CARRIER | HRCU-A-C (Split System: Heat Pump with Remote Outdoor Unit with No Indoor Fan --Air Source) | 38MURAQ24AB3 | ASPEN |  | D(A,C,E)24A24+TDR | 0 | 20600 | 15.2 | 9.3 | 24800 | 20000 | 80.65% | 1.95 | 0 | 10 |  |  |  |  | R-410A | 1.7167 | Residential & Commercial | USHP | Ducted CEE Tier 1
216951589 | Central HP <5.4 tons | TRANE | HRCU-A-CB (Split System: Heat Pump with Remote Outdoor Unit-Air-Source) | 5TWX5036A1 | ASPEN |  | DH36T4J | S8X1B060M4PTC | 31800 | 16.5 | 8.1 | 28600 | 20600 | 72.03% | 2.9 | 0 | 12 |  |  |  |  | R-454B | 2.65 | Residential & Commercial | USHP | Ducted CEE Tier 1
214091973 | Central HP <5.4 tons | YORK | HRCU-A-CB (Split System: Heat Pump with Remote Outdoor Unit-Air-Source) | HMH72B341 | ASPEN |  | D(A,C,E)36A34+TDR | TM8E100C16MP11 | 33000 | 18 | 8.1 | 32600 | 28800 | 88.34% | 2.65 | 0 | 10 |  |  |  |  | R-410A | 2.75 | Residential & Commercial | USHP | Ducted CEE Tier 1
214092003 | Central HP <5.4 tons | YORK | HRCU-A-CB (Split System: Heat Pump with Remote Outdoor Unit-Air-Source) | HMH72B341 | ASPEN |  | D(A,C,E)36A34+TDR | TM8Y080C16MP11 | 31600 | 18.4 | 8.4 | 34000 | 27400 | 80.59% | 2.67 | 0 | 9.8 |  |  |  |  | R-410A | 2.6333 | Residential & Commercial | USHP
214092038 | Central HP <5.4 tons | YORK | HRCU-A-CB (Split System: Heat Pump with Remote Outdoor Unit-Air-Source) | HMH72B341 | ASPEN |  | D(A,C,E)36A34+TDR | TM9V060B12MP12 | 31600 | 17.5 | 8.1 | 34000 | 27800 | 81.76% | 2.6 | 0 | 9.3 |  |  |  |  | R-410A | 2.6333 | Residential & Commercial | USHP
214092071 | Central HP <5.4 tons | YORK | HRCU-A-CB (Split System: Heat Pump with Remote Outdoor Unit-Air-Source) | HMH72B341 | ASPEN |  | D(A,C,E)36A34+TDR | TM9Y120D20MP11 | 31200 | 16.3 | 8.5 | 32400 | 28200 | 87.04% | 2.76 | 0 | 9.3 |  |  |  |  | R-410A | 2.6 | Residential & Commercial | USHP
214092089 | Central HP <5.4 tons | YORK | HRCU-A-CB (Split System: Heat Pump with Remote Outdoor Unit-Air-Source) | HMH72B341 | ASPEN |  | D(A,C,E)36A34+TDR | TMLE100C16MP11 | 33000 | 18 | 8.1 | 32600 | 28800 | 88.34% | 2.65 | 0 | 10 |  |  |  |  | R-410A | 2.75 | Residential & Commercial | USHP | Ducted CEE Tier 1
214092107 | Central HP <5.4 tons | YORK | HRCU-A-CB (Split System: Heat Pump with Remote Outdoor Unit-Air-Source) | HMH72B341 | ASPEN |  | D(A,C,E)36A34+TDR | TP9C080B12MP13 | 32800 | 17 | 8.1 | 33600 | 29400 | 87.5% | 2.63 | 0 | 9.5 |  |  |  |  | R-410A | 2.7333 | Residential & Commercial | USHP
214092121 | Central HP <5.4 tons | YORK | HRCU-A-CB (Split System: Heat Pump with Remote Outdoor Unit-Air-Source) | HMH72B341 | ASPEN |  | D(A,C,E)48B34+TDR | TP9C120D20MP13 | 32200 | 17 | 8.5 | 32400 | 28200 | 87.04% | 2.79 | 0 | 9.4 |  |  |  |  | R-410A | 2.6833 | Residential & Commercial | USHP
214092140 | Central HP <5.4 tons | YORK | HRCU-A-CB (Split System: Heat Pump with Remote Outdoor Unit-Air-Source) | HMH72B341 | ASPEN |  | D(A,C,E)42A44+TDR | Y81E040A12LMPS1 | 33200 | 18 | 8.3 | 32800 | 30000 | 91.46% | 2.76 | 0 | 10 |  |  |  |  | R-410A | 2.7667 | Residential & Commercial | USHP | Ducted CEE Tier 1
211627844 | Central HP <5.4 tons | YORK | HRCU-A-CB (Split System: Heat Pump with Remote Outdoor Unit-Air-Source) | HMH72B341 | ASPEN |  | CM36B36+TDR | TM8Y100C20MP11 | 33600 | 18 | 8.2 | 26800 | 33800 | 126.1% | 2.92 | 0 | 9.5 |  |  |  |  | R-410A | 2.8 | Residential & Commercial | USHP
216951590 | Central HP <5.4 tons | TRANE | HRCU-A-CB (Split System: Heat Pump with Remote Outdoor Unit-Air-Source) | 5TWX5036A1 | ASPEN |  | DH36T4J | S8X1B080M4PSC | 31800 | 16 | 8.1 | 28600 | 20800 | 72.73% | 2.94 | 0 | 12 |  |  |  |  | R-454B | 2.65 | Residential & Commercial | USHP | Ducted CEE Tier 1
216951593 | Central HP <5.4 tons | TRANE | HRCU-A-CB (Split System: Heat Pump with Remote Outdoor Unit-Air-Source) | 5TWX5036A1 | ASPEN |  | DH36T4J | S8X1C080M5PSC | 32200 | 16.5 | 8.1 | 29000 | 20400 | 70.34% | 2.93 | 0 | 12 |  |  |  |  | R-454B | 2.6833 | Residential & Commercial | USHP | Ducted CEE Tier 1
216951894 | Central HP <5.4 tons | TRANE | HRCU-A-CB (Split System: Heat Pump with Remote Outdoor Unit-Air-Source) | 5TWX5036A1 | ASPEN |  | DH60T4J | S9X1B060D3PSB | 32800 | 16 | 8.1 | 29400 | 20800 | 70.75% | 2.93 | 0 | 12 |  |  |  |  | R-454B | 2.7333 | Residential & Commercial | USHP | Ducted CEE Tier 1
211627718 | Central HP <5.4 tons | YORK | HRCU-A-CB (Split System: Heat Pump with Remote Outdoor Unit-Air-Source) | HMH72B341 | ASPEN |  | D(A,C,E)36D36+TDR | TM8V060A12MP12 | 32800 | 17.5 | 8.1 | 34000 | 27800 | 81.76% | 2.5 | 0 | 9.5 |  |  |  |  | R-410A | 2.7333 | Residential & Commercial | USHP
211627770 | Central HP <5.4 tons | YORK | HRCU-A-CB (Split System: Heat Pump with Remote Outdoor Unit-Air-Source) | HMH72B341 | ASPEN |  | D(A,C,E)36D36+TDR | TM8V100C20MP12 | 32200 | 16.5 | 8.1 | 32400 | 27800 | 85.8% | 2.49 | 0 | 9 |  |  |  |  | R-410A | 2.6833 | Residential & Commercial | USHP
211627987 | Central HP <5.4 tons | YORK | HRCU-A-CB (Split System: Heat Pump with Remote Outdoor Unit-Air-Source) | HMH72B341 | ASPEN |  | CM36B36+TDR | TM9V080B12MP12 | 32800 | 17 | 8.2 | 26400 | 33200 | 125.8% | 2.81 | 0 | 9.5 |  |  |  |  | R-410A | 2.7333 | Residential & Commercial | USHP
216951630 | Central HP <5.4 tons | TRANE | HRCU-A-CB (Split System: Heat Pump with Remote Outdoor Unit-Air-Source) | 5TWX5036A1 | ASPEN |  | DH36T4J | S9V2B080U4VSB | 31600 | 16 | 8.1 | 28400 | 20600 | 72.54% | 2.92 | 0 | 11.7 |  |  |  |  | R-454B | 2.6333 | Residential & Commercial | USHP | Ducted CEE Tier 1
216951648 | Central HP <5.4 tons | TRANE | HRCU-A-CB (Split System: Heat Pump with Remote Outdoor Unit-Air-Source) | 5TWX5036A1 | ASPEN |  | DH36T4J | S9X1B080U4PSB | 31800 | 16 | 8.1 | 28600 | 20600 | 72.03% | 2.93 | 0 | 12 |  |  |  |  | R-454B | 2.65 | Residential & Commercial | USHP | Ducted CEE Tier 1
216951655 | Central HP <5.4 tons | TRANE | HRCU-A-CB (Split System: Heat Pump with Remote Outdoor Unit-Air-Source) | 5TWX5036A1 | ASPEN |  | DH36T4J | S9X2B060U4PSB | 31600 | 16 | 8.1 | 28600 | 20600 | 72.03% | 2.91 | 0 | 11.7 |  |  |  |  | R-454B | 2.6333 | Residential & Commercial | USHP | Ducted CEE Tier 1
216571336 | Central HP <5.4 tons | TRANE | HRCU-A-CB (Split System: Heat Pump with Remote Outdoor Unit-Air-Source) | 5TWV8X60A1 |  |  | 5PX*D010AS3 | S8V2C080M5PDB | 54000 | 18.1 | 8.5 | 55000 | 39500 | 71.82% | 2 | 0 | 10 |  |  |  |  | R-454B | 4.5 | Residential & Commercial | USHP | Ducted CEE Tier 1
214569539 | Central HP <5.4 tons | BRYANT HEATING AND COOLING SYSTEMS | HRCU-A-CB (Split System: Heat Pump with Remote Outdoor Unit-Air-Source) | 284ANV036*0**B* |  |  | CAP**4224AL*+UI | 88*TB60070C21*** | 33200 | 19 | 9.5 | 37800 | 26600 | 70.37% | 2 | 0 | 11.5 |  |  |  |  | R-410A | 2.7667 | Residential & Commercial | USHP | Ducted CEE Tier 1
214569555 | Central HP <5.4 tons | BRYANT HEATING AND COOLING SYSTEMS | HRCU-A-CB (Split System: Heat Pump with Remote Outdoor Unit-Air-Source) | 284ANV036*0**B* |  |  | CAP**4321AL*+UI | 987MC60060C21*** | 34200 | 19 | 9.5 | 36600 | 25800 | 70.49% | 2.04 | 0 | 11.5 |  |  |  |  | R-410A | 2.85 | Residential & Commercial | USHP | Ducted CEE Tier 1
214569573 | Central HP <5.4 tons | BRYANT HEATING AND COOLING SYSTEMS | HRCU-A-CB (Split System: Heat Pump with Remote Outdoor Unit-Air-Source) | 284ANV036*0**B* |  |  | CAP**4824AL*+UI | 88*TB60070C21*** | 33800 | 19.5 | 9.5 | 36400 | 25800 | 70.88% | 2.04 | 0 | 12 |  |  |  |  | R-410A | 2.8167 | Residential & Commercial | USHP | Ducted CEE Tier 1
214569637 | Central HP <5.4 tons | BRYANT HEATING AND COOLING SYSTEMS | HRCU-A-CB (Split System: Heat Pump with Remote Outdoor Unit-Air-Source) | 284ANV036*0**B* |  |  | CSPH*4212AL*+UI | 935CB66100C21*** | 34000 | 18.5 | 9 | 36600 | 26000 | 71.04% | 2.04 | 0 | 12 |  |  |  |  | R-410A | 2.8333 | Residential & Commercial | USHP | Ducted CEE Tier 1
214569705 | Central HP <5.4 tons | BRYANT HEATING AND COOLING SYSTEMS | HRCU-A-CB (Split System: Heat Pump with Remote Outdoor Unit-Air-Source) | 284ANV036*0**B* |  |  | CNPV*6024AL*+UI | 987MC60080C21*** | 34200 | 20 | 9 | 36200 | 25600 | 70.72% | 2.02 | 0 | 12.5 |  |  |  |  | R-410A | 2.85 | Residential & Commercial | USHP | Ducted CEE Tier 1
211627610 | Central HP <5.4 tons | YORK | HRCU-A-CB (Split System: Heat Pump with Remote Outdoor Unit-Air-Source) | HMH72B341 | ASPEN |  | CM36B36+TDR | TL9E100C20UH11 | 33400 | 17 | 8.2 | 26200 | 33000 | 126% | 2.91 | 0 | 10 |  |  |  |  | R-410A | 2.7833 | Residential & Commercial | USHP | Ducted CEE Tier 1
211627909 | Central HP <5.4 tons | YORK | HRCU-A-CB (Split System: Heat Pump with Remote Outdoor Unit-Air-Source) | HMH72B341 | ASPEN |  | CM36B36+TDR | TM9E080B12MP12 | 32200 | 17.5 | 8.5 | 25400 | 31600 | 124.4% | 2.84 | 0 | 9.9 |  |  |  |  | R-410A | 2.6833 | Residential & Commercial | USHP
214092725 | Central HP <5.4 tons | YORK | HRCU-A-CB (Split System: Heat Pump with Remote Outdoor Unit-Air-Source) | HMH72B341 | ASPEN |  | D(A,C,E)48B36+TDR | TM8V100C16MP12 | 32800 | 17.5 | 8.5 | 33800 | 27400 | 81.07% | 2.66 | 0 | 10 |  |  |  |  | R-410A | 2.7333 | Residential & Commercial | USHP | Ducted CEE Tier 1
214092755 | Central HP <5.4 tons | YORK | HRCU-A-CB (Split System: Heat Pump with Remote Outdoor Unit-Air-Source) | HMH72B341 | ASPEN |  | D(A,C,E)48B36+TDR | TM9E100C20MP12 | 32600 | 15.5 | 8.1 | 33200 | 27000 | 81.33% | 2.62 | 0 | 10 |  |  |  |  | R-410A | 2.7167 | Residential & Commercial | USHP | Ducted CEE Tier 1
214092758 | Central HP <5.4 tons | YORK | HRCU-A-CB (Split System: Heat Pump with Remote Outdoor Unit-Air-Source) | HMH72B341 | ASPEN |  | D(A,C,E)42A46+TDR | TM9V060B12MP12 | 32600 | 17.5 | 8.1 | 34000 | 27800 | 81.76% | 2.63 | 0 | 9.5 |  |  |  |  | R-410A | 2.7167 | Residential & Commercial | USHP
214092807 | Central HP <5.4 tons | YORK | HRCU-A-CB (Split System: Heat Pump with Remote Outdoor Unit-Air-Source) | HMH72B341 | ASPEN |  | D(A,C,E)48B36+TDR | TP9C080C16MP13 | 32800 | 17.5 | 8.1 | 33800 | 27400 | 81.07% | 2.65 | 0 | 10 |  |  |  |  | R-410A | 2.7333 | Residential & Commercial | USHP | Ducted CEE Tier 1
214092809 | Central HP <5.4 tons | YORK | HRCU-A-CB (Split System: Heat Pump with Remote Outdoor Unit-Air-Source) | HMH72B341 | ASPEN |  | D(A,C,E)48B36+TDR | TP9C100C16MP13 | 32600 | 17.5 | 8.5 | 34000 | 27400 | 80.59% | 2.66 | 0 | 10 |  |  |  |  | R-410A | 2.7167 | Residential & Commercial | USHP | Ducted CEE Tier 1
214092824 | Central HP <5.4 tons | YORK | HRCU-A-CB (Split System: Heat Pump with Remote Outdoor Unit-Air-Source) | HMH72B341 | ASPEN |  | D(A,C,E)42A46+TDR | TPLC120C20MP13 | 31800 | 16.5 | 8.5 | 32400 | 27800 | 85.8% | 2.69 | 0 | 8.9 |  |  |  |  | R-410A | 2.65 | Residential & Commercial | USHP
214092856 | Central HP <5.4 tons | YORK | HRCU-A-CB (Split System: Heat Pump with Remote Outdoor Unit-Air-Source) | HMH72B341 | ASPEN |  | D(A,C,E)36A36+TDR | Y81E100C16LMPS1 | 31600 | 17.9 | 8.5 | 33200 | 28200 | 84.94% | 2.7 | 0 | 9.3 |  |  |  |  | R-410A | 2.6333 | Residential & Commercial | USHP
214092874 | Central HP <5.4 tons | YORK | HRCU-A-CB (Split System: Heat Pump with Remote Outdoor Unit-Air-Source) | HMH72B341 | ASPEN |  | D(A,C,E)36A36+TDR | Y81E120C20LMPS1 | 31600 | 17.5 | 8.5 | 33800 | 27800 | 82.25% | 2.66 | 0 | 9.3 |  |  |  |  | R-410A | 2.6333 | Residential & Commercial | USHP
216951638 | Central HP <5.4 tons | TRANE | HRCU-A-CB (Split System: Heat Pump with Remote Outdoor Unit-Air-Source) | 5TWX5036A1 | ASPEN |  | DH36T4J | S9V2C100U4VSB | 32200 | 16.5 | 8.1 | 29000 | 20400 | 70.34% | 2.9 | 0 | 12 |  |  |  |  | R-454B | 2.6833 | Residential & Commercial | USHP | Ducted CEE Tier 1
216570862 | Central HP <5.4 tons | TRANE | HRCU-A-CB (Split System: Heat Pump with Remote Outdoor Unit-Air-Source) | 5TWV0X24A1 |  |  | 5PX*B003AS3 | L8V1B080U4VSB+LRP | 21400 | 20 | 10 | 24000 | 18300 | 76.25% | 2.1 | 0 | 11.5 |  |  |  |  | R-454B | 1.7833 | Residential & Commercial | USHP | Ducted CEE Tier 1
214522690 | Central HP <5.4 tons | FRIEDRICH | HRCU-A-C (Split System: Heat Pump with Remote Outdoor Unit with No Indoor Fan --Air Source) | WFPU18Z363C | ASPEN |  | DX36E34+TDR | 0 | 29400 | 15.5 | 9.2 | 30000 | 24200 | 80.67% | 2.08 | 0 | 11.3 |  |  |  |  | R-410A | 2.45 | Residential & Commercial | USHP | Ducted CEE Tier 1
212982370 | Central HP <5.4 tons | TEMPSTAR | HRCU-A-CB (Split System: Heat Pump with Remote Outdoor Unit-Air-Source) | DLCURAH24ABK |  |  | EN(A,D)4X36L21** | *80MSU0401712A* | 23400 | 16.5 | 8.5 | 25800 | 23800 | 92.25% | 1.98 | 0 | 10 |  |  |  |  | R-410A | 1.95 | Residential & Commercial | USHP | Ducted CEE Tier 1
211628186 | Central HP <5.4 tons | YORK | HRCU-A-CB (Split System: Heat Pump with Remote Outdoor Unit-Air-Source) | HMH72B341 | ASPEN |  | D(A,C,E)36D36+TDR | TMLE100B12MP11 | 33000 | 18 | 8.1 | 33800 | 27400 | 81.07% | 2.51 | 0 | 10 |  |  |  |  | R-410A | 2.75 | Residential & Commercial | USHP | Ducted CEE Tier 1
211628238 | Central HP <5.4 tons | YORK | HRCU-A-CB (Split System: Heat Pump with Remote Outdoor Unit-Air-Source) | HMH72B341 | ASPEN |  | D(A,C,E)36D36+TDR | TMLV100C16MP12 | 32800 | 17.5 | 8.1 | 33800 | 27400 | 81.07% | 2.54 | 0 | 10 |  |  |  |  | R-410A | 2.7333 | Residential & Commercial | USHP | Ducted CEE Tier 1
211628252 | Central HP <5.4 tons | YORK | HRCU-A-CB (Split System: Heat Pump with Remote Outdoor Unit-Air-Source) | HMH72B341 | ASPEN |  | D(A,C,E)48A36+TDR | TMLV120C20MP12 | 31600 | 16.5 | 8.1 | 32400 | 27400 | 84.57% | 2.49 | 0 | 8.9 |  |  |  |  | R-410A | 2.6333 | Residential & Commercial | USHP
211627961 | Central HP <5.4 tons | YORK | HRCU-A-CB (Split System: Heat Pump with Remote Outdoor Unit-Air-Source) | HMH72B341 | ASPEN |  | CM36B36+TDR | TM9V040A10MP12 | 31600 | 17 | 8.1 | 25200 | 31400 | 124.6% | 2.82 | 0 | 9.4 |  |  |  |  | R-410A | 2.6333 | Residential & Commercial | USHP
211628160 | Central HP <5.4 tons | YORK | HRCU-A-CB (Split System: Heat Pump with Remote Outdoor Unit-Air-Source) | HMH72B341 | ASPEN |  | D(A,C,E)36D36+TDR | TMLE080B12MP11 | 32800 | 18 | 8.1 | 34000 | 28000 | 82.35% | 2.47 | 0 | 9.5 |  |  |  |  | R-410A | 2.7333 | Residential & Commercial | USHP
211628329 | Central HP <5.4 tons | YORK | HRCU-A-CB (Split System: Heat Pump with Remote Outdoor Unit-Air-Source) | HMH72B341 | ASPEN |  | D(A,C,E)36D36+TDR | TP9C120D20MP13 | 32400 | 17 | 8.1 | 32400 | 28200 | 87.04% | 2.57 | 0 | 9.5 |  |  |  |  | R-410A | 2.7 | Residential & Commercial | USHP
211628394 | Central HP <5.4 tons | YORK | HRCU-A-CB (Split System: Heat Pump with Remote Outdoor Unit-Air-Source) | HMH72B341 | ASPEN |  | D(A,C,E)36D36+TDR | TPLC100C20MP13 | 32200 | 16.5 | 8.1 | 32400 | 27800 | 85.8% | 2.49 | 0 | 9 |  |  |  |  | R-410A | 2.6833 | Residential & Commercial | USHP
211628546 | Central HP <5.4 tons | YORK | HRCU-A-CB (Split System: Heat Pump with Remote Outdoor Unit-Air-Source) | HMH72B341 | ASPEN |  | CM36B36+TDR | YPLC100C20MP13 | 31400 | 16.5 | 8.1 | 25200 | 31400 | 124.6% | 2.85 | 0 | 8.9 |  |  |  |  | R-410A | 2.6167 | Residential & Commercial | USHP
216951569 | Central HP <5.4 tons | TRANE | HRCU-A-CB (Split System: Heat Pump with Remote Outdoor Unit-Air-Source) | 5TWX5036A1 | ASPEN |  | DH36T4J | S8V2B060M4PCB | 31800 | 16 | 8.1 | 28400 | 20600 | 72.54% | 2.91 | 0 | 12 |  |  |  |  | R-454B | 2.65 | Residential & Commercial | USHP | Ducted CEE Tier 1
216951580 | Central HP <5.4 tons | TRANE | HRCU-A-CB (Split System: Heat Pump with Remote Outdoor Unit-Air-Source) | 5TWX5036A1 | ASPEN |  | DH36T4J | S8V2C080M5PDA | 32000 | 16 | 8.1 | 28800 | 20400 | 70.83% | 2.9 | 0 | 12 |  |  |  |  | R-454B | 2.6667 | Residential & Commercial | USHP | Ducted CEE Tier 1
213752528 | Central HP <5.4 tons | CARRIER | HRCU-A-CB (Split System: Heat Pump with Remote Outdoor Unit-Air-Source) | 38MURAQ24AA3* | ASPEN |  | D(A,C,E)24B44+TDR | 59SP6A080V17**16 | 23800 | 16 | 8.1 | 25400 | 22600 | 88.98% | 2.89 | 0 | 9.5 |  |  |  |  | R-410A | 1.9833 | Residential & Commercial | USHP
213752571 | Central HP <5.4 tons | CARRIER | HRCU-A-CB (Split System: Heat Pump with Remote Outdoor Unit-Air-Source) | 38MURAQ24AA3* | ASPEN |  | D(A,C,E)30B34+TDR | 59TP6C040V17**12 | 23200 | 15.5 | 8.1 | 24800 | 22400 | 90.32% | 2.82 | 0 | 9 |  |  |  |  | R-410A | 1.9333 | Residential & Commercial | USHP
216951621 | Central HP <5.4 tons | TRANE | HRCU-A-CB (Split System: Heat Pump with Remote Outdoor Unit-Air-Source) | 5TWX5036A1 | ASPEN |  | DH36T4J | S9V2B060U3VSB | 32000 | 16 | 8.1 | 28600 | 20800 | 72.73% | 2.91 | 0 | 12 |  |  |  |  | R-454B | 2.6667 | Residential & Commercial | USHP | Ducted CEE Tier 1
216951646 | Central HP <5.4 tons | TRANE | HRCU-A-CB (Split System: Heat Pump with Remote Outdoor Unit-Air-Source) | 5TWX5036A1 | ASPEN |  | DH36T4J | S9X1B080D4PSB | 31200 | 15.5 | 8.1 | 29000 | 20600 | 71.03% | 2.8 | 0 | 11.7 |  |  |  |  | R-454B | 2.6 | Residential & Commercial | USHP | Ducted CEE Tier 1
216951896 | Central HP <5.4 tons | TRANE | HRCU-A-CB (Split System: Heat Pump with Remote Outdoor Unit-Air-Source) | 5TWX5036A1 | ASPEN |  | DH60T4J | S9X2B040D3PSB | 32200 | 16 | 8.1 | 29000 | 20600 | 71.03% | 2.9 | 0 | 12 |  |  |  |  | R-454B | 2.6833 | Residential & Commercial | USHP | Ducted CEE Tier 1
211628011 | Central HP <5.4 tons | YORK | HRCU-A-CB (Split System: Heat Pump with Remote Outdoor Unit-Air-Source) | HMH72B341 | ASPEN |  | CM36A36+TDR | TM9V100C16MP12 | 31400 | 17.4 | 8.2 | 25200 | 31800 | 126.2% | 2.82 | 0 | 9.8 |  |  |  |  | R-410A | 2.6167 | Residential & Commercial | USHP
211628327 | Central HP <5.4 tons | YORK | HRCU-A-CB (Split System: Heat Pump with Remote Outdoor Unit-Air-Source) | HMH72B341 | ASPEN |  | D(A,C,E)36A36+TDR | TP9C120D20MP13 | 31200 | 16.8 | 8.1 | 32400 | 27800 | 85.8% | 2.57 | 0 | 9.3 |  |  |  |  | R-410A | 2.6 | Residential & Commercial | USHP
211628477 | Central HP <5.4 tons | YORK | HRCU-A-CB (Split System: Heat Pump with Remote Outdoor Unit-Air-Source) | HMH72B341 | ASPEN |  | C(A,C,D,E)48A36+TDR | YP9C120D20MP13 | 31800 | 17 | 8.1 | 32400 | 28200 | 87.04% | 2.57 | 0 | 9.4 |  |  |  |  | R-410A | 2.65 | Residential & Commercial | USHP
211628561 | Central HP <5.4 tons | YORK | HRCU-A-CB (Split System: Heat Pump with Remote Outdoor Unit-Air-Source) | HMH72B341 | ASPEN |  | D(A,C,E)36A36+TDR | YPLC120C20MP13 | 31000 | 16.3 | 8.1 | 32400 | 27400 | 84.57% | 2.49 | 0 | 8.8 |  |  |  |  | R-410A | 2.5833 | Residential & Commercial | USHP
216951579 | Central HP <5.4 tons | TRANE | HRCU-A-CB (Split System: Heat Pump with Remote Outdoor Unit-Air-Source) | 5TWX5036A1 | ASPEN |  | DH36T4J | S8V2C080M5PCB | 32000 | 16.5 | 8.1 | 29000 | 20600 | 71.03% | 2.95 | 0 | 12 |  |  |  |  | R-454B | 2.6667 | Residential & Commercial | USHP | Ducted CEE Tier 1
216951636 | Central HP <5.4 tons | TRANE | HRCU-A-CB (Split System: Heat Pump with Remote Outdoor Unit-Air-Source) | 5TWX5036A1 | ASPEN |  | DH36T4J | S9V2C100D5VSB | 31800 | 16.5 | 8.1 | 29200 | 20600 | 70.55% | 2.92 | 0 | 12 |  |  |  |  | R-454B | 2.65 | Residential & Commercial | USHP | Ducted CEE Tier 1
216951976 | Central HP <5.4 tons | TRANE | HRCU-A-CB (Split System: Heat Pump with Remote Outdoor Unit-Air-Source) | 5TWX5036A1 | ASPEN |  | DH36T4J | S8X1A040M3PSC | 30600 | 16 | 8.1 | 27800 | 20200 | 72.66% | 2.82 | 0 | 12 |  |  |  |  | R-454B | 2.55 | Residential & Commercial | USHP | Ducted CEE Tier 1
216951991 | Central HP <5.4 tons | TRANE | HRCU-A-CB (Split System: Heat Pump with Remote Outdoor Unit-Air-Source) | 5TWX5036A1 | ASPEN |  | DH36T4J | S9X1D120U5PSB | 32000 | 16 | 8.1 | 28200 | 20400 | 72.34% | 3.03 | 0 | 12 |  |  |  |  | R-454B | 2.6667 | Residential & Commercial | USHP | Ducted CEE Tier 1
214280273 | Central HP <5.4 tons | COMFORTMAKER | HRCU-A-CB (Split System: Heat Pump with Remote Outdoor Unit-Air-Source) | DLCURAH36ABK |  |  | EA*4X37L21A* | *96MSN0601716A* | 36000 | 15.5 | 8.5 | 38000 | 35000 | 92.11% | 2.06 | 0 | 10 |  |  |  |  | R-410A | 3 | Residential & Commercial | USHP | Ducted CEE Tier 1
214385842 | Central HP <5.4 tons | COMFORTMAKER | HRCU-A-C (Split System: Heat Pump with Remote Outdoor Unit with No Indoor Fan --Air Source) | DLCURAH24ABK | ADP |  | H,YE35936+TD | 0 | 24000 | 16 | 9.5 | 23400 | 19600 | 83.76% | 1.95 | 0 | 10.5 |  |  |  |  | R-410A | 2 | Residential & Commercial | USHP | Ducted CEE Tier 1
213367787 | Central HP <5.4 tons | YORK | HRCU-A-CB (Split System: Heat Pump with Remote Outdoor Unit-Air-Source) | HMH72B341 | ASPEN |  | C(A,C,D,E)48C24+TDR | YPLC120C20MP13 | 30000 | 16 | 8.5 | 32400 | 27800 | 85.8% | 2.69 | 0 | 8.6 |  |  |  |  | R-410A | 2.5 | Residential & Commercial | USHP
211628286 | Central HP <5.4 tons | YORK | HRCU-A-CB (Split System: Heat Pump with Remote Outdoor Unit-Air-Source) | HMH72B341 | ASPEN |  | CM36B36+TDR | TP9C080C16MP13 | 32200 | 17.5 | 8.1 | 25400 | 31600 | 124.4% | 2.85 | 0 | 9.9 |  |  |  |  | R-410A | 2.6833 | Residential & Commercial | USHP
211628303 | Central HP <5.4 tons | YORK | HRCU-A-CB (Split System: Heat Pump with Remote Outdoor Unit-Air-Source) | HMH72B341 | ASPEN |  | D(A,C,E)36D36+TDR | TP9C100C16MP13 | 32800 | 17.5 | 8.1 | 34000 | 27400 | 80.59% | 2.54 | 0 | 10 |  |  |  |  | R-410A | 2.7333 | Residential & Commercial | USHP | Ducted CEE Tier 1
211628386 | Central HP <5.4 tons | YORK | HRCU-A-CB (Split System: Heat Pump with Remote Outdoor Unit-Air-Source) | HMH72B341 | ASPEN |  | C(A,C,D,E)48A36+TDR | TPLC100C20MP13 | 31600 | 16.5 | 8.1 | 32400 | 27400 | 84.57% | 2.49 | 0 | 8.9 |  |  |  |  | R-410A | 2.6333 | Residential & Commercial | USHP
211628420 | Central HP <5.4 tons | YORK | HRCU-A-CB (Split System: Heat Pump with Remote Outdoor Unit-Air-Source) | HMH72B341 | ASPEN |  | D(A,C,E)36D36+TDR | YP9C060B12MP13 | 32800 | 17.5 | 8.1 | 34000 | 27800 | 81.76% | 2.49 | 0 | 9.5 |  |  |  |  | R-410A | 2.7333 | Residential & Commercial | USHP
211628455 | Central HP <5.4 tons | YORK | HRCU-A-CB (Split System: Heat Pump with Remote Outdoor Unit-Air-Source) | HMH72B341 | ASPEN |  | CM36B36+TDR | YP9C100C16MP13 | 32000 | 17.5 | 8.1 | 25400 | 31600 | 124.4% | 2.87 | 0 | 9.9 |  |  |  |  | R-410A | 2.6667 | Residential & Commercial | USHP
211628472 | Central HP <5.4 tons | YORK | HRCU-A-CB (Split System: Heat Pump with Remote Outdoor Unit-Air-Source) | HMH72B341 | ASPEN |  | D(A,C,E)36D36+TDR | YP9C100C20MP13 | 32800 | 17.5 | 8.1 | 34000 | 28400 | 83.53% | 2.52 | 0 | 9.5 |  |  |  |  | R-410A | 2.7333 | Residential & Commercial | USHP
211628486 | Central HP <5.4 tons | YORK | HRCU-A-CB (Split System: Heat Pump with Remote Outdoor Unit-Air-Source) | HMH72B341 | ASPEN |  | D(A,C,E)48A36+TDR | YP9C120D20MP13 | 31800 | 17 | 8.1 | 32400 | 28200 | 87.04% | 2.57 | 0 | 9.4 |  |  |  |  | R-410A | 2.65 | Residential & Commercial | USHP
211628555 | Central HP <5.4 tons | YORK | HRCU-A-CB (Split System: Heat Pump with Remote Outdoor Unit-Air-Source) | HMH72B341 | ASPEN |  | C(A,C,D,E)48A36+TDR | YPLC120C20MP13 | 31600 | 16.5 | 8.1 | 32400 | 27400 | 84.57% | 2.49 | 0 | 8.9 |  |  |  |  | R-410A | 2.6333 | Residential & Commercial | USHP
216951583 | Central HP <5.4 tons | TRANE | HRCU-A-CB (Split System: Heat Pump with Remote Outdoor Unit-Air-Source) | 5TWX5036A1 | ASPEN |  | DH36T4J | S8V2C100M5PCA | 32000 | 16 | 8.1 | 28800 | 20400 | 70.83% | 2.9 | 0 | 12 |  |  |  |  | R-454B | 2.6667 | Residential & Commercial | USHP | Ducted CEE Tier 1
216951599 | Central HP <5.4 tons | TRANE | HRCU-A-CB (Split System: Heat Pump with Remote Outdoor Unit-Air-Source) | 5TWX5036A1 | ASPEN |  | DH36T4J | S8X1D120M5PTC | 32200 | 16.5 | 8.1 | 28800 | 20400 | 70.83% | 2.91 | 0 | 12 |  |  |  |  | R-454B | 2.6833 | Residential & Commercial | USHP | Ducted CEE Tier 1
216951601 | Central HP <5.4 tons | TRANE | HRCU-A-CB (Split System: Heat Pump with Remote Outdoor Unit-Air-Source) | 5TWX5036A1 | ASPEN |  | DH36T4J | S8X2B060M4PTC | 31800 | 16.5 | 8.1 | 28600 | 20600 | 72.03% | 2.9 | 0 | 12 |  |  |  |  | R-454B | 2.65 | Residential & Commercial | USHP | Ducted CEE Tier 1
216951615 | Central HP <5.4 tons | TRANE | HRCU-A-CB (Split System: Heat Pump with Remote Outdoor Unit-Air-Source) | 5TWX5036A1 | ASPEN |  | DH36T4J | S9V2B040U3PSC | 31800 | 16 | 8.1 | 28600 | 20800 | 72.73% | 2.95 | 0 | 12 |  |  |  |  | R-454B | 2.65 | Residential & Commercial | USHP | Ducted CEE Tier 1
214723131 | Central HP <5.4 tons | BOSCH | HRCU-A-CB (Split System: Heat Pump with Remote Outdoor Unit-Air-Source) | BOVA-36HDN1-M20G | ASPEN |  | L(E,F)W30C4 | 0 | 22000 | 18 | 8.5 | 23800 | 17600 | 73.95% | 2 | 0 | 11.7 |  |  |  |  | R-410A | 1.8333 | Residential & Commercial | USHP | Ducted CEE Tier 1
214521970 | Central HP <5.4 tons | COLEMAN | HRCU-A-CB (Split System: Heat Pump with Remote Outdoor Unit-Air-Source) | HMH72B341 | ASPEN |  | C(A,C,D,E)48A34+TDR | Z8ET120C20LMPS1 | 32200 | 18.5 | 8.5 | 33200 | 27800 | 83.73% | 2.7 | 0 | 9.4 |  |  |  |  | R-410A | 2.6833 | Residential & Commercial | USHP
211627588 | Central HP <5.4 tons | YORK | HRCU-A-CB (Split System: Heat Pump with Remote Outdoor Unit-Air-Source) | HMH72B341 | ASPEN |  | D(A,C,E)36D36+TDR | TL9E060B12UH11 | 32800 | 18 | 8.1 | 34000 | 27800 | 81.76% | 2.46 | 0 | 9.5 |  |  |  |  | R-410A | 2.7333 | Residential & Commercial | USHP
211627640 | Central HP <5.4 tons | YORK | HRCU-A-CB (Split System: Heat Pump with Remote Outdoor Unit-Air-Source) | HMH72B341 | ASPEN |  | D(A,C,E)36D36+TDR | TM8E060A12MP11 | 33000 | 18 | 8.1 | 33800 | 27400 | 81.07% | 2.51 | 0 | 10 |  |  |  |  | R-410A | 2.75 | Residential & Commercial | USHP | Ducted CEE Tier 1
211627647 | Central HP <5.4 tons | YORK | HRCU-A-CB (Split System: Heat Pump with Remote Outdoor Unit-Air-Source) | HMH72B341 | ASPEN |  | CM36A36+TDR | TM8E080B12MP11 | 31400 | 17.8 | 8.2 | 25600 | 32200 | 125.8% | 2.74 | 0 | 9.3 |  |  |  |  | R-410A | 2.6167 | Residential & Commercial | USHP
211628399 | Central HP <5.4 tons | YORK | HRCU-A-CB (Split System: Heat Pump with Remote Outdoor Unit-Air-Source) | HMH72B341 | ASPEN |  | C(A,C,D,E)48A36+TDR | TPLC120C20MP13 | 31600 | 16.5 | 8.1 | 32400 | 27400 | 84.57% | 2.49 | 0 | 8.9 |  |  |  |  | R-410A | 2.6333 | Residential & Commercial | USHP
211628551 | Central HP <5.4 tons | YORK | HRCU-A-CB (Split System: Heat Pump with Remote Outdoor Unit-Air-Source) | HMH72B341 | ASPEN |  | D(A,C,E)48A36+TDR | YPLC100C20MP13 | 31600 | 16.5 | 8.1 | 32400 | 27400 | 84.57% | 2.49 | 0 | 8.9 |  |  |  |  | R-410A | 2.6333 | Residential & Commercial | USHP
212675687 | Central HP <5.4 tons | BOSCH | HRCU-A-CB (Split System: Heat Pump with Remote Outdoor Unit-Air-Source) | BOVB-60HDN1-M18M | ASPEN |  | L(E,G)M60F4 | 0 | 55000 | 17 | 9 | 57000 | 42000 | 73.68% | 2.32 | 0 | 10.2 |  |  |  |  | R-410A | 4.5833 | Residential & Commercial | USHP | Ducted CEE Tier 1
213752653 | Central HP <5.4 tons | CARRIER | HRCU-A-CB (Split System: Heat Pump with Remote Outdoor Unit-Air-Source) | 38MURAQ24AB3* | ASPEN |  | D(A,C,E)30B34+TDR | 58S(B,C)*B070M17**12 | 23200 | 17.5 | 8.5 | 26200 | 20000 | 76.34% | 2.86 | 0 | 10 |  |  |  |  | R-410A | 1.9333 | Residential & Commercial | USHP | Ducted CEE Tier 1
213752796 | Central HP <5.4 tons | CARRIER | HRCU-A-CB (Split System: Heat Pump with Remote Outdoor Unit-Air-Source) | 38MURAQ24AB3* | ASPEN |  | D(A,C,E)30B34+TDR | 59SC2E060M14**12 | 23600 | 17 | 8.5 | 26600 | 20200 | 75.94% | 2.86 | 0 | 10 |  |  |  |  | R-410A | 1.9667 | Residential & Commercial | USHP | Ducted CEE Tier 1
213752998 | Central HP <5.4 tons | CARRIER | HRCU-A-CB (Split System: Heat Pump with Remote Outdoor Unit-Air-Source) | 38MURAQ24AB3* | ASPEN |  | D(A,C,E)36B34+TDR | 59TP6C040V17**12 | 23200 | 16.5 | 8.5 | 26200 | 20200 | 77.1% | 2.84 | 0 | 10 |  |  |  |  | R-410A | 1.9333 | Residential & Commercial | USHP | Ducted CEE Tier 1
213753014 | Central HP <5.4 tons | CARRIER | HRCU-A-CB (Split System: Heat Pump with Remote Outdoor Unit-Air-Source) | 38MURAQ24AB3* | ASPEN |  | D(A,C,E)30B34+TDR | 59TP6C060V17**16 | 23200 | 16.5 | 8.5 | 26800 | 20400 | 76.12% | 2.88 | 0 | 10 |  |  |  |  | R-410A | 1.9333 | Residential & Commercial | USHP | Ducted CEE Tier 1
213753046 | Central HP <5.4 tons | CARRIER | HRCU-A-CB (Split System: Heat Pump with Remote Outdoor Unit-Air-Source) | 38MURAQ24AB3* | ASPEN |  | D(A,C,E)30B34+TDR | 59TP6C100V21**20 | 23200 | 17.5 | 8.5 | 26200 | 20000 | 76.34% | 2.91 | 0 | 10 |  |  |  |  | R-410A | 1.9333 | Residential & Commercial | USHP | Ducted CEE Tier 1
214092875 | Central HP <5.4 tons | YORK | HRCU-A-CB (Split System: Heat Pump with Remote Outdoor Unit-Air-Source) | HMH72B341 | ASPEN |  | D(A,C,E)42A46+TDR | Y81E120C20LMPS1 | 32400 | 17.5 | 8.5 | 34000 | 28000 | 82.35% | 2.66 | 0 | 9.5 |  |  |  |  | R-410A | 2.7 | Residential & Commercial | USHP
214092890 | Central HP <5.4 tons | YORK | HRCU-A-CB (Split System: Heat Pump with Remote Outdoor Unit-Air-Source) | HMH72B341 | ASPEN |  | D(A,C,E)42A46+TDR | Y82E100C20LMPS1 | 32400 | 18.5 | 8.5 | 33400 | 27600 | 82.63% | 2.7 | 0 | 9.5 |  |  |  |  | R-410A | 2.7 | Residential & Commercial | USHP
214092891 | Central HP <5.4 tons | YORK | HRCU-A-CB (Split System: Heat Pump with Remote Outdoor Unit-Air-Source) | HMH72B341 | ASPEN |  | D(A,C,E)48B36+TDR | Y82E100C20LMPS1 | 32600 | 18.5 | 8.5 | 33400 | 27600 | 82.63% | 2.7 | 0 | 9.5 |  |  |  |  | R-410A | 2.7167 | Residential & Commercial | USHP
214092892 | Central HP <5.4 tons | YORK | HRCU-A-CB (Split System: Heat Pump with Remote Outdoor Unit-Air-Source) | HMH72B341 | ASPEN |  | D(A,C,E)36A36+TDR | Y82E120C20LMPS1 | 31600 | 18.4 | 8.5 | 33200 | 27800 | 83.73% | 2.7 | 0 | 9.3 |  |  |  |  | R-410A | 2.6333 | Residential & Commercial | USHP
214092037 | Central HP <5.4 tons | YORK | HRCU-A-CB (Split System: Heat Pump with Remote Outdoor Unit-Air-Source) | HMH72B341 | ASPEN |  | D(A,C,E)48B34+TDR | TM9V040A10MP12 | 32200 | 17 | 8.1 | 33200 | 27400 | 82.53% | 2.62 | 0 | 9.5 |  |  |  |  | R-410A | 2.6833 | Residential & Commercial | USHP
214092087 | Central HP <5.4 tons | YORK | HRCU-A-CB (Split System: Heat Pump with Remote Outdoor Unit-Air-Source) | HMH72B341 | ASPEN |  | D(A,C,E)42A44+TDR | TMLE100B12MP11 | 32600 | 18 | 8.1 | 33800 | 27400 | 81.07% | 2.63 | 0 | 10 |  |  |  |  | R-410A | 2.7167 | Residential & Commercial | USHP | Ducted CEE Tier 1
214092088 | Central HP <5.4 tons | YORK | HRCU-A-CB (Split System: Heat Pump with Remote Outdoor Unit-Air-Source) | HMH72B341 | ASPEN |  | D(A,C,E)48B34+TDR | TMLE100B12MP11 | 32800 | 18 | 8.1 | 33800 | 27400 | 81.07% | 2.63 | 0 | 10 |  |  |  |  | R-410A | 2.7333 | Residential & Commercial | USHP | Ducted CEE Tier 1
214092707 | Central HP <5.4 tons | YORK | HRCU-A-CB (Split System: Heat Pump with Remote Outdoor Unit-Air-Source) | HMH72B341 | ASPEN |  | D(A,C,E)48B36+TDR | TM8E060A12MP11 | 32800 | 18 | 8.1 | 33800 | 27400 | 81.07% | 2.63 | 0 | 10 |  |  |  |  | R-410A | 2.7333 | Residential & Commercial | USHP | Ducted CEE Tier 1
211627779 | Central HP <5.4 tons | YORK | HRCU-A-CB (Split System: Heat Pump with Remote Outdoor Unit-Air-Source) | HMH72B341 | ASPEN |  | CM36B36+TDR | TM8V120C20MP12 | 31400 | 16.5 | 8.5 | 25200 | 31400 | 124.6% | 2.85 | 0 | 8.9 |  |  |  |  | R-410A | 2.6167 | Residential & Commercial | USHP
211627831 | Central HP <5.4 tons | YORK | HRCU-A-CB (Split System: Heat Pump with Remote Outdoor Unit-Air-Source) | HMH72B341 | ASPEN |  | CM36B36+TDR | TM8Y100C16MP11 | 32000 | 18.5 | 8.5 | 25400 | 31600 | 124.4% | 2.87 | 0 | 9.9 |  |  |  |  | R-410A | 2.6667 | Residential & Commercial | USHP
211627965 | Central HP <5.4 tons | YORK | HRCU-A-CB (Split System: Heat Pump with Remote Outdoor Unit-Air-Source) | HMH72B341 | ASPEN |  | D(A,C,E)36D36+TDR | TM9V040A10MP12 | 32200 | 17 | 8.1 | 33200 | 27400 | 82.53% | 2.49 | 0 | 9.5 |  |  |  |  | R-410A | 2.6833 | Residential & Commercial | USHP
211628065 | Central HP <5.4 tons | YORK | HRCU-A-CB (Split System: Heat Pump with Remote Outdoor Unit-Air-Source) | HMH72B341 | ASPEN |  | CM36B36+TDR | TM9Y080B12MP11 | 32000 | 18 | 8.1 | 25800 | 32200 | 124.8% | 2.82 | 0 | 9.4 |  |  |  |  | R-410A | 2.6667 | Residential & Commercial | USHP
211628251 | Central HP <5.4 tons | YORK | HRCU-A-CB (Split System: Heat Pump with Remote Outdoor Unit-Air-Source) | HMH72B341 | ASPEN |  | D(A,C,E)36D36+TDR | TMLV120C20MP12 | 32200 | 16.5 | 8.1 | 32400 | 27800 | 85.8% | 2.49 | 0 | 9 |  |  |  |  | R-410A | 2.6833 | Residential & Commercial | USHP
211628290 | Central HP <5.4 tons | YORK | HRCU-A-CB (Split System: Heat Pump with Remote Outdoor Unit-Air-Source) | HMH72B341 | ASPEN |  | D(A,C,E)36D36+TDR | TP9C080C16MP13 | 32800 | 17.5 | 8.1 | 33800 | 27400 | 81.07% | 2.53 | 0 | 10 |  |  |  |  | R-410A | 2.7333 | Residential & Commercial | USHP | Ducted CEE Tier 1
211628392 | Central HP <5.4 tons | YORK | HRCU-A-CB (Split System: Heat Pump with Remote Outdoor Unit-Air-Source) | HMH72B341 | ASPEN |  | D(A,C,E)36A36+TDR | TPLC100C20MP13 | 31000 | 16.3 | 8.1 | 32400 | 27400 | 84.57% | 2.49 | 0 | 8.8 |  |  |  |  | R-410A | 2.5833 | Residential & Commercial | USHP
215407273 | Central HP <5.4 tons | COMFORTMAKER | HRCU-A-CB (Split System: Heat Pump with Remote Outdoor Unit-Air-Source) | DLCURAH24AAK | ASPEN |  | L(E,F)W30D4 | 0 | 22800 | 15.5 | 9 | 24400 | 22000 | 90.16% | 2.8 | 0 | 9 |  |  |  |  | R-410A | 1.9 | Residential & Commercial | USHP
213205681 | Central HP <5.4 tons | TEMPSTAR | HRCU-A-CB (Split System: Heat Pump with Remote Outdoor Unit-Air-Source) | DLCURAH36ABK | ASPEN |  | D(A,C,E)36B34+TDR | *96VTN0801716A* | 35000 | 15.5 | 8.1 | 38500 | 32200 | 83.64% | 2.57 | 0 | 9.5 |  |  |  |  | R-410A | 2.9167 | Residential & Commercial | USHP
213753381 | Central HP <5.4 tons | CARRIER | HRCU-A-CB (Split System: Heat Pump with Remote Outdoor Unit-Air-Source) | 38MURAQ30AB3* | ASPEN |  | D(A,C,E)30C44+TDR | 59SC2E080M21**20 | 29000 | 15.5 | 8.5 | 33400 | 23800 | 71.26% | 2.79 | 0 | 8.9 |  |  |  |  | R-410A | 2.4167 | Residential & Commercial | USHP
213753733 | Central HP <5.4 tons | CARRIER | HRCU-A-CB (Split System: Heat Pump with Remote Outdoor Unit-Air-Source) | 38MURAQ36AB3* | ASPEN |  | D(A,C,E)36B34+TDR | 58TP*B090V21**20 | 33600 | 16.4 | 8.5 | 37800 | 31800 | 84.13% | 2.72 | 0 | 9.8 |  |  |  |  | R-410A | 2.8 | Residential & Commercial | USHP
213753740 | Central HP <5.4 tons | CARRIER | HRCU-A-CB (Split System: Heat Pump with Remote Outdoor Unit-Air-Source) | 38MURAQ36AB3* | ASPEN |  | D(A,C,E)42B34+TDR | 58TP*B110V21**22 | 34400 | 16.5 | 8.5 | 38000 | 31600 | 83.16% | 2.73 | 0 | 9.9 |  |  |  |  | R-410A | 2.8667 | Residential & Commercial | USHP
211628408 | Central HP <5.4 tons | YORK | HRCU-A-CB (Split System: Heat Pump with Remote Outdoor Unit-Air-Source) | HMH72B341 | ASPEN |  | D(A,C,E)48A36+TDR | TPLC120C20MP13 | 31600 | 16.5 | 8.1 | 32400 | 27400 | 84.57% | 2.49 | 0 | 8.9 |  |  |  |  | R-410A | 2.6333 | Residential & Commercial | USHP
211628442 | Central HP <5.4 tons | YORK | HRCU-A-CB (Split System: Heat Pump with Remote Outdoor Unit-Air-Source) | HMH72B341 | ASPEN |  | CM36B36+TDR | YP9C080C16MP13 | 32200 | 17.5 | 8.1 | 25400 | 31600 | 124.4% | 2.85 | 0 | 9.9 |  |  |  |  | R-410A | 2.6833 | Residential & Commercial | USHP
211628481 | Central HP <5.4 tons | YORK | HRCU-A-CB (Split System: Heat Pump with Remote Outdoor Unit-Air-Source) | HMH72B341 | ASPEN |  | CM36B36+TDR | YP9C120D20MP13 | 31600 | 17 | 8.1 | 25400 | 31600 | 124.4% | 2.94 | 0 | 9.3 |  |  |  |  | R-410A | 2.6333 | Residential & Commercial | USHP
211628524 | Central HP <5.4 tons | YORK | HRCU-A-CB (Split System: Heat Pump with Remote Outdoor Unit-Air-Source) | HMH72B341 | ASPEN |  | D(A,C,E)36D36+TDR | YPLC080C16MP13 | 32800 | 17.5 | 8.1 | 33800 | 27400 | 81.07% | 2.54 | 0 | 10 |  |  |  |  | R-410A | 2.7333 | Residential & Commercial | USHP | Ducted CEE Tier 1
213367781 | Central HP <5.4 tons | YORK | HRCU-A-CB (Split System: Heat Pump with Remote Outdoor Unit-Air-Source) | HMH72B341 | ASPEN |  | C(A,C,D,E)48C24+TDR | YP9C120D20MP13 | 30200 | 16.5 | 8.5 | 32400 | 28200 | 87.04% | 2.79 | 0 | 9.1 |  |  |  |  | R-410A | 2.5167 | Residential & Commercial | USHP
213367824 | Central HP <5.4 tons | YORK | HRCU-A-CB (Split System: Heat Pump with Remote Outdoor Unit-Air-Source) | HMH72B341 | ASPEN |  | C(A,C,D,E)36A44+TDR | YPLC060A12MP13 | 32800 | 17.5 | 8.1 | 33400 | 28200 | 84.43% | 2.66 | 0 | 9.5 |  |  |  |  | R-410A | 2.7333 | Residential & Commercial | USHP
211627805 | Central HP <5.4 tons | YORK | HRCU-A-CB (Split System: Heat Pump with Remote Outdoor Unit-Air-Source) | HMH72B341 | ASPEN |  | CM36B36+TDR | TM8Y080B12MP11 | 32200 | 18 | 8.5 | 25200 | 31400 | 124.6% | 2.85 | 0 | 9.9 |  |  |  |  | R-410A | 2.6833 | Residential & Commercial | USHP
213753776 | Central HP <5.4 tons | CARRIER | HRCU-A-CB (Split System: Heat Pump with Remote Outdoor Unit-Air-Source) | 38MURAQ36AB3* | ASPEN |  | D(A,C,E)42B34+TDR | 59SC2E100M21**22 | 35200 | 16.5 | 8.1 | 38500 | 31800 | 82.6% | 2.72 | 0 | 10.5 |  |  |  |  | R-410A | 2.9333 | Residential & Commercial | USHP | Ducted CEE Tier 1
213753824 | Central HP <5.4 tons | CARRIER | HRCU-A-CB (Split System: Heat Pump with Remote Outdoor Unit-Air-Source) | 38MURAQ36AB3* | ASPEN |  | D(A,C,E)36B34+TDR | 59SP6A060V17**14 | 33400 | 15.4 | 8.1 | 38500 | 31400 | 81.56% | 2.71 | 0 | 9.3 |  |  |  |  | R-410A | 2.7833 | Residential & Commercial | USHP
213752302 | Central HP <5.4 tons | CARRIER | HRCU-A-CB (Split System: Heat Pump with Remote Outdoor Unit-Air-Source) | 38MURAQ24AA3* | ASPEN |  | D(A,C,E)30B34+TDR | 58TP*B070V17**16 | 23400 | 16 | 8.1 | 25200 | 22400 | 88.89% | 2.9 | 0 | 9.5 |  |  |  |  | R-410A | 1.95 | Residential & Commercial | USHP
213752354 | Central HP <5.4 tons | CARRIER | HRCU-A-CB (Split System: Heat Pump with Remote Outdoor Unit-Air-Source) | 38MURAQ24AA3* | ASPEN |  | D(A,C,E)30B34+TDR | 59SC2E040M17**12 | 23200 | 15.2 | 8.1 | 24800 | 22600 | 91.13% | 2.84 | 0 | 9 |  |  |  |  | R-410A | 1.9333 | Residential & Commercial | USHP
213752897 | Central HP <5.4 tons | CARRIER | HRCU-A-CB (Split System: Heat Pump with Remote Outdoor Unit-Air-Source) | 38MURAQ24AB3* | ASPEN |  | D(A,C,E)30B34+TDR | 59SC6A080M21**20 | 22400 | 17.2 | 8.4 | 25200 | 20000 | 79.37% | 2.96 | 0 | 9 |  |  |  |  | R-410A | 1.8667 | Residential & Commercial | USHP
213752581 | Central HP <5.4 tons | CARRIER | HRCU-A-CB (Split System: Heat Pump with Remote Outdoor Unit-Air-Source) | 38MURAQ24AA3* | ASPEN |  | D(A,C,E)30B34+TDR | 59TP6C060V14**12 | 23200 | 16 | 8.1 | 24800 | 22400 | 90.32% | 2.87 | 0 | 9.5 |  |  |  |  | R-410A | 1.9333 | Residential & Commercial | USHP
213752586 | Central HP <5.4 tons | CARRIER | HRCU-A-CB (Split System: Heat Pump with Remote Outdoor Unit-Air-Source) | 38MURAQ24AA3* | ASPEN |  | D(A,C,E)36B34+TDR | 59TP6C060V14**12 | 23400 | 16 | 8.1 | 24800 | 22400 | 90.32% | 2.87 | 0 | 9.5 |  |  |  |  | R-410A | 1.95 | Residential & Commercial | USHP
216951604 | Central HP <5.4 tons | TRANE | HRCU-A-CB (Split System: Heat Pump with Remote Outdoor Unit-Air-Source) | 5TWX5036A1 | ASPEN |  | DH36T4J | S8X2B080M4PTC | 31800 | 16 | 8.1 | 28600 | 20800 | 72.73% | 2.94 | 0 | 12 |  |  |  |  | R-454B | 2.65 | Residential & Commercial | USHP | Ducted CEE Tier 1
216951981 | Central HP <5.4 tons | TRANE | HRCU-A-CB (Split System: Heat Pump with Remote Outdoor Unit-Air-Source) | 5TWX5036A1 | ASPEN |  | DH36T4J | S9V2B040U3PSB | 31600 | 16 | 8.1 | 28600 | 20200 | 70.63% | 2.91 | 0 | 11.7 |  |  |  |  | R-454B | 2.6333 | Residential & Commercial | USHP | Ducted CEE Tier 1
211627896 | Central HP <5.4 tons | YORK | HRCU-A-CB (Split System: Heat Pump with Remote Outdoor Unit-Air-Source) | HMH72B341 | ASPEN |  | CM36B36+TDR | TM9E060B12MP12 | 32200 | 17.5 | 8.1 | 25800 | 32200 | 124.8% | 2.8 | 0 | 9.4 |  |  |  |  | R-410A | 2.6833 | Residential & Commercial | USHP
211627998 | Central HP <5.4 tons | YORK | HRCU-A-CB (Split System: Heat Pump with Remote Outdoor Unit-Air-Source) | HMH72B341 | ASPEN |  | CM36A36+TDR | TM9V080C16MP12 | 31400 | 17.4 | 8.2 | 25200 | 31800 | 126.2% | 2.78 | 0 | 9.8 |  |  |  |  | R-410A | 2.6167 | Residential & Commercial | USHP
211628000 | Central HP <5.4 tons | YORK | HRCU-A-CB (Split System: Heat Pump with Remote Outdoor Unit-Air-Source) | HMH72B341 | ASPEN |  | CM36B36+TDR | TM9V080C16MP12 | 32200 | 17.5 | 8.5 | 25400 | 31600 | 124.4% | 2.85 | 0 | 9.9 |  |  |  |  | R-410A | 2.6833 | Residential & Commercial | USHP
211628039 | Central HP <5.4 tons | YORK | HRCU-A-CB (Split System: Heat Pump with Remote Outdoor Unit-Air-Source) | HMH72B341 | ASPEN |  | CM36B36+TDR | TM9V120D20MP12 | 31600 | 17 | 8.5 | 25400 | 31600 | 124.4% | 2.94 | 0 | 9.3 |  |  |  |  | R-410A | 2.6333 | Residential & Commercial | USHP
211628130 | Central HP <5.4 tons | YORK | HRCU-A-CB (Split System: Heat Pump with Remote Outdoor Unit-Air-Source) | HMH72B341 | ASPEN |  | CM36B36+TDR | TMLE040A12MP11 | 32000 | 18 | 8.1 | 25200 | 31400 | 124.6% | 2.83 | 0 | 9.9 |  |  |  |  | R-410A | 2.6667 | Residential & Commercial | USHP
213752920 | Central HP <5.4 tons | CARRIER | HRCU-A-CB (Split System: Heat Pump with Remote Outdoor Unit-Air-Source) | 38MURAQ24AB3* | ASPEN |  | D(A,C,E)30C44+TDR | 59SP6A040V17**12 | 23200 | 16 | 8.5 | 25800 | 20200 | 78.29% | 2.83 | 0 | 9.5 |  |  |  |  | R-410A | 1.9333 | Residential & Commercial | USHP
213752945 | Central HP <5.4 tons | CARRIER | HRCU-A-CB (Split System: Heat Pump with Remote Outdoor Unit-Air-Source) | 38MURAQ24AB3* | ASPEN |  | D(A,C,E)36B34+TDR | 59SP6A060V17**14 | 23400 | 16.5 | 8.5 | 25800 | 20000 | 77.52% | 2.85 | 0 | 10 |  |  |  |  | R-410A | 1.95 | Residential & Commercial | USHP | Ducted CEE Tier 1
213752990 | Central HP <5.4 tons | CARRIER | HRCU-A-CB (Split System: Heat Pump with Remote Outdoor Unit-Air-Source) | 38MURAQ24AB3* | ASPEN |  | D(A,C,E)24B44+TDR | 59TP6C040V17**12 | 23000 | 16.5 | 8.5 | 26200 | 20200 | 77.1% | 2.84 | 0 | 10 |  |  |  |  | R-410A | 1.9167 | Residential & Commercial | USHP | Ducted CEE Tier 1
213367784 | Central HP <5.4 tons | YORK | HRCU-A-CB (Split System: Heat Pump with Remote Outdoor Unit-Air-Source) | HMH72B341 | ASPEN |  | C(A,C,D,E)48C24+TDR | YPLC080C16MP13 | 30600 | 17.2 | 8.5 | 33800 | 27400 | 81.07% | 2.67 | 0 | 9.6 |  |  |  |  | R-410A | 2.55 | Residential & Commercial | USHP
213753006 | Central HP <5.4 tons | CARRIER | HRCU-A-CB (Split System: Heat Pump with Remote Outdoor Unit-Air-Source) | 38MURAQ24AB3* | ASPEN |  | D(A,C,E)30C44+TDR | 59TP6C060V14**12 | 23600 | 17 | 8.5 | 26200 | 20200 | 77.1% | 2.89 | 0 | 10 |  |  |  |  | R-410A | 1.9667 | Residential & Commercial | USHP | Ducted CEE Tier 1
213205429 | Central HP <5.4 tons | TEMPSTAR | HRCU-A-CB (Split System: Heat Pump with Remote Outdoor Unit-Air-Source) | DLCURAH30ABK | ASPEN |  | D(A,C,E)30D44+TDR | *96VTN0802120A* | 29600 | 15.2 | 8.1 | 33600 | 23800 | 70.83% | 2.67 | 0 | 9 |  |  |  |  | R-410A | 2.4667 | Residential & Commercial | USHP
211628314 | Central HP <5.4 tons | YORK | HRCU-A-CB (Split System: Heat Pump with Remote Outdoor Unit-Air-Source) | HMH72B341 | ASPEN |  | D(A,C,E)36A36+TDR | TP9C100C20MP13 | 31600 | 17.5 | 8.1 | 34000 | 28000 | 82.35% | 2.53 | 0 | 9.3 |  |  |  |  | R-410A | 2.6333 | Residential & Commercial | USHP
211628325 | Central HP <5.4 tons | YORK | HRCU-A-CB (Split System: Heat Pump with Remote Outdoor Unit-Air-Source) | HMH72B341 | ASPEN |  | CM36B36+TDR | TP9C120D20MP13 | 31600 | 17 | 8.1 | 25400 | 31600 | 124.4% | 2.94 | 0 | 9.3 |  |  |  |  | R-410A | 2.6333 | Residential & Commercial | USHP
211628407 | Central HP <5.4 tons | YORK | HRCU-A-CB (Split System: Heat Pump with Remote Outdoor Unit-Air-Source) | HMH72B341 | ASPEN |  | D(A,C,E)36D36+TDR | TPLC120C20MP13 | 32200 | 16.5 | 8.1 | 32400 | 27800 | 85.8% | 2.49 | 0 | 9 |  |  |  |  | R-410A | 2.6833 | Residential & Commercial | USHP
211628459 | Central HP <5.4 tons | YORK | HRCU-A-CB (Split System: Heat Pump with Remote Outdoor Unit-Air-Source) | HMH72B341 | ASPEN |  | D(A,C,E)36D36+TDR | YP9C100C16MP13 | 32800 | 17.5 | 8.1 | 34000 | 27400 | 80.59% | 2.54 | 0 | 10 |  |  |  |  | R-410A | 2.7333 | Residential & Commercial | USHP | Ducted CEE Tier 1
211628468 | Central HP <5.4 tons | YORK | HRCU-A-CB (Split System: Heat Pump with Remote Outdoor Unit-Air-Source) | HMH72B341 | ASPEN |  | CM36B36+TDR | YP9C100C20MP13 | 32000 | 17.5 | 8.1 | 26000 | 32400 | 124.6% | 2.88 | 0 | 9.4 |  |  |  |  | R-410A | 2.6667 | Residential & Commercial | USHP
213205436 | Central HP <5.4 tons | TEMPSTAR | HRCU-A-CB (Split System: Heat Pump with Remote Outdoor Unit-Air-Source) | DLCURAH30ABK | ASPEN |  | D(A,C,E)42B34+TDR | *96VTN0802120A* | 29600 | 15.2 | 8.1 | 33600 | 23800 | 70.83% | 2.67 | 0 | 9 |  |  |  |  | R-410A | 2.4667 | Residential & Commercial | USHP
215936309 | Central HP <5.4 tons | COMFORTMAKER | HRCU-A-CB (Split System: Heat Pump with Remote Outdoor Unit-Air-Source) | C5H3V36*K*AAA* |  |  | EVD5X48M24A*+WALLCON | *80CTL0702120B* | 35000 | 21.5 | 8.5 | 38500 | 28400 | 73.77% | 2.04 | 0 | 12 |  |  |  |  | R-454B | 2.9167 | Residential & Commercial | USHP | Ducted CEE Tier 1
215936359 | Central HP <5.4 tons | COMFORTMAKER | HRCU-A-CB (Split System: Heat Pump with Remote Outdoor Unit-Air-Source) | C5H3V36*K*AAA* |  |  | EVD5X48M24A*+WALLCON | *95CSU1002122B* | 35200 | 21.5 | 8.5 | 38000 | 28200 | 74.21% | 2.04 | 0 | 12 |  |  |  |  | R-454B | 2.9333 | Residential & Commercial | USHP | Ducted CEE Tier 1
215936609 | Central HP <5.4 tons | COMFORTMAKER | HRCU-A-CB (Split System: Heat Pump with Remote Outdoor Unit-Air-Source) | C5H3V36*K*AAA* |  |  | EVD5X60M21A*+WALLCON | *80CTL0702120B* | 35600 | 21.5 | 8.5 | 38000 | 28600 | 75.26% | 2.04 | 0 | 12 |  |  |  |  | R-454B | 2.9667 | Residential & Commercial | USHP | Ducted CEE Tier 1
215936729 | Central HP <5.4 tons | COMFORTMAKER | HRCU-A-CB (Split System: Heat Pump with Remote Outdoor Unit-Air-Source) | C5H3V36*K*AAA* |  |  | EVD5X60M21A*+WALLCON | *96CTN1002122B* | 35600 | 22 | 8.5 | 38000 | 28600 | 75.26% | 2.02 | 0 | 12.5 |  |  |  |  | R-454B | 2.9667 | Residential & Commercial | USHP | Ducted CEE Tier 1
215292632 | Central HP <5.4 tons | AIRQUEST | HRCU-A-CB (Split System: Heat Pump with Remote Outdoor Unit-Air-Source) | DLCURAH24ABK | ADP |  | H,GG31924 | *96VTN0401712A* | 22400 | 15.2 | 8.5 | 24200 | 23200 | 95.87% | 1.94 | 0 | 9.5 |  |  |  |  | R-410A | 1.8667 | Residential & Commercial | USHP
215292634 | Central HP <5.4 tons | AIRQUEST | HRCU-A-CB (Split System: Heat Pump with Remote Outdoor Unit-Air-Source) | DLCURAH24ABK | ADP |  | H,GE31924 | *96VTN0401712A* | 22400 | 15.2 | 8.5 | 24200 | 23200 | 95.87% | 1.94 | 0 | 9.5 |  |  |  |  | R-410A | 1.8667 | Residential & Commercial | USHP
215031295 | Central HP <5.4 tons | DAIKIN | HRCU-A-CB (Split System: Heat Pump with Remote Outdoor Unit-Air-Source) | DZ9VCA3610A* | ASPEN |  | CH48B34+TDR | D*97MC0804CNA* | 31200 | 19 | 8.1 | 33600 | 24400 | 72.62% | 1.8 | 0 | 11.9 |  |  |  |  | R-410A | 2.6 | Residential & Commercial | USHP | Ducted CEE Tier 1
215291892 | Central HP <5.4 tons | AIRQUEST | HRCU-A-CB (Split System: Heat Pump with Remote Outdoor Unit-Air-Source) | DLCURAH24ABK | ADP |  | HE7J936 | *92MSN0401712A* | 23000 | 16 | 8.5 | 24800 | 23600 | 95.16% | 1.96 | 0 | 9.5 |  |  |  |  | R-410A | 1.9167 | Residential & Commercial | USHP
214242876 | Central HP <5.4 tons | BRYANT HEATING AND COOLING SYSTEMS | HRCU-A-CB (Split System: Heat Pump with Remote Outdoor Unit-Air-Source) | 288BNV025*0**B* |  |  | CNPV*4217AL*+UI | 88*TB48070C17*** | 24000 | 16.5 | 8.1 | 21400 | 16700 | 78.04% | 1.98 | 0 | 11 |  |  |  |  | R-410A | 2 | Residential & Commercial | USHP | Ducted CEE Tier 1
215291895 | Central HP <5.4 tons | AIRQUEST | HRCU-A-CB (Split System: Heat Pump with Remote Outdoor Unit-Air-Source) | DLCURAH24ABK | ADP |  | HE8J936 | *92MSN0401712A* | 23400 | 16 | 8.5 | 24800 | 23600 | 95.16% | 1.96 | 0 | 10 |  |  |  |  | R-410A | 1.95 | Residential & Commercial | USHP | Ducted CEE Tier 1
215291909 | Central HP <5.4 tons | AIRQUEST | HRCU-A-CB (Split System: Heat Pump with Remote Outdoor Unit-Air-Source) | DLCURAH24ABK | ADP |  | H,GG31924 | *92MSN0601412A* | 22800 | 16 | 8.5 | 24800 | 23400 | 94.35% | 1.98 | 0 | 10 |  |  |  |  | R-410A | 1.9 | Residential & Commercial | USHP | Ducted CEE Tier 1
215291910 | Central HP <5.4 tons | AIRQUEST | HRCU-A-CB (Split System: Heat Pump with Remote Outdoor Unit-Air-Source) | DLCURAH24ABK | ADP |  | H,GG31930 | *92MSN0601412A* | 22800 | 16 | 8.5 | 24800 | 23400 | 94.35% | 1.98 | 0 | 10 |  |  |  |  | R-410A | 1.9 | Residential & Commercial | USHP | Ducted CEE Tier 1
215291975 | Central HP <5.4 tons | AIRQUEST | HRCU-A-CB (Split System: Heat Pump with Remote Outdoor Unit-Air-Source) | DLCURAH24ABK | ADP |  | H,GG33936 | *92MSN0601714A* | 23400 | 17 | 8.5 | 25200 | 26000 | 103.2% | 2.24 | 0 | 10 |  |  |  |  | R-410A | 1.95 | Residential & Commercial | USHP | Ducted CEE Tier 1
215292026 | Central HP <5.4 tons | AIRQUEST | HRCU-A-CB (Split System: Heat Pump with Remote Outdoor Unit-Air-Source) | DLCURAH24ABK | ADP |  | HE32936 | *92MSN0801716A* | 23200 | 17 | 9 | 25200 | 26400 | 104.8% | 2.3 | 0 | 10 |  |  |  |  | R-410A | 1.9333 | Residential & Commercial | USHP | Ducted CEE Tier 1
215292059 | Central HP <5.4 tons | AIRQUEST | HRCU-A-CB (Split System: Heat Pump with Remote Outdoor Unit-Air-Source) | DLCURAH24ABK | ADP |  | H,GG81936 | *92MSN0801716A* | 23600 | 17 | 8.5 | 24600 | 24200 | 98.37% | 2.04 | 0 | 10.5 |  |  |  |  | R-410A | 1.9667 | Residential & Commercial | USHP | Ducted CEE Tier 1
215292079 | Central HP <5.4 tons | AIRQUEST | HRCU-A-CB (Split System: Heat Pump with Remote Outdoor Unit-Air-Source) | DLCURAH24ABK | ADP |  | H,GG33936 | *92MSN0802120A* | 23000 | 17 | 8.5 | 24600 | 24400 | 99.19% | 2.08 | 0 | 10 |  |  |  |  | R-410A | 1.9167 | Residential & Commercial | USHP | Ducted CEE Tier 1
215292093 | Central HP <5.4 tons | AIRQUEST | HRCU-A-CB (Split System: Heat Pump with Remote Outdoor Unit-Air-Source) | DLCURAH24ABK | ADP |  | H,GG30924 | *92MSN0802120A* | 22200 | 17 | 8.5 | 24400 | 23600 | 96.72% | 2.02 | 0 | 9.5 |  |  |  |  | R-410A | 1.85 | Residential & Commercial | USHP
215292129 | Central HP <5.4 tons | AIRQUEST | HRCU-A-CB (Split System: Heat Pump with Remote Outdoor Unit-Air-Source) | DLCURAH24ABK | ADP |  | H,GE32936 | *92MSN1002120A* | 23000 | 17 | 8.5 | 24800 | 23800 | 95.97% | 2.02 | 0 | 10 |  |  |  |  | R-410A | 1.9167 | Residential & Commercial | USHP | Ducted CEE Tier 1
215292162 | Central HP <5.4 tons | AIRQUEST | HRCU-A-CB (Split System: Heat Pump with Remote Outdoor Unit-Air-Source) | DLCURAH24ABK | ADP |  | HG80936 | *92MSN1002120A* | 23600 | 17 | 8.5 | 24800 | 23800 | 95.97% | 2.02 | 0 | 10.5 |  |  |  |  | R-410A | 1.9667 | Residential & Commercial | USHP | Ducted CEE Tier 1
215292212 | Central HP <5.4 tons | AIRQUEST | HRCU-A-CB (Split System: Heat Pump with Remote Outdoor Unit-Air-Source) | DLCURAH24ABK | ADP |  | H,GE1K936 | *96MSN0261410A* | 23400 | 16 | 8.5 | 25400 | 25800 | 101.6% | 2.2 | 0 | 10 |  |  |  |  | R-410A | 1.95 | Residential & Commercial | USHP | Ducted CEE Tier 1
215292260 | Central HP <5.4 tons | AIRQUEST | HRCU-A-CB (Split System: Heat Pump with Remote Outdoor Unit-Air-Source) | DLCURAH24ABK | ADP |  | H,GG9J936 | *96MSN0401410A* | 23600 | 16 | 8.5 | 24600 | 23600 | 95.93% | 1.98 | 0 | 10 |  |  |  |  | R-410A | 1.9667 | Residential & Commercial | USHP | Ducted CEE Tier 1
215292263 | Central HP <5.4 tons | AIRQUEST | HRCU-A-CB (Split System: Heat Pump with Remote Outdoor Unit-Air-Source) | DLCURAH24ABK | ADP |  | H,GG1K936 | *96MSN0401410A* | 23600 | 16 | 8.5 | 24600 | 23600 | 95.93% | 1.98 | 0 | 10 |  |  |  |  | R-410A | 1.9667 | Residential & Commercial | USHP | Ducted CEE Tier 1
215292311 | Central HP <5.4 tons | AIRQUEST | HRCU-A-CB (Split System: Heat Pump with Remote Outdoor Unit-Air-Source) | DLCURAH24ABK | ADP |  | HE8J936 | *96MSN0401712A* | 23200 | 16 | 8.5 | 24600 | 23800 | 96.75% | 2 | 0 | 9.5 |  |  |  |  | R-410A | 1.9333 | Residential & Commercial | USHP
215292312 | Central HP <5.4 tons | AIRQUEST | HRCU-A-CB (Split System: Heat Pump with Remote Outdoor Unit-Air-Source) | DLCURAH24ABK | ADP |  | H,GG9J936 | *96MSN0401712A* | 23400 | 16 | 8.5 | 24600 | 24000 | 97.56% | 2 | 0 | 9.5 |  |  |  |  | R-410A | 1.95 | Residential & Commercial | USHP
215292327 | Central HP <5.4 tons | AIRQUEST | HRCU-A-CB (Split System: Heat Pump with Remote Outdoor Unit-Air-Source) | DLCURAH24ABK | ADP |  | HG31930 | *96MSN0601412A* | 23000 | 16 | 8.5 | 25400 | 26000 | 102.4% | 2.22 | 0 | 9.5 |  |  |  |  | R-410A | 1.9167 | Residential & Commercial | USHP
215565301 | Central HP <5.4 tons | COLEMAN | HRCU-A-CB (Split System: Heat Pump with Remote Outdoor Unit-Air-Source) | HH824E2S11 | ASPEN |  | D(A,C,E)37E2J+TDR | TM8V080B12MP12 | 22400 | 17 | 9 | 23000 | 17700 | 76.96% | 2 | 0 | 12 |  |  |  |  | R-454B | 1.8667 | Residential & Commercial | USHP | Ducted CEE Tier 1
215565318 | Central HP <5.4 tons | COLEMAN | HRCU-A-CB (Split System: Heat Pump with Remote Outdoor Unit-Air-Source) | HH824E2S11 | ASPEN |  | D(A,C,E)37E2J+TDR | Z8ES080B12SMPS1 | 22200 | 18 | 9 | 22800 | 18500 | 81.14% | 2 | 0 | 12 |  |  |  |  | R-454B | 1.85 | Residential & Commercial | USHP | Ducted CEE Tier 1
214094131 | Central HP <5.4 tons | BOSCH | HRCU-A-CB (Split System: Heat Pump with Remote Outdoor Unit-Air-Source) | BOVB-36HDN1-M20G | ASPEN |  | DM42B34+TDR | BGH96M080B3B | 30400 | 18.3 | 8.7 | 34000 | 27400 | 80.59% | 2.42 | 0 | 10.9 |  |  |  |  | R-410A | 2.5333 | Residential & Commercial | USHP | Ducted CEE Tier 1
214243126 | Central HP <5.4 tons | BRYANT HEATING AND COOLING SYSTEMS | HRCU-A-CB (Split System: Heat Pump with Remote Outdoor Unit-Air-Source) | 288BNV025*0**B* |  |  | CNPV*4821AL*+UI | 935CB48060C17*** | 24000 | 16.5 | 8.1 | 21400 | 16600 | 77.57% | 2 | 0 | 11 |  |  |  |  | R-410A | 2 | Residential & Commercial | USHP | Ducted CEE Tier 1
214243246 | Central HP <5.4 tons | BRYANT HEATING AND COOLING SYSTEMS | HRCU-A-CB (Split System: Heat Pump with Remote Outdoor Unit-Air-Source) | 288BNV025*0**B* |  |  | CNPV*4824AL*+UI | 986TD66100C21*** | 24200 | 17 | 8.1 | 21200 | 16600 | 78.3% | 2.02 | 0 | 11.5 |  |  |  |  | R-410A | 2.0167 | Residential & Commercial | USHP | Ducted CEE Tier 1
214242726 | Central HP <5.4 tons | BRYANT HEATING AND COOLING SYSTEMS | HRCU-A-CB (Split System: Heat Pump with Remote Outdoor Unit-Air-Source) | 288BNV025*0**B* |  |  | CNPV*3617AL*+UI | 986TD42080C17*** | 23400 | 16.5 | 8.1 | 21600 | 16700 | 77.31% | 1.92 | 0 | 11 |  |  |  |  | R-410A | 1.95 | Residential & Commercial | USHP | Ducted CEE Tier 1
214243046 | Central HP <5.4 tons | BRYANT HEATING AND COOLING SYSTEMS | HRCU-A-CB (Split System: Heat Pump with Remote Outdoor Unit-Air-Source) | 288BNV025*0**B* |  |  | CNPV*4221AL*+UI | 986TD42060C17*** | 23600 | 16 | 8.1 | 21600 | 16700 | 77.31% | 1.94 | 0 | 11 |  |  |  |  | R-410A | 1.9667 | Residential & Commercial | USHP | Ducted CEE Tier 1
212985273 | Central HP <5.4 tons | TEMPSTAR | HRCU-A-CB (Split System: Heat Pump with Remote Outdoor Unit-Air-Source) | DLCURAH30ABK |  |  | EA*4X37L21A* | *92MSN1002120A* | 30600 | 15.2 | 8.5 | 33400 | 26400 | 79.04% | 1.86 | 0 | 9 |  |  |  |  | R-410A | 2.55 | Residential & Commercial | USHP
212985621 | Central HP <5.4 tons | TEMPSTAR | HRCU-A-CB (Split System: Heat Pump with Remote Outdoor Unit-Air-Source) | DLCURAH30ABK |  |  | EA*4X42L24A* | *92MSN1202420A* | 30000 | 15.2 | 8.1 | 34200 | 27600 | 80.7% | 1.8 | 0 | 9 |  |  |  |  | R-410A | 2.5 | Residential & Commercial | USHP
215031197 | Central HP <5.4 tons | DAIKIN | HRCU-A-CB (Split System: Heat Pump with Remote Outdoor Unit-Air-Source) | DZ9VCA3610A* | ASPEN |  | CH48B34+TDR | D*80VC0805C*A* | 31600 | 19 | 8.1 | 34000 | 24400 | 71.76% | 1.8 | 0 | 11.9 |  |  |  |  | R-410A | 2.6333 | Residential & Commercial | USHP | Ducted CEE Tier 1
215934583 | Central HP <5.4 tons | TEMPSTAR | HRCU-A-CB (Split System: Heat Pump with Remote Outdoor Unit-Air-Source) | T5H3V48*K*AAA* |  |  | ESH5X60M12A*+WALLCON | *95CSU0601716B* | 44000 | 19.5 | 9 | 49000 | 36400 | 74.29% | 1.84 | 0 | 11 |  |  |  |  | R-454B | 3.6667 | Residential & Commercial | USHP | Ducted CEE Tier 1
215292361 | Central HP <5.4 tons | AIRQUEST | HRCU-A-CB (Split System: Heat Pump with Remote Outdoor Unit-Air-Source) | DLCURAH24ABK | ADP |  | HG8J936 | *96MSN0601412A* | 23400 | 16 | 8.5 | 24600 | 23800 | 96.75% | 2 | 0 | 10 |  |  |  |  | R-410A | 1.95 | Residential & Commercial | USHP | Ducted CEE Tier 1
215292363 | Central HP <5.4 tons | AIRQUEST | HRCU-A-CB (Split System: Heat Pump with Remote Outdoor Unit-Air-Source) | DLCURAH24ABK | ADP |  | HE8J936 | *96MSN0601412A* | 23400 | 16 | 8.5 | 24600 | 23400 | 95.12% | 1.98 | 0 | 10 |  |  |  |  | R-410A | 1.95 | Residential & Commercial | USHP | Ducted CEE Tier 1
215292380 | Central HP <5.4 tons | AIRQUEST | HRCU-A-CB (Split System: Heat Pump with Remote Outdoor Unit-Air-Source) | DLCURAH24ABK | ADP |  | H,GE31924 | *96MSN0601716A* | 23200 | 16 | 9.5 | 25000 | 24400 | 97.6% | 2.04 | 0 | 9.5 |  |  |  |  | R-410A | 1.9333 | Residential & Commercial | USHP
215292393 | Central HP <5.4 tons | AIRQUEST | HRCU-A-CB (Split System: Heat Pump with Remote Outdoor Unit-Air-Source) | DLCURAH24ABK | ADP |  | H,GE33936 | *96MSN0601716A* | 23200 | 17 | 9 | 24200 | 23200 | 95.87% | 1.96 | 0 | 9.5 |  |  |  |  | R-410A | 1.9333 | Residential & Commercial | USHP
215292394 | Central HP <5.4 tons | AIRQUEST | HRCU-A-CB (Split System: Heat Pump with Remote Outdoor Unit-Air-Source) | DLCURAH24ABK | ADP |  | HE33936 | *96MSN0601716A* | 23200 | 17 | 9 | 24200 | 23200 | 95.87% | 1.96 | 0 | 9.5 |  |  |  |  | R-410A | 1.9333 | Residential & Commercial | USHP
215292446 | Central HP <5.4 tons | AIRQUEST | HRCU-A-CB (Split System: Heat Pump with Remote Outdoor Unit-Air-Source) | DLCURAH24ABK | ADP |  | HE33936 | *96MSN0801716A* | 23400 | 17 | 8.5 | 24800 | 23600 | 95.16% | 2 | 0 | 10 |  |  |  |  | R-410A | 1.95 | Residential & Commercial | USHP | Ducted CEE Tier 1
214784851 | Central HP <5.4 tons | COMFORTMAKER | HRCU-A-C (Split System: Heat Pump with Remote Outdoor Unit with No Indoor Fan --Air Source) | DLCURAH24ABK | ADP |  | H,GG31930+TD | 0 | 24000 | 16 | 9.2 | 23400 | 19600 | 83.76% | 1.9 | 0 | 10.5 |  |  |  |  | R-410A | 2 | Residential & Commercial | USHP | Ducted CEE Tier 1
215292460 | Central HP <5.4 tons | AIRQUEST | HRCU-A-CB (Split System: Heat Pump with Remote Outdoor Unit-Air-Source) | DLCURAH24ABK | ADP |  | HG7J924 | *96MSN0801716A* | 23400 | 17 | 8.5 | 24800 | 23600 | 95.16% | 2 | 0 | 10 |  |  |  |  | R-410A | 1.95 | Residential & Commercial | USHP | Ducted CEE Tier 1
215292461 | Central HP <5.4 tons | AIRQUEST | HRCU-A-CB (Split System: Heat Pump with Remote Outdoor Unit-Air-Source) | DLCURAH24ABK | ADP |  | HG7J936 | *96MSN0801716A* | 23400 | 17 | 8.5 | 24800 | 23600 | 95.16% | 2 | 0 | 10 |  |  |  |  | R-410A | 1.95 | Residential & Commercial | USHP | Ducted CEE Tier 1
215292479 | Central HP <5.4 tons | AIRQUEST | HRCU-A-CB (Split System: Heat Pump with Remote Outdoor Unit-Air-Source) | DLCURAH24ABK | ADP |  | H,GG24936 | *96MSN0802120A* | 23000 | 17 | 8.5 | 24800 | 23800 | 95.97% | 2.02 | 0 | 10 |  |  |  |  | R-410A | 1.9167 | Residential & Commercial | USHP | Ducted CEE Tier 1
215292493 | Central HP <5.4 tons | AIRQUEST | HRCU-A-CB (Split System: Heat Pump with Remote Outdoor Unit-Air-Source) | DLCURAH24ABK | ADP |  | H,GE32936 | *96MSN0802120A* | 23000 | 17 | 8.5 | 24800 | 23800 | 95.97% | 2.02 | 0 | 10 |  |  |  |  | R-410A | 1.9167 | Residential & Commercial | USHP | Ducted CEE Tier 1
211628100 | Central HP <5.4 tons | YORK | HRCU-A-CB (Split System: Heat Pump with Remote Outdoor Unit-Air-Source) | HMH72B341 | ASPEN |  | C(A,C,D,E)48A36+TDR | TM9Y100C20MP11 | 32200 | 15.5 | 8.1 | 34000 | 27400 | 80.59% | 2.45 | 0 | 9.4 |  |  |  |  | R-410A | 2.6833 | Residential & Commercial | USHP
214091968 | Central HP <5.4 tons | YORK | HRCU-A-CB (Split System: Heat Pump with Remote Outdoor Unit-Air-Source) | HMH72B341 | ASPEN |  | D(A,C,E)42A44+TDR | TM8E080C16MP11 | 33000 | 18 | 8.3 | 33000 | 29000 | 87.88% | 2.72 | 0 | 10 |  |  |  |  | R-410A | 2.75 | Residential & Commercial | USHP | Ducted CEE Tier 1
214091986 | Central HP <5.4 tons | YORK | HRCU-A-CB (Split System: Heat Pump with Remote Outdoor Unit-Air-Source) | HMH72B341 | ASPEN |  | D(A,C,E)42A44+TDR | TM8V080C16MP12 | 32400 | 17.5 | 8.5 | 33800 | 27400 | 81.07% | 2.66 | 0 | 10 |  |  |  |  | R-410A | 2.7 | Residential & Commercial | USHP | Ducted CEE Tier 1
214091991 | Central HP <5.4 tons | YORK | HRCU-A-CB (Split System: Heat Pump with Remote Outdoor Unit-Air-Source) | HMH72B341 | ASPEN |  | D(A,C,E)36A34+TDR | TM8V100C20MP12 | 31000 | 16.3 | 8.5 | 32200 | 27600 | 85.71% | 2.7 | 0 | 8.8 |  |  |  |  | R-410A | 2.5833 | Residential & Commercial | USHP
214092027 | Central HP <5.4 tons | YORK | HRCU-A-CB (Split System: Heat Pump with Remote Outdoor Unit-Air-Source) | HMH72B341 | ASPEN |  | D(A,C,E)42A44+TDR | TM9E080C16MP12 | 33000 | 18 | 8.1 | 33000 | 29200 | 88.48% | 2.71 | 0 | 10 |  |  |  |  | R-410A | 2.75 | Residential & Commercial | USHP | Ducted CEE Tier 1
216682584 | Central HP <5.4 tons | TEMPSTAR | HRCU-A-CB (Split System: Heat Pump with Remote Outdoor Unit-Air-Source) | DLCURAH36ABK |  |  | EA*4X43L21A* | *97VTN1002122A* | 36600 | 16.5 | 9 | 38500 | 34400 | 89.35% | 1.96 | 0 | 10 |  |  |  |  | R-410A | 3.05 | Residential & Commercial | USHP | Ducted CEE Tier 1
216682634 | Central HP <5.4 tons | TEMPSTAR | HRCU-A-CB (Split System: Heat Pump with Remote Outdoor Unit-Air-Source) | DLCURAH36ABK |  |  | EHD4X48AAL | *97VTN1002122A* | 36000 | 16 | 8.5 | 38000 | 34400 | 90.53% | 1.82 | 0 | 10 |  |  |  |  | R-410A | 3 | Residential & Commercial | USHP | Ducted CEE Tier 1
213752947 | Central HP <5.4 tons | CARRIER | HRCU-A-CB (Split System: Heat Pump with Remote Outdoor Unit-Air-Source) | 38MURAQ24AB3* | ASPEN |  | D(A,C,E)24B44+TDR | 59SP6A080V17**16 | 22800 | 16.8 | 8.4 | 25600 | 19900 | 77.73% | 2.96 | 0 | 10.2 |  |  |  |  | R-410A | 1.9 | Residential & Commercial | USHP | Ducted CEE Tier 1
215289575 | Central HP <5.4 tons | AIRQUEST | HRCU-A-CB (Split System: Heat Pump with Remote Outdoor Unit-Air-Source) | DLCURAH18ABK | ADP |  | H,GG33936 | *92MSN0401712A* | 17100 | 15.2 | 8.5 | 16700 | 19000 | 113.8% | 2.32 | 0 | 10 |  |  |  |  | R-410A | 1.425 | Residential & Commercial | USHP | Ducted CEE Tier 1
215289600 | Central HP <5.4 tons | AIRQUEST | HRCU-A-CB (Split System: Heat Pump with Remote Outdoor Unit-Air-Source) | DLCURAH18ABK | ADP |  | H,GG80936 | *92MSN0401712A* | 17200 | 15.2 | 8.1 | 16700 | 18900 | 113.2% | 2.3 | 0 | 10.5 |  |  |  |  | R-410A | 1.4333 | Residential & Commercial | USHP | Ducted CEE Tier 1
215289609 | Central HP <5.4 tons | AIRQUEST | HRCU-A-CB (Split System: Heat Pump with Remote Outdoor Unit-Air-Source) | DLCURAH18ABK | ADP |  | H,GE31924 | *92MSN0601412A* | 17100 | 16 | 8.5 | 16900 | 19000 | 112.4% | 2.34 | 0 | 10 |  |  |  |  | R-410A | 1.425 | Residential & Commercial | USHP | Ducted CEE Tier 1
215289623 | Central HP <5.4 tons | AIRQUEST | HRCU-A-CB (Split System: Heat Pump with Remote Outdoor Unit-Air-Source) | DLCURAH18ABK | ADP |  | HE33936 | *92MSN0601412A* | 17400 | 16 | 8.5 | 16900 | 18800 | 111.2% | 2.3 | 0 | 11 |  |  |  |  | R-410A | 1.45 | Residential & Commercial | USHP | Ducted CEE Tier 1
213296089 | Central HP <5.4 tons | YORK | HRCU-A-CB (Split System: Heat Pump with Remote Outdoor Unit-Air-Source) | HMH72B341 | ASPEN |  | D(A,C,E)36A3G+TXV+TDR | YPLC120C20MP13 | 31000 | 16.3 | 8.1 | 32200 | 27600 | 85.71% | 2.44 | 0 | 8.8 |  |  |  |  | R-410A | 2.5833 | Residential & Commercial | USHP
215292494 | Central HP <5.4 tons | AIRQUEST | HRCU-A-CB (Split System: Heat Pump with Remote Outdoor Unit-Air-Source) | DLCURAH24ABK | ADP |  | HE32936 | *96MSN0802120A* | 23000 | 17 | 8.5 | 24800 | 23800 | 95.97% | 2.02 | 0 | 10 |  |  |  |  | R-410A | 1.9167 | Residential & Commercial | USHP | Ducted CEE Tier 1
215292495 | Central HP <5.4 tons | AIRQUEST | HRCU-A-CB (Split System: Heat Pump with Remote Outdoor Unit-Air-Source) | DLCURAH24ABK | ADP |  | H,GG33936 | *96MSN0802120A* | 23200 | 17 | 8.5 | 24800 | 23800 | 95.97% | 2.02 | 0 | 10 |  |  |  |  | R-410A | 1.9333 | Residential & Commercial | USHP | Ducted CEE Tier 1
215292513 | Central HP <5.4 tons | AIRQUEST | HRCU-A-CB (Split System: Heat Pump with Remote Outdoor Unit-Air-Source) | DLCURAH24ABK | ADP |  | HG7J936 | *96MSN0802120A* | 23000 | 17 | 8.5 | 24800 | 23800 | 95.97% | 2.02 | 0 | 10 |  |  |  |  | R-410A | 1.9167 | Residential & Commercial | USHP | Ducted CEE Tier 1
215292527 | Central HP <5.4 tons | AIRQUEST | HRCU-A-CB (Split System: Heat Pump with Remote Outdoor Unit-Air-Source) | DLCURAH24ABK | ADP |  | H,GG81936 | *96MSN0802120A* | 23600 | 17 | 8.5 | 24800 | 23800 | 95.97% | 2.02 | 0 | 10.5 |  |  |  |  | R-410A | 1.9667 | Residential & Commercial | USHP | Ducted CEE Tier 1
214092050 | Central HP <5.4 tons | YORK | HRCU-A-CB (Split System: Heat Pump with Remote Outdoor Unit-Air-Source) | HMH72B341 | ASPEN |  | D(A,C,E)36A34+TDR | TM9V100C20MP12 | 31600 | 17.5 | 8.1 | 33800 | 28200 | 83.43% | 2.69 | 0 | 9.3 |  |  |  |  | R-410A | 2.6333 | Residential & Commercial | USHP
214092100 | Central HP <5.4 tons | YORK | HRCU-A-CB (Split System: Heat Pump with Remote Outdoor Unit-Air-Source) | HMH72B341 | ASPEN |  | D(A,C,E)48B34+TDR | TMLV100C16MP12 | 32800 | 17.5 | 8.5 | 33800 | 27400 | 81.07% | 2.66 | 0 | 10 |  |  |  |  | R-410A | 2.7333 | Residential & Commercial | USHP | Ducted CEE Tier 1
214092102 | Central HP <5.4 tons | YORK | HRCU-A-CB (Split System: Heat Pump with Remote Outdoor Unit-Air-Source) | HMH72B341 | ASPEN |  | D(A,C,E)42A44+TDR | TMLV120C20MP12 | 31800 | 16.5 | 8.5 | 32400 | 27800 | 85.8% | 2.69 | 0 | 8.9 |  |  |  |  | R-410A | 2.65 | Residential & Commercial | USHP
214092111 | Central HP <5.4 tons | YORK | HRCU-A-CB (Split System: Heat Pump with Remote Outdoor Unit-Air-Source) | HMH72B341 | ASPEN |  | D(A,C,E)42A44+TDR | TP9C080C16MP13 | 32600 | 17.5 | 8.1 | 33800 | 27400 | 81.07% | 2.65 | 0 | 10 |  |  |  |  | R-410A | 2.7167 | Residential & Commercial | USHP | Ducted CEE Tier 1
214092125 | Central HP <5.4 tons | YORK | HRCU-A-CB (Split System: Heat Pump with Remote Outdoor Unit-Air-Source) | HMH72B341 | ASPEN |  | D(A,C,E)36A34+TDR | TPLC080B12MP13 | 32400 | 17 | 8.1 | 33600 | 29000 | 86.31% | 2.59 | 0 | 9.5 |  |  |  |  | R-410A | 2.7 | Residential & Commercial | USHP
214092170 | Central HP <5.4 tons | YORK | HRCU-A-CB (Split System: Heat Pump with Remote Outdoor Unit-Air-Source) | HMH72B341 | ASPEN |  | D(A,C,E)42A44+TDR | Y81E120C16SMPS1 | 33600 | 18 | 8.3 | 32800 | 30400 | 92.68% | 2.81 | 0 | 9.5 |  |  |  |  | R-410A | 2.8 | Residential & Commercial | USHP
214092025 | Central HP <5.4 tons | YORK | HRCU-A-CB (Split System: Heat Pump with Remote Outdoor Unit-Air-Source) | HMH72B341 | ASPEN |  | D(A,C,E)48B34+TDR | TM9E080B12MP12 | 32800 | 17.5 | 8.1 | 33800 | 27400 | 81.07% | 2.63 | 0 | 10 |  |  |  |  | R-410A | 2.7333 | Residential & Commercial | USHP | Ducted CEE Tier 1
214092727 | Central HP <5.4 tons | YORK | HRCU-A-CB (Split System: Heat Pump with Remote Outdoor Unit-Air-Source) | HMH72B341 | ASPEN |  | D(A,C,E)48B36+TDR | TM8V100C20MP12 | 32000 | 16.5 | 8.5 | 32400 | 27800 | 85.8% | 2.69 | 0 | 8.9 |  |  |  |  | R-410A | 2.6667 | Residential & Commercial | USHP
214242946 | Central HP <5.4 tons | BRYANT HEATING AND COOLING SYSTEMS | HRCU-A-CB (Split System: Heat Pump with Remote Outdoor Unit-Air-Source) | 288BNV025*0**B* |  |  | CNPV*4217AL*+UI | 986TD42080C17*** | 24000 | 16.5 | 8.1 | 21400 | 16700 | 78.04% | 1.98 | 0 | 11 |  |  |  |  | R-410A | 2 | Residential & Commercial | USHP | Ducted CEE Tier 1
214242996 | Central HP <5.4 tons | BRYANT HEATING AND COOLING SYSTEMS | HRCU-A-CB (Split System: Heat Pump with Remote Outdoor Unit-Air-Source) | 288BNV025*0**B* |  |  | CNPV*4221AL*+UI | 88*TB60110C21*** | 23800 | 16.5 | 8.1 | 21400 | 16600 | 77.57% | 1.96 | 0 | 11 |  |  |  |  | R-410A | 1.9833 | Residential & Commercial | USHP | Ducted CEE Tier 1
215289632 | Central HP <5.4 tons | AIRQUEST | HRCU-A-CB (Split System: Heat Pump with Remote Outdoor Unit-Air-Source) | DLCURAH18ABK | ADP |  | H,GE30924 | *92MSN0601412A* | 16000 | 16 | 8.1 | 16400 | 18300 | 111.6% | 2.24 | 0 | 10 |  |  |  |  | R-410A | 1.3333 | Residential & Commercial | USHP | Ducted CEE Tier 1
215289648 | Central HP <5.4 tons | AIRQUEST | HRCU-A-CB (Split System: Heat Pump with Remote Outdoor Unit-Air-Source) | DLCURAH18ABK | ADP |  | H,GE23936 | *92MSN0601714A* | 16900 | 16 | 8.1 | 16700 | 18200 | 109% | 2.24 | 0 | 10.5 |  |  |  |  | R-410A | 1.4083 | Residential & Commercial | USHP | Ducted CEE Tier 1
215289657 | Central HP <5.4 tons | AIRQUEST | HRCU-A-CB (Split System: Heat Pump with Remote Outdoor Unit-Air-Source) | DLCURAH18ABK | ADP |  | HE31930 | *92MSN0601714A* | 16900 | 16 | 8.5 | 16900 | 19000 | 112.4% | 2.34 | 0 | 10 |  |  |  |  | R-410A | 1.4083 | Residential & Commercial | USHP | Ducted CEE Tier 1
215289698 | Central HP <5.4 tons | AIRQUEST | HRCU-A-CB (Split System: Heat Pump with Remote Outdoor Unit-Air-Source) | DLCURAH18ABK | ADP |  | HG31930 | *92MSN0801716A* | 17100 | 16 | 8.5 | 17100 | 18700 | 109.4% | 2.3 | 0 | 10.5 |  |  |  |  | R-410A | 1.425 | Residential & Commercial | USHP | Ducted CEE Tier 1
215289700 | Central HP <5.4 tons | AIRQUEST | HRCU-A-CB (Split System: Heat Pump with Remote Outdoor Unit-Air-Source) | DLCURAH18ABK | ADP |  | H,GE31930 | *92MSN0801716A* | 17100 | 16 | 8.5 | 17100 | 18700 | 109.4% | 2.3 | 0 | 10.5 |  |  |  |  | R-410A | 1.425 | Residential & Commercial | USHP | Ducted CEE Tier 1
215289725 | Central HP <5.4 tons | AIRQUEST | HRCU-A-CB (Split System: Heat Pump with Remote Outdoor Unit-Air-Source) | DLCURAH18ABK | ADP |  | HG7J936 | *92MSN0801716A* | 17600 | 16 | 8.5 | 17100 | 18900 | 110.5% | 2.32 | 0 | 10.5 |  |  |  |  | R-410A | 1.4667 | Residential & Commercial | USHP | Ducted CEE Tier 1
215289741 | Central HP <5.4 tons | AIRQUEST | HRCU-A-CB (Split System: Heat Pump with Remote Outdoor Unit-Air-Source) | DLCURAH18ABK | ADP |  | H,GG31924 | *96MSN0261410A* | 16600 | 19 | 8.1 | 16700 | 18800 | 112.6% | 2.3 | 0 | 10 |  |  |  |  | R-410A | 1.3833 | Residential & Commercial | USHP | Ducted CEE Tier 1
215289750 | Central HP <5.4 tons | AIRQUEST | HRCU-A-CB (Split System: Heat Pump with Remote Outdoor Unit-Air-Source) | DLCURAH18ABK | ADP |  | HG32924 | *96MSN0261410A* | 16900 | 20 | 8.1 | 16700 | 18800 | 112.6% | 2.3 | 0 | 10 |  |  |  |  | R-410A | 1.4083 | Residential & Commercial | USHP | Ducted CEE Tier 1
212985942 | Central HP <5.4 tons | TEMPSTAR | HRCU-A-CB (Split System: Heat Pump with Remote Outdoor Unit-Air-Source) | DLCURAH18ABK |  |  | EN(A,D)4X18L14** | *96MSN0261410A* | 17300 | 15.5 | 8.5 | 18600 | 19200 | 103.2% | 2.3 | 0 | 10.5 |  |  |  |  | R-410A | 1.4417 | Residential & Commercial | USHP | Ducted CEE Tier 1
212983685 | Central HP <5.4 tons | TEMPSTAR | HRCU-A-CB (Split System: Heat Pump with Remote Outdoor Unit-Air-Source) | DLCURAH18ABK |  |  | EA*4X30L17A* | *92MSN0601412A* | 17400 | 16.5 | 8.5 | 18000 | 19800 | 110% | 2.38 | 0 | 10.5 |  |  |  |  | R-410A | 1.45 | Residential & Commercial | USHP | Ducted CEE Tier 1
214080856 | Central HP <5.4 tons | ARMSTRONG AIR | HRCU-A-CB (Split System: Heat Pump with Remote Outdoor Unit-Air-Source) | 4SHP18LX136P | ADP |  | H,A,DP15936 | A96DS2V045B12 | 23600 | 19 | 8.5 | 22400 | 16100 | 71.88% | 2.18 | 0 | 12 |  |  |  |  | R-410A | 1.9667 | Residential & Commercial | USHP | Ducted CEE Tier 1
214080859 | Central HP <5.4 tons | ARMSTRONG AIR | HRCU-A-CB (Split System: Heat Pump with Remote Outdoor Unit-Air-Source) | 4SHP18LX136P | ADP |  | H,A,DG1K936 | A96DS2V045B12 | 23600 | 19 | 8.5 | 22400 | 16100 | 71.88% | 2.18 | 0 | 12 |  |  |  |  | R-410A | 1.9667 | Residential & Commercial | USHP | Ducted CEE Tier 1
213296189 | Central HP <5.4 tons | YORK | HRCU-A-CB (Split System: Heat Pump with Remote Outdoor Unit-Air-Source) | HMH72B341 | ASPEN |  | C(A,C,D,E)36A44+TDR | TM8E080B12MP11 | 32000 | 18 | 8.5 | 34000 | 28000 | 82.35% | 2.61 | 0 | 9.4 |  |  |  |  | R-410A | 2.6667 | Residential & Commercial | USHP
213296207 | Central HP <5.4 tons | YORK | HRCU-A-CB (Split System: Heat Pump with Remote Outdoor Unit-Air-Source) | HMH72B341 | ASPEN |  | C(A,C,D,E)36A44+TDR | TM8E100C16MP11 | 33000 | 18 | 8.2 | 33800 | 28200 | 83.43% | 2.67 | 0 | 10 |  |  |  |  | R-410A | 2.75 | Residential & Commercial | USHP | Ducted CEE Tier 1
215292528 | Central HP <5.4 tons | AIRQUEST | HRCU-A-CB (Split System: Heat Pump with Remote Outdoor Unit-Air-Source) | DLCURAH24ABK | ADP |  | HG81936 | *96MSN0802120A* | 23600 | 17 | 8.5 | 24800 | 23800 | 95.97% | 2.02 | 0 | 10.5 |  |  |  |  | R-410A | 1.9667 | Residential & Commercial | USHP | Ducted CEE Tier 1
215292529 | Central HP <5.4 tons | AIRQUEST | HRCU-A-CB (Split System: Heat Pump with Remote Outdoor Unit-Air-Source) | DLCURAH24ABK | ADP |  | H,GE22936 | *96VTN0401410A* | 22600 | 15.2 | 8.5 | 25200 | 24400 | 96.83% | 2.04 | 0 | 9.5 |  |  |  |  | R-410A | 1.8833 | Residential & Commercial | USHP
215292543 | Central HP <5.4 tons | AIRQUEST | HRCU-A-CB (Split System: Heat Pump with Remote Outdoor Unit-Air-Source) | DLCURAH24ABK | ADP |  | H,GE32930 | *96VTN0401410A* | 22600 | 16 | 8.5 | 24200 | 23800 | 98.35% | 2.02 | 0 | 9.5 |  |  |  |  | R-410A | 1.8833 | Residential & Commercial | USHP
215292544 | Central HP <5.4 tons | AIRQUEST | HRCU-A-CB (Split System: Heat Pump with Remote Outdoor Unit-Air-Source) | DLCURAH24ABK | ADP |  | H,GE32936 | *96VTN0401410A* | 22600 | 16 | 8.5 | 24200 | 23800 | 98.35% | 2.02 | 0 | 9.5 |  |  |  |  | R-410A | 1.8833 | Residential & Commercial | USHP
215292545 | Central HP <5.4 tons | AIRQUEST | HRCU-A-CB (Split System: Heat Pump with Remote Outdoor Unit-Air-Source) | DLCURAH24ABK | ADP |  | HE32936 | *96VTN0401410A* | 22600 | 16 | 8.5 | 24200 | 23800 | 98.35% | 2.02 | 0 | 9.5 |  |  |  |  | R-410A | 1.8833 | Residential & Commercial | USHP
215292579 | Central HP <5.4 tons | AIRQUEST | HRCU-A-CB (Split System: Heat Pump with Remote Outdoor Unit-Air-Source) | DLCURAH24ABK | ADP |  | H,GE24936 | *96VTN0401410B* | 23000 | 16 | 8.5 | 25400 | 26600 | 104.7% | 2.28 | 0 | 9.5 |  |  |  |  | R-410A | 1.9167 | Residential & Commercial | USHP
215289757 | Central HP <5.4 tons | AIRQUEST | HRCU-A-CB (Split System: Heat Pump with Remote Outdoor Unit-Air-Source) | DLCURAH18ABK | ADP |  | H,GE33936 | *96MSN0261410A* | 17100 | 20 | 8.1 | 16700 | 18800 | 112.6% | 2.3 | 0 | 10 |  |  |  |  | R-410A | 1.425 | Residential & Commercial | USHP | Ducted CEE Tier 1
215289777 | Central HP <5.4 tons | AIRQUEST | HRCU-A-CB (Split System: Heat Pump with Remote Outdoor Unit-Air-Source) | DLCURAH18ABK | ADP |  | H,GG9J936 | *96MSN0261410A* | 17300 | 20 | 8.1 | 16700 | 18800 | 112.6% | 2.3 | 0 | 10.5 |  |  |  |  | R-410A | 1.4417 | Residential & Commercial | USHP | Ducted CEE Tier 1
215289793 | Central HP <5.4 tons | AIRQUEST | HRCU-A-CB (Split System: Heat Pump with Remote Outdoor Unit-Air-Source) | DLCURAH18ABK | ADP |  | H,GG32930 | *96MSN0401410A* | 17100 | 16 | 8.5 | 16900 | 19100 | 113% | 2.34 | 0 | 10 |  |  |  |  | R-410A | 1.425 | Residential & Commercial | USHP | Ducted CEE Tier 1
215289802 | Central HP <5.4 tons | AIRQUEST | HRCU-A-CB (Split System: Heat Pump with Remote Outdoor Unit-Air-Source) | DLCURAH18ABK | ADP |  | H,GE33936 | *96MSN0401410A* | 17400 | 16 | 8.5 | 16900 | 19100 | 113% | 2.34 | 0 | 10.5 |  |  |  |  | R-410A | 1.45 | Residential & Commercial | USHP | Ducted CEE Tier 1
215289859 | Central HP <5.4 tons | AIRQUEST | HRCU-A-CB (Split System: Heat Pump with Remote Outdoor Unit-Air-Source) | DLCURAH18ABK | ADP |  | HG7J924 | *96MSN0401712A* | 17200 | 15.2 | 8.5 | 17100 | 18800 | 109.9% | 2.3 | 0 | 10 |  |  |  |  | R-410A | 1.4333 | Residential & Commercial | USHP | Ducted CEE Tier 1
215289900 | Central HP <5.4 tons | AIRQUEST | HRCU-A-CB (Split System: Heat Pump with Remote Outdoor Unit-Air-Source) | DLCURAH18ABK | ADP |  | H,GG36936 | *96MSN0601412A* | 17500 | 16 | 8.1 | 16400 | 18200 | 111% | 2.24 | 0 | 11 |  |  |  |  | R-410A | 1.4583 | Residential & Commercial | USHP | Ducted CEE Tier 1
214080873 | Central HP <5.4 tons | ARMSTRONG AIR | HRCU-A-CB (Split System: Heat Pump with Remote Outdoor Unit-Air-Source) | 4SHP18LX136P | ADP |  | H,A,DP15936 | A97DF2E045B12 | 23800 | 18 | 8.5 | 22400 | 16900 | 75.45% | 2.22 | 0 | 12 |  |  |  |  | R-410A | 1.9833 | Residential & Commercial | USHP | Ducted CEE Tier 1
214080874 | Central HP <5.4 tons | ARMSTRONG AIR | HRCU-A-CB (Split System: Heat Pump with Remote Outdoor Unit-Air-Source) | 4SHP18LX136P | ADP |  | H,A,DP16936 | A97DF2E045B12 | 23800 | 18 | 8.5 | 22400 | 16900 | 75.45% | 2.22 | 0 | 12 |  |  |  |  | R-410A | 1.9833 | Residential & Commercial | USHP | Ducted CEE Tier 1
214080876 | Central HP <5.4 tons | ARMSTRONG AIR | HRCU-A-CB (Split System: Heat Pump with Remote Outdoor Unit-Air-Source) | 4SHP18LX136P | ADP |  | H,A,DG1K936 | A97DF2E045B12 | 23800 | 18 | 8.5 | 22400 | 16900 | 75.45% | 2.22 | 0 | 12 |  |  |  |  | R-410A | 1.9833 | Residential & Commercial | USHP | Ducted CEE Tier 1
215292580 | Central HP <5.4 tons | AIRQUEST | HRCU-A-CB (Split System: Heat Pump with Remote Outdoor Unit-Air-Source) | DLCURAH24ABK | ADP |  | H,GG31924 | *96VTN0401410B* | 22600 | 16 | 8.5 | 25400 | 26600 | 104.7% | 2.28 | 0 | 9 |  |  |  |  | R-410A | 1.8833 | Residential & Commercial | USHP
215292595 | Central HP <5.4 tons | AIRQUEST | HRCU-A-CB (Split System: Heat Pump with Remote Outdoor Unit-Air-Source) | DLCURAH24ABK | ADP |  | HG33936 | *96VTN0401410B* | 23200 | 16 | 8.5 | 24800 | 24400 | 98.39% | 2.06 | 0 | 10 |  |  |  |  | R-410A | 1.9333 | Residential & Commercial | USHP | Ducted CEE Tier 1
215292680 | Central HP <5.4 tons | AIRQUEST | HRCU-A-CB (Split System: Heat Pump with Remote Outdoor Unit-Air-Source) | DLCURAH24ABK | ADP |  | H,GG31930 | *96VTN0401712B* | 22200 | 16 | 8.5 | 24600 | 23800 | 96.75% | 2 | 0 | 9.5 |  |  |  |  | R-410A | 1.85 | Residential & Commercial | USHP
215292696 | Central HP <5.4 tons | AIRQUEST | HRCU-A-CB (Split System: Heat Pump with Remote Outdoor Unit-Air-Source) | DLCURAH24ABK | ADP |  | HE33936 | *96VTN0401712B* | 23400 | 16 | 8.5 | 25400 | 25800 | 101.6% | 2.18 | 0 | 9.5 |  |  |  |  | R-410A | 1.95 | Residential & Commercial | USHP
213296208 | Central HP <5.4 tons | YORK | HRCU-A-CB (Split System: Heat Pump with Remote Outdoor Unit-Air-Source) | HMH72B341 | ASPEN |  | C(A,C,D,E)36A46+TDR | TM8E100C16MP11 | 33000 | 18 | 8.2 | 33800 | 28200 | 83.43% | 2.67 | 0 | 10 |  |  |  |  | R-410A | 2.75 | Residential & Commercial | USHP | Ducted CEE Tier 1
215289932 | Central HP <5.4 tons | AIRQUEST | HRCU-A-CB (Split System: Heat Pump with Remote Outdoor Unit-Air-Source) | DLCURAH18ABK | ADP |  | H,GE32930 | *96MSN0601716A* | 16800 | 16 | 8.5 | 16500 | 19000 | 115.2% | 2.32 | 0 | 10 |  |  |  |  | R-410A | 1.4 | Residential & Commercial | USHP | Ducted CEE Tier 1
215289943 | Central HP <5.4 tons | AIRQUEST | HRCU-A-CB (Split System: Heat Pump with Remote Outdoor Unit-Air-Source) | DLCURAH18ABK | ADP |  | H,GG35936 | *96MSN0601716A* | 17300 | 16 | 8.5 | 16400 | 18300 | 111.6% | 2.24 | 0 | 10.5 |  |  |  |  | R-410A | 1.4417 | Residential & Commercial | USHP | Ducted CEE Tier 1
215289966 | Central HP <5.4 tons | AIRQUEST | HRCU-A-CB (Split System: Heat Pump with Remote Outdoor Unit-Air-Source) | DLCURAH18ABK | ADP |  | H,GG31924 | *96MSN0801716A* | 17200 | 16 | 8.5 | 17000 | 19000 | 111.8% | 2.32 | 0 | 10 |  |  |  |  | R-410A | 1.4333 | Residential & Commercial | USHP | Ducted CEE Tier 1
215289977 | Central HP <5.4 tons | AIRQUEST | HRCU-A-CB (Split System: Heat Pump with Remote Outdoor Unit-Air-Source) | DLCURAH18ABK | ADP |  | H,GE32930 | *96MSN0801716A* | 17300 | 16 | 8.5 | 17000 | 18700 | 110% | 2.3 | 0 | 10.5 |  |  |  |  | R-410A | 1.4417 | Residential & Commercial | USHP | Ducted CEE Tier 1
215289991 | Central HP <5.4 tons | AIRQUEST | HRCU-A-CB (Split System: Heat Pump with Remote Outdoor Unit-Air-Source) | DLCURAH18ABK | ADP |  | H,GG30924 | *96MSN0801716A* | 16700 | 15.2 | 8.5 | 17000 | 18700 | 110% | 2.3 | 0 | 10.5 |  |  |  |  | R-410A | 1.3917 | Residential & Commercial | USHP | Ducted CEE Tier 1
216951560 | Central HP <5.4 tons | TRANE | HRCU-A-CB (Split System: Heat Pump with Remote Outdoor Unit-Air-Source) | 5TWX5036A1 | ASPEN |  | DH36T4J | *UHMB060ACV3 | 32000 | 16 | 8.1 | 28800 | 20400 | 70.83% | 2.9 | 0 | 11.7 |  |  |  |  | R-454B | 2.6667 | Residential & Commercial | USHP | Ducted CEE Tier 1
216951591 | Central HP <5.4 tons | TRANE | HRCU-A-CB (Split System: Heat Pump with Remote Outdoor Unit-Air-Source) | 5TWX5036A1 | ASPEN |  | DH36T4J | S8X1B080M4PTC | 31800 | 16 | 8.1 | 28600 | 20800 | 72.73% | 2.94 | 0 | 12 |  |  |  |  | R-454B | 2.65 | Residential & Commercial | USHP | Ducted CEE Tier 1
216951609 | Central HP <5.4 tons | TRANE | HRCU-A-CB (Split System: Heat Pump with Remote Outdoor Unit-Air-Source) | 5TWX5036A1 | ASPEN |  | DH36T4J | S8X2C100M5PTC | 32000 | 16.5 | 8.1 | 28800 | 20800 | 72.22% | 2.95 | 0 | 12 |  |  |  |  | R-454B | 2.6667 | Residential & Commercial | USHP | Ducted CEE Tier 1
216951624 | Central HP <5.4 tons | TRANE | HRCU-A-CB (Split System: Heat Pump with Remote Outdoor Unit-Air-Source) | 5TWX5036A1 | ASPEN |  | DH36T4J | S9V2B060U4PSC | 32000 | 16 | 8.1 | 28600 | 20800 | 72.73% | 2.91 | 0 | 12 |  |  |  |  | R-454B | 2.6667 | Residential & Commercial | USHP | Ducted CEE Tier 1
216951640 | Central HP <5.4 tons | TRANE | HRCU-A-CB (Split System: Heat Pump with Remote Outdoor Unit-Air-Source) | 5TWX5036A1 | ASPEN |  | DH36T4J | S9V2C100U5VSB | 32200 | 16.5 | 8.5 | 29000 | 20400 | 70.34% | 2.9 | 0 | 12 |  |  |  |  | R-454B | 2.6833 | Residential & Commercial | USHP | Ducted CEE Tier 1
216951659 | Central HP <5.4 tons | TRANE | HRCU-A-CB (Split System: Heat Pump with Remote Outdoor Unit-Air-Source) | 5TWX5036A1 | ASPEN |  | DH36T4J | S9X2C080U5PSB | 32000 | 16.5 | 8.1 | 28800 | 20800 | 72.22% | 2.95 | 0 | 12 |  |  |  |  | R-454B | 2.6667 | Residential & Commercial | USHP | Ducted CEE Tier 1
210598002 | Central HP <5.4 tons | AIRQUEST | HRCU-A-CB (Split System: Heat Pump with Remote Outdoor Unit-Air-Source) | HVH825GKA2* |  |  | EA*4X48L21A*+WALLCON | *80CSU0601716A* | 24000 | 17 | 8.1 | 21000 | 16600 | 79.05% | 2.02 | 0 | 11 |  |  |  |  | R-410A | 2 | Residential & Commercial | USHP | Ducted CEE Tier 1
210598018 | Central HP <5.4 tons | AIRQUEST | HRCU-A-CB (Split System: Heat Pump with Remote Outdoor Unit-Air-Source) | HVH825GKA2* |  |  | EA*4X48L21A*+WALLCON | *80CTL0901716A* | 24200 | 17.5 | 8.1 | 20800 | 16500 | 79.33% | 2.04 | 0 | 11.5 |  |  |  |  | R-410A | 2.0167 | Residential & Commercial | USHP | Ducted CEE Tier 1
210598034 | Central HP <5.4 tons | AIRQUEST | HRCU-A-CB (Split System: Heat Pump with Remote Outdoor Unit-Air-Source) | HVH825GKA2* |  |  | EA*4X48L21A*+WALLCON | *96CTN0601714A* | 24000 | 16.5 | 8.1 | 21000 | 16600 | 79.05% | 2 | 0 | 11 |  |  |  |  | R-410A | 2 | Residential & Commercial | USHP | Ducted CEE Tier 1
210598086 | Central HP <5.4 tons | AIRQUEST | HRCU-A-CB (Split System: Heat Pump with Remote Outdoor Unit-Air-Source) | HVH825GKA2* |  |  | EA*4X48L24A*+WALLCON | *97CMN0602120A* | 24000 | 16.5 | 8.1 | 21000 | 16600 | 79.05% | 2 | 0 | 11 |  |  |  |  | R-410A | 2 | Residential & Commercial | USHP | Ducted CEE Tier 1
213205682 | Central HP <5.4 tons | TEMPSTAR | HRCU-A-CB (Split System: Heat Pump with Remote Outdoor Unit-Air-Source) | DLCURAH36ABK | ASPEN |  | D(A,C,E)36C34+TDR | *96VTN0801716A* | 35200 | 15.5 | 8.1 | 38500 | 32200 | 83.64% | 2.57 | 0 | 9 |  |  |  |  | R-410A | 2.9333 | Residential & Commercial | USHP
215934433 | Central HP <5.4 tons | TEMPSTAR | HRCU-A-CB (Split System: Heat Pump with Remote Outdoor Unit-Air-Source) | T5H3V48*K*AAA* |  |  | ESH5X48M12A*+WALLCON | *80CSU1002120A* | 44000 | 20 | 9 | 48500 | 36600 | 75.46% | 1.8 | 0 | 10.5 |  |  |  |  | R-454B | 3.6667 | Residential & Commercial | USHP | Ducted CEE Tier 1
216738396 | Central HP <5.4 tons | COMFORTMAKER | HRCU-A-CB (Split System: Heat Pump with Remote Outdoor Unit-Air-Source) | D5CUHAH24AAK |  |  | ESH5X36M12A* | *97CMN0601714B* | 22600 | 15.5 | 8.1 | 20800 | 18500 | 88.94% | 1.85 | 0 | 10.5 |  |  |  |  | R-454B | 1.8833 | Residential & Commercial | USHP | Ducted CEE Tier 1
216738237 | Central HP <5.4 tons | COMFORTMAKER | HRCU-A-CB (Split System: Heat Pump with Remote Outdoor Unit-Air-Source) | D5CUHAH24AAK |  |  | ESH5X36M12A* | *80MSU1002120A* | 22800 | 16 | 8.1 | 21000 | 18600 | 88.57% | 1.85 | 0 | 11 |  |  |  |  | R-454B | 1.9 | Residential & Commercial | USHP | Ducted CEE Tier 1
216738510 | Central HP <5.4 tons | COMFORTMAKER | HRCU-A-CB (Split System: Heat Pump with Remote Outdoor Unit-Air-Source) | D5CUHAH24AAK |  |  | ESH5X36M12A* | *92MSN1202420A* | 23000 | 15.2 | 8.1 | 21000 | 18700 | 89.05% | 1.9 | 0 | 10.5 |  |  |  |  | R-454B | 1.9167 | Residential & Commercial | USHP | Ducted CEE Tier 1
216951977 | Central HP <5.4 tons | TRANE | HRCU-A-CB (Split System: Heat Pump with Remote Outdoor Unit-Air-Source) | 5TWX5036A1 | ASPEN |  | DH36T4J | S8X1A040M3PTC | 30600 | 16 | 8.1 | 27800 | 20200 | 72.66% | 2.82 | 0 | 12 |  |  |  |  | R-454B | 2.55 | Residential & Commercial | USHP | Ducted CEE Tier 1
216951978 | Central HP <5.4 tons | TRANE | HRCU-A-CB (Split System: Heat Pump with Remote Outdoor Unit-Air-Source) | 5TWX5036A1 | ASPEN |  | DH36T4J | S8X2A040M3PSC | 30600 | 16 | 8.1 | 27800 | 20200 | 72.66% | 2.82 | 0 | 12 |  |  |  |  | R-454B | 2.55 | Residential & Commercial | USHP | Ducted CEE Tier 1
215290007 | Central HP <5.4 tons | AIRQUEST | HRCU-A-CB (Split System: Heat Pump with Remote Outdoor Unit-Air-Source) | DLCURAH18ABK | ADP |  | H,GE22936 | *96VTN0401410A* | 16800 | 15.2 | 8.5 | 16700 | 18800 | 112.6% | 2.3 | 0 | 10 |  |  |  |  | R-410A | 1.4 | Residential & Commercial | USHP | Ducted CEE Tier 1
215290025 | Central HP <5.4 tons | AIRQUEST | HRCU-A-CB (Split System: Heat Pump with Remote Outdoor Unit-Air-Source) | DLCURAH18ABK | ADP |  | HG33936 | *96VTN0401410A* | 17300 | 16 | 8.5 | 16700 | 18800 | 112.6% | 2.3 | 0 | 10.5 |  |  |  |  | R-410A | 1.4417 | Residential & Commercial | USHP | Ducted CEE Tier 1
215290041 | Central HP <5.4 tons | AIRQUEST | HRCU-A-CB (Split System: Heat Pump with Remote Outdoor Unit-Air-Source) | DLCURAH18ABK | ADP |  | HG8J936 | *96VTN0401410A* | 17400 | 16 | 8.5 | 16700 | 18800 | 112.6% | 2.3 | 0 | 10.5 |  |  |  |  | R-410A | 1.45 | Residential & Commercial | USHP | Ducted CEE Tier 1
215290084 | Central HP <5.4 tons | AIRQUEST | HRCU-A-CB (Split System: Heat Pump with Remote Outdoor Unit-Air-Source) | DLCURAH18ABK | ADP |  | HE7J936 | *96VTN0401410B* | 16900 | 16 | 8.5 | 16600 | 19000 | 114.5% | 2.34 | 0 | 9.5 |  |  |  |  | R-410A | 1.4083 | Residential & Commercial | USHP
216952906 | Central HP <5.4 tons | TRANE | HRCU-A-CB (Split System: Heat Pump with Remote Outdoor Unit-Air-Source) | 5TWR5060A1 | ASPEN |  | DH60T4J | S8X1D120M5PSC | 53000 | 15.5 | 8.1 | 50500 | 35600 | 70.5% | 2.9 | 0 | 11.7 |  |  |  |  | R-454B | 4.4167 | Residential & Commercial | USHP | Ducted CEE Tier 1
215942581 | Central HP <5.4 tons | BRYANT HEATING AND COOLING SYSTEMS | HRCU-A-CB (Split System: Heat Pump with Remote Outdoor Unit-Air-Source) | 293VAN036**AA* |  |  | CVAVA6124XMA*+UI | 987MC60080C21*** | 36000 | 22 | 8.5 | 37400 | 28200 | 75.4% | 2.04 | 0 | 12.5 |  |  |  |  | R-454B | 3 | Residential & Commercial | USHP | Ducted CEE Tier 1
214243066 | Central HP <5.4 tons | BRYANT HEATING AND COOLING SYSTEMS | HRCU-A-CB (Split System: Heat Pump with Remote Outdoor Unit-Air-Source) | 288BNV025*0**B* |  |  | CNPV*4221AL*+UI | 986TD66100C21*** | 23800 | 16.5 | 8.1 | 21400 | 16600 | 77.57% | 1.96 | 0 | 11 |  |  |  |  | R-410A | 1.9833 | Residential & Commercial | USHP | Ducted CEE Tier 1
213785219 | Central HP <5.4 tons | CARRIER | HRCU-A-CB (Split System: Heat Pump with Remote Outdoor Unit-Air-Source) | 25VNA424A*031* |  |  | CSPH*3612AL*+UI | 58TN*B070C17**16 | 23400 | 19 | 9 | 26600 | 19800 | 74.44% | 2.48 | 0 | 12.5 |  |  |  |  | R-410A | 1.95 | Residential & Commercial | USHP | Ducted CEE Tier 1
210597834 | Central HP <5.4 tons | AIRQUEST | HRCU-A-CB (Split System: Heat Pump with Remote Outdoor Unit-Air-Source) | HVH825GKA2* |  |  | EA*4X42L21A*+WALLCON | *80CSU0401712A* | 23800 | 17 | 8.1 | 21400 | 16600 | 77.57% | 1.96 | 0 | 11 |  |  |  |  | R-410A | 1.9833 | Residential & Commercial | USHP | Ducted CEE Tier 1
210597866 | Central HP <5.4 tons | AIRQUEST | HRCU-A-CB (Split System: Heat Pump with Remote Outdoor Unit-Air-Source) | HVH825GKA2* |  |  | EA*4X42L21A*+WALLCON | *95CSU1002122A* | 23800 | 16.5 | 8.1 | 21400 | 16600 | 77.57% | 1.96 | 0 | 11 |  |  |  |  | R-410A | 1.9833 | Residential & Commercial | USHP | Ducted CEE Tier 1
210597934 | Central HP <5.4 tons | AIRQUEST | HRCU-A-CB (Split System: Heat Pump with Remote Outdoor Unit-Air-Source) | HVH825GKA2* |  |  | EA*4X43L21A*+WALLCON | *80CSU0401712A* | 24400 | 17 | 8.5 | 21200 | 16600 | 78.3% | 2.04 | 0 | 11 |  |  |  |  | R-410A | 2.0333 | Residential & Commercial | USHP | Ducted CEE Tier 1
215223255 | Central HP <5.4 tons | COMFORTMAKER | HRCU-A-C (Split System: Heat Pump with Remote Outdoor Unit with No Indoor Fan --Air Source) | DLCURAH30ABK | ADP |  | H,GG32936+TD | 0 | 29000 | 15.2 | 9.2 | 31200 | 26600 | 85.26% | 1.78 | 0 | 10 |  |  |  |  | R-410A | 2.4167 | Residential & Commercial | USHP | Ducted CEE Tier 1
210597982 | Central HP <5.4 tons | AIRQUEST | HRCU-A-CB (Split System: Heat Pump with Remote Outdoor Unit-Air-Source) | HVH825GKA2* |  |  | EA*4X43L21A*+WALLCON | *97CMN0601714A* | 24200 | 16.5 | 8.1 | 21200 | 16800 | 79.25% | 2 | 0 | 11 |  |  |  |  | R-410A | 2.0167 | Residential & Commercial | USHP | Ducted CEE Tier 1
210598066 | Central HP <5.4 tons | AIRQUEST | HRCU-A-CB (Split System: Heat Pump with Remote Outdoor Unit-Air-Source) | HVH825GKA2* |  |  | EA*4X48L24A*+WALLCON | *80CTL1352422A* | 24200 | 17 | 8.1 | 21000 | 16500 | 78.57% | 2.02 | 0 | 11 |  |  |  |  | R-410A | 2.0167 | Residential & Commercial | USHP | Ducted CEE Tier 1
210598270 | Central HP <5.4 tons | AIRQUEST | HRCU-A-CB (Split System: Heat Pump with Remote Outdoor Unit-Air-Source) | HVH825GKA2* |  |  | EHD4X48AAL+WALLCON | *95CSU0601716A* | 24200 | 16 | 8.1 | 21400 | 16700 | 78.04% | 2 | 0 | 10.5 |  |  |  |  | R-410A | 2.0167 | Residential & Commercial | USHP | Ducted CEE Tier 1
214595323 | Central HP <5.4 tons | BOSCH | HRCU-A-C (Split System: Heat Pump with Remote Outdoor Unit with No Indoor Fan --Air Source) | BOVB-36HDN1-M20G | ASPEN |  | D(A,C,E)30C46+TDR | 0 | 22400 | 15.2 | 8.9 | 24000 | 33600 | 140% | 1.81 | 0 | 12 |  |  |  |  | R-410A | 1.8667 | Residential & Commercial | USHP | Ducted CEE Tier 1
213205585 | Central HP <5.4 tons | TEMPSTAR | HRCU-A-CB (Split System: Heat Pump with Remote Outdoor Unit-Air-Source) | DLCURAH36ABK | ASPEN |  | D(A,C,E)36C34+TDR | *92ESN0601714A* | 35200 | 16 | 8.1 | 38500 | 32200 | 83.64% | 2.53 | 0 | 9.5 |  |  |  |  | R-410A | 2.9333 | Residential & Commercial | USHP
214595946 | Central HP <5.4 tons | AIRQUEST | HRCU-A-C (Split System: Heat Pump with Remote Outdoor Unit with No Indoor Fan --Air Source) | DLCURAH36ABK | ADP |  | HG7J936+TD | 0 | 35200 | 15.2 | 8.35 | 36200 | 31200 | 86.19% | 1.8 | 0 | 9.5 |  |  |  |  | R-410A | 2.9333 | Residential & Commercial | USHP
216952941 | Central HP <5.4 tons | TRANE | HRCU-A-CB (Split System: Heat Pump with Remote Outdoor Unit-Air-Source) | 5TWR5060A1 | ASPEN |  | DH60T4J | S9X1C080U5PSB | 52500 | 15.5 | 8.1 | 52000 | 36400 | 70% | 2.85 | 0 | 9.8 |  |  |  |  | R-454B | 4.375 | Residential & Commercial | USHP
216570920 | Central HP <5.4 tons | TRANE | HRCU-A-CB (Split System: Heat Pump with Remote Outdoor Unit-Air-Source) | 5TWV0X24A1 |  |  | 5TXCB003AS3 | *UHMB080CCV3+LRP | 21600 | 21.2 | 10 | 24000 | 18100 | 75.42% | 2.2 | 0 | 11.7 |  |  |  |  | R-454B | 1.8 | Residential & Commercial | USHP | Ducted CEE Tier 1
213785027 | Central HP <5.4 tons | CARRIER | HRCU-A-CB (Split System: Heat Pump with Remote Outdoor Unit-Air-Source) | 25VNA424A*031* |  |  | CAP**2517AL*+UI | 58TN*B045C17**12 | 23600 | 19.5 | 10.5 | 26600 | 20000 | 75.19% | 2.48 | 0 | 12.5 |  |  |  |  | R-410A | 1.9667 | Residential & Commercial | USHP | Ducted CEE Tier 1
213607727 | Central HP <5.4 tons | COMFORTMAKER | HRCU-A-CB (Split System: Heat Pump with Remote Outdoor Unit-Air-Source) | DLCURAH36ABK |  |  | FTMA4B36L0C* | 0 | 35400 | 16.5 | 8.5 | 38000 | 35200 | 92.63% | 1.86 | 0 | 10 |  |  |  |  | R-410A | 2.95 | Residential & Commercial | USHP | Ducted CEE Tier 1
212988232 | Central HP <5.4 tons | TEMPSTAR | HRCU-A-CB (Split System: Heat Pump with Remote Outdoor Unit-Air-Source) | DLCURAH36ABK |  |  | EA*4X48L24A* | *96MSN1002122A* | 35800 | 16.5 | 8.5 | 37800 | 34600 | 91.53% | 2.06 | 0 | 10 |  |  |  |  | R-410A | 2.9833 | Residential & Commercial | USHP | Ducted CEE Tier 1
215290086 | Central HP <5.4 tons | AIRQUEST | HRCU-A-CB (Split System: Heat Pump with Remote Outdoor Unit-Air-Source) | DLCURAH18ABK | ADP |  | H,GE8J936 | *96VTN0401410B* | 17100 | 16 | 8.5 | 16600 | 19000 | 114.5% | 2.34 | 0 | 10 |  |  |  |  | R-410A | 1.425 | Residential & Commercial | USHP | Ducted CEE Tier 1
215290141 | Central HP <5.4 tons | AIRQUEST | HRCU-A-CB (Split System: Heat Pump with Remote Outdoor Unit-Air-Source) | DLCURAH18ABK | ADP |  | H,GE31924 | *96VTN0401712B* | 16900 | 15.2 | 8.5 | 17000 | 18800 | 110.6% | 2.3 | 0 | 10 |  |  |  |  | R-410A | 1.4083 | Residential & Commercial | USHP | Ducted CEE Tier 1
214569695 | Central HP <5.4 tons | BRYANT HEATING AND COOLING SYSTEMS | HRCU-A-CB (Split System: Heat Pump with Remote Outdoor Unit-Air-Source) | 284ANV036*0**B* |  |  | CNPV*4824AL*+UI | 986TD60080C21*** | 34000 | 19.5 | 9 | 36600 | 26000 | 71.04% | 2.04 | 0 | 12.5 |  |  |  |  | R-410A | 2.8333 | Residential & Commercial | USHP | Ducted CEE Tier 1
215464992 | Central HP <5.4 tons | ARMSTRONG AIR | HRCU-A-CB (Split System: Heat Pump with Remote Outdoor Unit-Air-Source) | 4SHP18LX136P | ADP |  | H,A,DP44(1,2)36+TXV | A97DS2V045B12 | 23400 | 19 | 8.5 | 22400 | 16100 | 71.88% | 2.18 | 0 | 12 |  |  |  |  | R-410A | 1.95 | Residential & Commercial | USHP | Ducted CEE Tier 1
216570860 | Central HP <5.4 tons | TRANE | HRCU-A-CB (Split System: Heat Pump with Remote Outdoor Unit-Air-Source) | 5TWV0X24A1 |  |  | 5PX*B003AS3 | S8V2A040M3PDB | 21400 | 20.4 | 10 | 24000 | 18300 | 76.25% | 2.2 | 0 | 11.5 |  |  |  |  | R-454B | 1.7833 | Residential & Commercial | USHP | Ducted CEE Tier 1
210597942 | Central HP <5.4 tons | AIRQUEST | HRCU-A-CB (Split System: Heat Pump with Remote Outdoor Unit-Air-Source) | HVH825GKA2* |  |  | EA*4X43L21A*+WALLCON | *80CSU1002120A* | 24400 | 16.5 | 8.1 | 21200 | 16700 | 78.77% | 2.02 | 0 | 11 |  |  |  |  | R-410A | 2.0333 | Residential & Commercial | USHP | Ducted CEE Tier 1
216570944 | Central HP <5.4 tons | TRANE | HRCU-A-CB (Split System: Heat Pump with Remote Outdoor Unit-Air-Source) | 5TWV0X36A1 |  |  | 5PX*B006AS3 | *UHMB080CCV3+LRP | 35200 | 20.4 | 9.7 | 32400 | 25000 | 77.16% | 2.1 | 0 | 12.5 |  |  |  |  | R-454B | 2.9333 | Residential & Commercial | USHP | Ducted CEE Tier 1
216570962 | Central HP <5.4 tons | TRANE | HRCU-A-CB (Split System: Heat Pump with Remote Outdoor Unit-Air-Source) | 5TWV0X36A1 |  |  | 5PX*BD06AS3 | *DHMB080CCV3+LRP | 35000 | 19.4 | 9.4 | 33800 | 25200 | 74.56% | 2.1 | 0 | 12 |  |  |  |  | R-454B | 2.9167 | Residential & Commercial | USHP | Ducted CEE Tier 1
215292713 | Central HP <5.4 tons | AIRQUEST | HRCU-A-CB (Split System: Heat Pump with Remote Outdoor Unit-Air-Source) | DLCURAH24ABK | ADP |  | H,GE7J936 | *96VTN0401712B* | 23400 | 16 | 8.5 | 25400 | 25800 | 101.6% | 2.18 | 0 | 9.5 |  |  |  |  | R-410A | 1.95 | Residential & Commercial | USHP
216571332 | Central HP <5.4 tons | TRANE | HRCU-A-CB (Split System: Heat Pump with Remote Outdoor Unit-Air-Source) | 5TWV8X60A1 |  |  | 5PX*D010AS3 | *UHMD120CCV5+LRP | 53500 | 18.1 | 8.5 | 55000 | 39500 | 71.82% | 2 | 0 | 10 |  |  |  |  | R-454B | 4.4583 | Residential & Commercial | USHP | Ducted CEE Tier 1
214784853 | Central HP <5.4 tons | COMFORTMAKER | HRCU-A-C (Split System: Heat Pump with Remote Outdoor Unit with No Indoor Fan --Air Source) | DLCURAH24ABK | ADP |  | H,GG32936+TD | 0 | 24000 | 16 | 9.4 | 23400 | 19600 | 83.76% | 1.94 | 0 | 10.5 |  |  |  |  | R-410A | 2 | Residential & Commercial | USHP | Ducted CEE Tier 1
212985842 | Central HP <5.4 tons | TEMPSTAR | HRCU-A-CB (Split System: Heat Pump with Remote Outdoor Unit-Air-Source) | DLCURAH24ABK |  |  | EN(A,D)4X24L17** | *96MSN0261410A* | 23200 | 16 | 8.5 | 27000 | 24000 | 88.89% | 1.98 | 0 | 10 |  |  |  |  | R-410A | 1.9333 | Residential & Commercial | USHP | Ducted CEE Tier 1
212988731 | Central HP <5.4 tons | TEMPSTAR | HRCU-A-CB (Split System: Heat Pump with Remote Outdoor Unit-Air-Source) | DLCURAH24ABK |  |  | EN(A,D)4X24L17** | *95MSU0401712A* | 23200 | 16 | 8.5 | 27000 | 25200 | 93.33% | 2.1 | 0 | 10 |  |  |  |  | R-410A | 1.9333 | Residential & Commercial | USHP | Ducted CEE Tier 1
215290143 | Central HP <5.4 tons | AIRQUEST | HRCU-A-CB (Split System: Heat Pump with Remote Outdoor Unit-Air-Source) | DLCURAH18ABK | ADP |  | HE31924 | *96VTN0401712B* | 16900 | 15.2 | 8.5 | 17000 | 18800 | 110.6% | 2.3 | 0 | 10 |  |  |  |  | R-410A | 1.4083 | Residential & Commercial | USHP | Ducted CEE Tier 1
215290177 | Central HP <5.4 tons | AIRQUEST | HRCU-A-CB (Split System: Heat Pump with Remote Outdoor Unit-Air-Source) | DLCURAH18ABK | ADP |  | H,GG80936 | *96VTN0401712B* | 17200 | 16 | 8.5 | 16600 | 19000 | 114.5% | 2.34 | 0 | 10.5 |  |  |  |  | R-410A | 1.4333 | Residential & Commercial | USHP | Ducted CEE Tier 1
215290184 | Central HP <5.4 tons | AIRQUEST | HRCU-A-CB (Split System: Heat Pump with Remote Outdoor Unit-Air-Source) | DLCURAH18ABK | ADP |  | H,GG31930 | *96VTN0601412A* | 17500 | 16 | 8.5 | 17200 | 18600 | 108.1% | 2.28 | 0 | 10 |  |  |  |  | R-410A | 1.4583 | Residential & Commercial | USHP | Ducted CEE Tier 1
215290191 | Central HP <5.4 tons | AIRQUEST | HRCU-A-CB (Split System: Heat Pump with Remote Outdoor Unit-Air-Source) | DLCURAH18ABK | ADP |  | HG32924 | *96VTN0601412A* | 17700 | 16 | 8.5 | 17200 | 18600 | 108.1% | 2.28 | 0 | 10 |  |  |  |  | R-410A | 1.475 | Residential & Commercial | USHP | Ducted CEE Tier 1
210597874 | Central HP <5.4 tons | AIRQUEST | HRCU-A-CB (Split System: Heat Pump with Remote Outdoor Unit-Air-Source) | HVH825GKA2* |  |  | EA*4X42L21A*+WALLCON | *96CTN0801714A* | 23600 | 16.5 | 8.1 | 21400 | 16700 | 78.04% | 1.96 | 0 | 11 |  |  |  |  | R-410A | 1.9667 | Residential & Commercial | USHP | Ducted CEE Tier 1
216571010 | Central HP <5.4 tons | TRANE | HRCU-A-CB (Split System: Heat Pump with Remote Outdoor Unit-Air-Source) | 5TWV0X36A1 |  |  | 5PX*CD09AS3 | S8V2C080M5PCB | 35600 | 20 | 9.4 | 31800 | 24600 | 77.36% | 2.1 | 0 | 12.7 |  |  |  |  | R-454B | 2.9667 | Residential & Commercial | USHP | Ducted CEE Tier 1
216571026 | Central HP <5.4 tons | TRANE | HRCU-A-CB (Split System: Heat Pump with Remote Outdoor Unit-Air-Source) | 5TWV0X36A1 |  |  | 5TXCB004AS3 | S8V2A040M3PCB | 33800 | 19 | 9.7 | 31600 | 24800 | 78.48% | 2.1 | 0 | 12 |  |  |  |  | R-454B | 2.8167 | Residential & Commercial | USHP | Ducted CEE Tier 1
215031333 | Central HP <5.4 tons | DAIKIN | HRCU-A-CB (Split System: Heat Pump with Remote Outdoor Unit-Air-Source) | DZ9VCA3610A* | ASPEN |  | CH48B34+TDR | D*97MC1205DNA* | 31200 | 19 | 8.1 | 33600 | 24400 | 72.62% | 1.8 | 0 | 11.9 |  |  |  |  | R-410A | 2.6 | Residential & Commercial | USHP | Ducted CEE Tier 1
214279948 | Central HP <5.4 tons | COMFORTMAKER | HRCU-A-CB (Split System: Heat Pump with Remote Outdoor Unit-Air-Source) | DLCURAH24ABK |  |  | EA*4X37L21A* | *96MSN0601716A* | 24600 | 17 | 9 | 25400 | 21200 | 83.46% | 1.78 | 0 | 10 |  |  |  |  | R-410A | 2.05 | Residential & Commercial | USHP | Ducted CEE Tier 1
215289557 | Central HP <5.4 tons | AIRQUEST | HRCU-A-CB (Split System: Heat Pump with Remote Outdoor Unit-Air-Source) | DLCURAH18ABK | ADP |  | H,GE22936 | *92MSN0401712A* | 16500 | 15.2 | 8.1 | 16700 | 18900 | 113.2% | 2.3 | 0 | 10 |  |  |  |  | R-410A | 1.375 | Residential & Commercial | USHP | Ducted CEE Tier 1
215289598 | Central HP <5.4 tons | AIRQUEST | HRCU-A-CB (Split System: Heat Pump with Remote Outdoor Unit-Air-Source) | DLCURAH18ABK | ADP |  | HG9J936 | *92MSN0401712A* | 17200 | 15.2 | 8.1 | 16700 | 18900 | 113.2% | 2.3 | 0 | 10.5 |  |  |  |  | R-410A | 1.4333 | Residential & Commercial | USHP | Ducted CEE Tier 1
215289607 | Central HP <5.4 tons | AIRQUEST | HRCU-A-CB (Split System: Heat Pump with Remote Outdoor Unit-Air-Source) | DLCURAH18ABK | ADP |  | H,GG31930 | *92MSN0601412A* | 17100 | 16 | 8.5 | 16900 | 19000 | 112.4% | 2.34 | 0 | 10 |  |  |  |  | R-410A | 1.425 | Residential & Commercial | USHP | Ducted CEE Tier 1
215290193 | Central HP <5.4 tons | AIRQUEST | HRCU-A-CB (Split System: Heat Pump with Remote Outdoor Unit-Air-Source) | DLCURAH18ABK | ADP |  | H,GE32930 | *96VTN0601412A* | 17700 | 16 | 8.5 | 17200 | 18600 | 108.1% | 2.28 | 0 | 10 |  |  |  |  | R-410A | 1.475 | Residential & Commercial | USHP | Ducted CEE Tier 1
215290236 | Central HP <5.4 tons | AIRQUEST | HRCU-A-CB (Split System: Heat Pump with Remote Outdoor Unit-Air-Source) | DLCURAH18ABK | ADP |  | H,GE32936 | *96VTN0601412B* | 17200 | 16 | 8.5 | 16900 | 19400 | 114.8% | 2.38 | 0 | 10.5 |  |  |  |  | R-410A | 1.4333 | Residential & Commercial | USHP | Ducted CEE Tier 1
215290250 | Central HP <5.4 tons | AIRQUEST | HRCU-A-CB (Split System: Heat Pump with Remote Outdoor Unit-Air-Source) | DLCURAH18ABK | ADP |  | H,GE30924 | *96VTN0601412B* | 16100 | 16 | 8.1 | 16400 | 18300 | 111.6% | 2.24 | 0 | 10 |  |  |  |  | R-410A | 1.3417 | Residential & Commercial | USHP | Ducted CEE Tier 1
215290259 | Central HP <5.4 tons | AIRQUEST | HRCU-A-CB (Split System: Heat Pump with Remote Outdoor Unit-Air-Source) | DLCURAH18ABK | ADP |  | HE8J936 | *96VTN0601412B* | 17500 | 16 | 8.5 | 16900 | 18800 | 111.2% | 2.3 | 0 | 10.5 |  |  |  |  | R-410A | 1.4583 | Residential & Commercial | USHP | Ducted CEE Tier 1
206136080 | Central HP <5.4 tons | DAY & NIGHT | HRCU-A-CB (Split System: Heat Pump with Remote Outdoor Unit-Air-Source) | CVH837GKA** |  |  | EA*4X37L21A*+WALLCON | *95CSU0802120A* | 33000 | 17.5 | 8.5 | 32800 | 25000 | 76.22% | 2 | 12 | 11.5 |  |  |  |  | R-410A | 2.75 | Residential & Commercial | USHP | Ducted CEE Tier 1
206136130 | Central HP <5.4 tons | DAY & NIGHT | HRCU-A-CB (Split System: Heat Pump with Remote Outdoor Unit-Air-Source) | CVH837GKA** |  |  | EA*4X42L24A*+WALLCON | *95CSU1002122A* | 31800 | 17.5 | 8.1 | 33000 | 24400 | 73.94% | 1.9 | 11.5 | 11 |  |  |  |  | R-410A | 2.65 | Residential & Commercial | USHP | Ducted CEE Tier 1
214279727 | Central HP <5.4 tons | COMFORTMAKER | HRCU-A-CB (Split System: Heat Pump with Remote Outdoor Unit-Air-Source) | DLCURAH18ABK |  |  | EA*4X19L17A* | *96MSN0601716A* | 17700 | 16.5 | 8.5 | 17700 | 17900 | 101.1% | 2.16 | 0 | 10.5 |  |  |  |  | R-410A | 1.475 | Residential & Commercial | USHP | Ducted CEE Tier 1
213367377 | Central HP <5.4 tons | CARRIER | HRCU-A-CB (Split System: Heat Pump with Remote Outdoor Unit-Air-Source) | 38MURAQ24AB3* | ADP |  | H,PG9J936 | 59TP6C080V17**16 | 23600 | 17 | 8.5 | 24600 | 23600 | 95.93% | 2 | 0 | 10 |  |  |  |  | R-410A | 1.9667 | Residential & Commercial | USHP | Ducted CEE Tier 1
215941645 | Central HP <5.4 tons | BRYANT HEATING AND COOLING SYSTEMS | HRCU-A-CB (Split System: Heat Pump with Remote Outdoor Unit-Air-Source) | 293VAN048**AA* |  |  | CVAVA4924XMA*+UI | 987TA66100C21*** | 45500 | 20.5 | 8.1 | 52500 | 38000 | 72.38% | 1.9 | 0 | 11.5 |  |  |  |  | R-454B | 3.7917 | Residential & Commercial | USHP | Ducted CEE Tier 1
213785342 | Central HP <5.4 tons | CARRIER | HRCU-A-CB (Split System: Heat Pump with Remote Outdoor Unit-Air-Source) | 25VNA436A*031* |  |  | CAP**3617AL*+UI | 59CU5B060C17**16 | 32000 | 18.5 | 8.5 | 38500 | 27000 | 70.13% | 1.92 | 0 | 11 |  |  |  |  | R-410A | 2.6667 | Residential & Commercial | USHP | Ducted CEE Tier 1
213785392 | Central HP <5.4 tons | CARRIER | HRCU-A-CB (Split System: Heat Pump with Remote Outdoor Unit-Air-Source) | 25VNA436A*031* |  |  | CAP**3717AL*+UI | 59TN6C080C17**14 | 33200 | 18.5 | 9 | 37000 | 26200 | 70.81% | 2 | 0 | 11.5 |  |  |  |  | R-410A | 2.7667 | Residential & Commercial | USHP | Ducted CEE Tier 1
215289634 | Central HP <5.4 tons | AIRQUEST | HRCU-A-CB (Split System: Heat Pump with Remote Outdoor Unit-Air-Source) | DLCURAH18ABK | ADP |  | HG7J924 | *92MSN0601412A* | 17300 | 16 | 8.5 | 16900 | 19400 | 114.8% | 2.38 | 0 | 10.5 |  |  |  |  | R-410A | 1.4417 | Residential & Commercial | USHP | Ducted CEE Tier 1
215289684 | Central HP <5.4 tons | AIRQUEST | HRCU-A-CB (Split System: Heat Pump with Remote Outdoor Unit-Air-Source) | DLCURAH18ABK | ADP |  | HG8J936 | *92MSN0601714A* | 17500 | 16 | 8.5 | 16900 | 19000 | 112.4% | 2.34 | 0 | 10.5 |  |  |  |  | R-410A | 1.4583 | Residential & Commercial | USHP | Ducted CEE Tier 1
214091941 | Central HP <5.4 tons | YORK | HRCU-A-CB (Split System: Heat Pump with Remote Outdoor Unit-Air-Source) | HMH72B341 | ASPEN |  | D(A,C,E)42A44+TDR | TL8E060A12UH11 | 32800 | 18 | 8.1 | 33400 | 29000 | 86.83% | 2.66 | 0 | 9.5 |  |  |  |  | R-410A | 2.7333 | Residential & Commercial | USHP
215289709 | Central HP <5.4 tons | AIRQUEST | HRCU-A-CB (Split System: Heat Pump with Remote Outdoor Unit-Air-Source) | DLCURAH18ABK | ADP |  | HE32936 | *92MSN0801716A* | 17400 | 16 | 8.5 | 17100 | 18700 | 109.4% | 2.3 | 0 | 10.5 |  |  |  |  | R-410A | 1.45 | Residential & Commercial | USHP | Ducted CEE Tier 1
215289723 | Central HP <5.4 tons | AIRQUEST | HRCU-A-CB (Split System: Heat Pump with Remote Outdoor Unit-Air-Source) | DLCURAH18ABK | ADP |  | HE30924 | *92MSN0801716A* | 16800 | 16 | 8.5 | 17100 | 18700 | 109.4% | 2.3 | 0 | 10.5 |  |  |  |  | R-410A | 1.4 | Residential & Commercial | USHP | Ducted CEE Tier 1
214091943 | Central HP <5.4 tons | YORK | HRCU-A-CB (Split System: Heat Pump with Remote Outdoor Unit-Air-Source) | HMH72B341 | ASPEN |  | D(A,C,E)36A34+TDR | TL8E080C16UH11 | 31600 | 17.5 | 8.1 | 33800 | 27800 | 82.25% | 2.67 | 0 | 9.8 |  |  |  |  | R-410A | 2.6333 | Residential & Commercial | USHP
214091966 | Central HP <5.4 tons | YORK | HRCU-A-CB (Split System: Heat Pump with Remote Outdoor Unit-Air-Source) | HMH72B341 | ASPEN |  | D(A,C,E)48B34+TDR | TM8E080B12MP11 | 32600 | 18 | 8.1 | 34000 | 28000 | 82.35% | 2.61 | 0 | 9.5 |  |  |  |  | R-410A | 2.7167 | Residential & Commercial | USHP
204456663 | Central HP <5.4 tons | AIRQUEST | HRCU-A-CB (Split System: Heat Pump with Remote Outdoor Unit-Air-Source) | HVH825GKA2* |  |  | EA*4X36L21A*+WALLCON | *80CTL0451712A* | 23400 | 16 | 8.1 | 21600 | 16800 | 77.78% | 1.92 | 11 | 10.5 |  |  |  |  | R-410A | 1.95 | Residential & Commercial | USHP | Ducted CEE Tier 1
216891364 | Central HP <5.4 tons | FRIEDRICH | HRCU-A-CB (Split System: Heat Pump with Remote Outdoor Unit-Air-Source) | RD18AY36AJVC |  |  | RCFY3621MTANM | FR962V0703A17M4 | 32400 | 18 | 10 | 32400 | 28000 | 86.42% | 2.1 | 0 | 12 |  |  |  |  | R-454B | 2.7 | Residential & Commercial | USHP | Ducted CEE Tier 1
204456763 | Central HP <5.4 tons | AIRQUEST | HRCU-A-CB (Split System: Heat Pump with Remote Outdoor Unit-Air-Source) | HVH825GKA2* |  |  | EA*4X36L21A*+WALLCON | *97CMN1002122A* | 23600 | 16.5 | 8.1 | 21400 | 16600 | 77.57% | 1.94 | 11 | 11 |  |  |  |  | R-410A | 1.9667 | Residential & Commercial | USHP | Ducted CEE Tier 1
216571152 | Central HP <5.4 tons | TRANE | HRCU-A-CB (Split System: Heat Pump with Remote Outdoor Unit-Air-Source) | 5TWV0X60A1 |  |  | 5PX*D010AS3 | S8V2C080M5PDB | 53500 | 19 | 9 | 53500 | 38000 | 71.03% | 2 | 0 | 10 |  |  |  |  | R-454B | 4.4583 | Residential & Commercial | USHP | Ducted CEE Tier 1
210598302 | Central HP <5.4 tons | AIRQUEST | HRCU-A-CB (Split System: Heat Pump with Remote Outdoor Unit-Air-Source) | HVH825GKA2* |  |  | EHD4X48AAL+WALLCON | *97CMN0602120A* | 24200 | 16 | 8.1 | 21400 | 16700 | 78.04% | 2 | 0 | 10.5 |  |  |  |  | R-410A | 2.0167 | Residential & Commercial | USHP | Ducted CEE Tier 1
210598386 | Central HP <5.4 tons | AIRQUEST | HRCU-A-CB (Split System: Heat Pump with Remote Outdoor Unit-Air-Source) | HVH825GKA2* |  |  | EN(A,D)4X48L24**+WALLCON | *97CMN1002122A* | 24200 | 17 | 8.1 | 21400 | 16600 | 77.57% | 2.02 | 0 | 11.5 |  |  |  |  | R-410A | 2.0167 | Residential & Commercial | USHP | Ducted CEE Tier 1
216952909 | Central HP <5.4 tons | TRANE | HRCU-A-CB (Split System: Heat Pump with Remote Outdoor Unit-Air-Source) | 5TWR5060A1 | ASPEN |  | DH60T4J | S8X2C080M5PTC | 51500 | 15.5 | 8.1 | 50000 | 35400 | 70.8% | 2.85 | 0 | 11 |  |  |  |  | R-454B | 4.2917 | Residential & Commercial | USHP | Ducted CEE Tier 1
216599680 | Central HP <5.4 tons | AMERICAN STANDARD | HRCU-A-CB (Split System: Heat Pump with Remote Outdoor Unit-Air-Source) | 5A6V8X24A1 |  |  | 5PX*B006AS3 | S9V2B080U4PSC+LRP | 22000 | 18.1 | 8.5 | 23000 | 18700 | 81.3% | 2.2 | 0 | 11.5 |  |  |  |  | R-454B | 1.8333 | Residential & Commercial | USHP | Ducted CEE Tier 1
211290716 | Central HP <5.4 tons | ARMSTRONG AIR | HRCU-A-CB (Split System: Heat Pump with Remote Outdoor Unit-Air-Source) | 4SHP18LX136P | ASPEN |  | C(A,C,D,E)36B34+TDR | A96UH2E090C16 | 32400 | 17 | 8.1 | 34400 | 24400 | 70.93% | 2.23 | 0 | 10.9 |  |  |  |  | R-410A | 2.7 | Residential & Commercial | USHP | Ducted CEE Tier 1
210597850 | Central HP <5.4 tons | AIRQUEST | HRCU-A-CB (Split System: Heat Pump with Remote Outdoor Unit-Air-Source) | HVH825GKA2* |  |  | EA*4X42L21A*+WALLCON | *80CTL0701716A* | 23800 | 16.5 | 8.1 | 21400 | 16600 | 77.57% | 1.96 | 0 | 11 |  |  |  |  | R-410A | 1.9833 | Residential & Commercial | USHP | Ducted CEE Tier 1
215289752 | Central HP <5.4 tons | AIRQUEST | HRCU-A-CB (Split System: Heat Pump with Remote Outdoor Unit-Air-Source) | DLCURAH18ABK | ADP |  | H,GE32930 | *96MSN0261410A* | 16900 | 20 | 8.1 | 16700 | 18800 | 112.6% | 2.3 | 0 | 10 |  |  |  |  | R-410A | 1.4083 | Residential & Commercial | USHP | Ducted CEE Tier 1
215289759 | Central HP <5.4 tons | AIRQUEST | HRCU-A-CB (Split System: Heat Pump with Remote Outdoor Unit-Air-Source) | DLCURAH18ABK | ADP |  | H,GG34936 | *96MSN0261410A* | 17300 | 20 | 8.1 | 16700 | 18800 | 112.6% | 2.3 | 0 | 10.5 |  |  |  |  | R-410A | 1.4417 | Residential & Commercial | USHP | Ducted CEE Tier 1
214092036 | Central HP <5.4 tons | YORK | HRCU-A-CB (Split System: Heat Pump with Remote Outdoor Unit-Air-Source) | HMH72B341 | ASPEN |  | D(A,C,E)42A44+TDR | TM9V040A10MP12 | 31800 | 17 | 8.1 | 33200 | 27400 | 82.53% | 2.62 | 0 | 9.4 |  |  |  |  | R-410A | 2.65 | Residential & Commercial | USHP
214091957 | Central HP <5.4 tons | YORK | HRCU-A-CB (Split System: Heat Pump with Remote Outdoor Unit-Air-Source) | HMH72B341 | ASPEN |  | D(A,C,E)48B34+TDR | TL9E100C20UH11 | 33400 | 17 | 8.2 | 33400 | 29000 | 86.83% | 2.72 | 0 | 10 |  |  |  |  | R-410A | 2.7833 | Residential & Commercial | USHP | Ducted CEE Tier 1
215289784 | Central HP <5.4 tons | AIRQUEST | HRCU-A-CB (Split System: Heat Pump with Remote Outdoor Unit-Air-Source) | DLCURAH18ABK | ADP |  | H,GG24936 | *96MSN0401410A* | 17400 | 16 | 8.5 | 16900 | 19100 | 113% | 2.34 | 0 | 10.5 |  |  |  |  | R-410A | 1.45 | Residential & Commercial | USHP | Ducted CEE Tier 1
215289807 | Central HP <5.4 tons | AIRQUEST | HRCU-A-CB (Split System: Heat Pump with Remote Outdoor Unit-Air-Source) | DLCURAH18ABK | ADP |  | HE34936 | *96MSN0401410A* | 17400 | 16 | 8.5 | 16900 | 19100 | 113% | 2.34 | 0 | 10.5 |  |  |  |  | R-410A | 1.45 | Residential & Commercial | USHP | Ducted CEE Tier 1
214092009 | Central HP <5.4 tons | YORK | HRCU-A-CB (Split System: Heat Pump with Remote Outdoor Unit-Air-Source) | HMH72B341 | ASPEN |  | D(A,C,E)36A34+TDR | TM8Y100C20MP11 | 33600 | 18 | 8.1 | 33600 | 30000 | 89.29% | 2.72 | 0 | 9.5 |  |  |  |  | R-410A | 2.8 | Residential & Commercial | USHP
214092011 | Central HP <5.4 tons | YORK | HRCU-A-CB (Split System: Heat Pump with Remote Outdoor Unit-Air-Source) | HMH72B341 | ASPEN |  | D(A,C,E)48B34+TDR | TM8Y100C20MP11 | 33600 | 18 | 8.2 | 33600 | 30000 | 89.29% | 2.76 | 0 | 9.5 |  |  |  |  | R-410A | 2.8 | Residential & Commercial | USHP
204456872 | Central HP <5.4 tons | AIRQUEST | HRCU-A-CB (Split System: Heat Pump with Remote Outdoor Unit-Air-Source) | HVH825GKA2* |  |  | EA*4X37L17A*+WALLCON | *80CTL0701412A* | 24200 | 17 | 8.1 | 21400 | 16600 | 77.57% | 2 | 11 | 11 |  |  |  |  | R-410A | 2.0167 | Residential & Commercial | USHP | Ducted CEE Tier 1
215289843 | Central HP <5.4 tons | AIRQUEST | HRCU-A-CB (Split System: Heat Pump with Remote Outdoor Unit-Air-Source) | DLCURAH18ABK | ADP |  | H,GE32936 | *96MSN0401712A* | 17200 | 15.2 | 8.5 | 17100 | 18800 | 109.9% | 2.3 | 0 | 10 |  |  |  |  | R-410A | 1.4333 | Residential & Commercial | USHP | Ducted CEE Tier 1
215289850 | Central HP <5.4 tons | AIRQUEST | HRCU-A-CB (Split System: Heat Pump with Remote Outdoor Unit-Air-Source) | DLCURAH18ABK | ADP |  | HG34936 | *96MSN0401712A* | 17500 | 15.2 | 8.5 | 17100 | 18800 | 109.9% | 2.3 | 0 | 10.5 |  |  |  |  | R-410A | 1.4583 | Residential & Commercial | USHP | Ducted CEE Tier 1
215289866 | Central HP <5.4 tons | AIRQUEST | HRCU-A-CB (Split System: Heat Pump with Remote Outdoor Unit-Air-Source) | DLCURAH18ABK | ADP |  | HE8J936 | *96MSN0401712A* | 17500 | 15.2 | 8.5 | 17100 | 18800 | 109.9% | 2.3 | 0 | 10.5 |  |  |  |  | R-410A | 1.4583 | Residential & Commercial | USHP | Ducted CEE Tier 1
215289868 | Central HP <5.4 tons | AIRQUEST | HRCU-A-CB (Split System: Heat Pump with Remote Outdoor Unit-Air-Source) | DLCURAH18ABK | ADP |  | HG9J936 | *96MSN0401712A* | 17500 | 15.2 | 8.5 | 17100 | 18800 | 109.9% | 2.3 | 0 | 10.5 |  |  |  |  | R-410A | 1.4583 | Residential & Commercial | USHP | Ducted CEE Tier 1
215289916 | Central HP <5.4 tons | AIRQUEST | HRCU-A-CB (Split System: Heat Pump with Remote Outdoor Unit-Air-Source) | DLCURAH18ABK | ADP |  | HG80936 | *96MSN0601412A* | 17400 | 16 | 8.5 | 17000 | 19400 | 114.1% | 2.38 | 0 | 10.5 |  |  |  |  | R-410A | 1.45 | Residential & Commercial | USHP | Ducted CEE Tier 1
215289950 | Central HP <5.4 tons | AIRQUEST | HRCU-A-CB (Split System: Heat Pump with Remote Outdoor Unit-Air-Source) | DLCURAH18ABK | ADP |  | HG7J936 | *96MSN0601716A* | 16900 | 16 | 8.5 | 16500 | 19000 | 115.2% | 2.32 | 0 | 10 |  |  |  |  | R-410A | 1.4083 | Residential & Commercial | USHP | Ducted CEE Tier 1
215289982 | Central HP <5.4 tons | AIRQUEST | HRCU-A-CB (Split System: Heat Pump with Remote Outdoor Unit-Air-Source) | DLCURAH18ABK | ADP |  | H,GE33936 | *96MSN0801716A* | 17500 | 16 | 8.5 | 17000 | 18700 | 110% | 2.3 | 0 | 11 |  |  |  |  | R-410A | 1.4583 | Residential & Commercial | USHP | Ducted CEE Tier 1
215290002 | Central HP <5.4 tons | AIRQUEST | HRCU-A-CB (Split System: Heat Pump with Remote Outdoor Unit-Air-Source) | DLCURAH18ABK | ADP |  | H,GG9J936 | *96MSN0801716A* | 17600 | 16 | 8.5 | 17000 | 18700 | 110% | 2.3 | 0 | 11 |  |  |  |  | R-410A | 1.4667 | Residential & Commercial | USHP | Ducted CEE Tier 1
206135738 | Central HP <5.4 tons | DAY & NIGHT | HRCU-A-CB (Split System: Heat Pump with Remote Outdoor Unit-Air-Source) | CVH837GKA** |  |  | EA*4X43L21A*+WALLCON | *80CSU0601716A* | 32800 | 17 | 8.5 | 33000 | 25200 | 76.36% | 1.96 | 12 | 11 |  |  |  |  | R-410A | 2.7333 | Residential & Commercial | USHP | Ducted CEE Tier 1
206136040 | Central HP <5.4 tons | DAY & NIGHT | HRCU-A-CB (Split System: Heat Pump with Remote Outdoor Unit-Air-Source) | CVH837GKA** |  |  | EHD4X48AAL+WALLCON | *80CSU1002120A* | 32600 | 16.5 | 8.1 | 33000 | 25000 | 75.76% | 1.96 | 11.5 | 11 |  |  |  |  | R-410A | 2.7167 | Residential & Commercial | USHP | Ducted CEE Tier 1
213785041 | Central HP <5.4 tons | CARRIER | HRCU-A-CB (Split System: Heat Pump with Remote Outdoor Unit-Air-Source) | 25VNA424A*031* |  |  | CAP**2517AL*+UI | 59TN6C060C17**14 | 24000 | 19.5 | 10.5 | 26600 | 19900 | 74.81% | 2.5 | 0 | 13 |  |  |  |  | R-410A | 2 | Residential & Commercial | USHP | Ducted CEE Tier 1
213785061 | Central HP <5.4 tons | CARRIER | HRCU-A-CB (Split System: Heat Pump with Remote Outdoor Unit-Air-Source) | 25VNA424A*031* |  |  | CAP**3017AL*+UI | 59TN6C040C14**10 | 22800 | 17.5 | 9.5 | 27000 | 20600 | 76.3% | 2.28 | 0 | 11.5 |  |  |  |  | R-410A | 1.9 | Residential & Commercial | USHP | Ducted CEE Tier 1
216891798 | Central HP <5.4 tons | FRIEDRICH | HRCU-A-CB (Split System: Heat Pump with Remote Outdoor Unit-Air-Source) | RD18AY36AJVC |  |  | RCFY3624MTANM | FR951V0855A21M4 | 32400 | 19 | 10 | 32400 | 28000 | 86.42% | 2.1 | 0 | 12 |  |  |  |  | R-454B | 2.7 | Residential & Commercial | USHP | Ducted CEE Tier 1
216891809 | Central HP <5.4 tons | FRIEDRICH | HRCU-A-CB (Split System: Heat Pump with Remote Outdoor Unit-Air-Source) | RD18AY36AJVC |  |  | RCFY3624MTANM | FR98MV1005A21UP | 32400 | 19 | 10 | 32400 | 28000 | 86.42% | 2.1 | 0 | 12 |  |  |  |  | R-454B | 2.7 | Residential & Commercial | USHP | Ducted CEE Tier 1
216891839 | Central HP <5.4 tons | FRIEDRICH | HRCU-A-CB (Split System: Heat Pump with Remote Outdoor Unit-Air-Source) | RD18AY36AJVC |  |  | RCFY3624MTANM | FR97MV0855A21DH | 32600 | 19 | 10 | 32600 | 27800 | 85.28% | 2.1 | 0 | 12 |  |  |  |  | R-454B | 2.7167 | Residential & Commercial | USHP | Ducted CEE Tier 1
216891850 | Central HP <5.4 tons | FRIEDRICH | HRCU-A-CB (Split System: Heat Pump with Remote Outdoor Unit-Air-Source) | RD18AY36AJVC |  |  | RCFY3617STANM | FR801V0504A17UHN | 31200 | 18 | 8.5 | 31200 | 27800 | 89.1% | 1.9 | 0 | 12 |  |  |  |  | R-454B | 2.6 | Residential & Commercial | USHP | Ducted CEE Tier 1
216891591 | Central HP <5.4 tons | FRIEDRICH | HRCU-A-CB (Split System: Heat Pump with Remote Outdoor Unit-Air-Source) | RD18AY36AJVC |  |  | RCFY3621STANM | FR98MV0855A21UP | 31400 | 19 | 8.5 | 31400 | 27600 | 87.9% | 1.9 | 0 | 12 |  |  |  |  | R-454B | 2.6167 | Residential & Commercial | USHP | Ducted CEE Tier 1
216951895 | Central HP <5.4 tons | TRANE | HRCU-A-CB (Split System: Heat Pump with Remote Outdoor Unit-Air-Source) | 5TWX5036A1 | ASPEN |  | DH60T4J | S9X1B080D4PSB | 32400 | 16 | 8.1 | 29200 | 21000 | 71.92% | 2.9 | 0 | 12 |  |  |  |  | R-454B | 2.7 | Residential & Commercial | USHP | Ducted CEE Tier 1
214626945 | Central HP <5.4 tons | CARRIER | HRCU-A-CB (Split System: Heat Pump with Remote Outdoor Unit-Air-Source) | 25VNA436A*031* | ADP |  | V,C36H175P149 | 58CU*A040C17**12 | 33000 | 20 | 9 | 33600 | 25600 | 76.19% | 2.04 | 0 | 12 |  |  |  |  | R-410A | 2.75 | Residential & Commercial | USHP | Ducted CEE Tier 1
214626998 | Central HP <5.4 tons | CARRIER | HRCU-A-CB (Split System: Heat Pump with Remote Outdoor Unit-Air-Source) | 25VNA436A*031* | ADP |  | PL36H210P299 | 58CU*A100C21**20 | 33800 | 20 | 9 | 33200 | 25200 | 75.9% | 2.02 | 0 | 12 |  |  |  |  | R-410A | 2.8167 | Residential & Commercial | USHP | Ducted CEE Tier 1
206136127 | Central HP <5.4 tons | AIRQUEST | HRCU-A-CB (Split System: Heat Pump with Remote Outdoor Unit-Air-Source) | HVH837GKA** |  |  | EA*4X42L24A*+WALLCON | *95CSU1002122A* | 31800 | 17.5 | 8.1 | 33000 | 24400 | 73.94% | 1.9 | 11.5 | 11 |  |  |  |  | R-410A | 2.65 | Residential & Commercial | USHP | Ducted CEE Tier 1
216644299 | Central HP <5.4 tons | COMFORTMAKER | HRCU-A-CB (Split System: Heat Pump with Remote Outdoor Unit-Air-Source) | D5CUHAH18AAK |  |  | EA*5X19M17A* | *95MSU0601716A* | 17900 | 15.2 | 9.5 | 19800 | 17700 | 89.39% | 1.98 | 0 | 11 |  |  |  |  | R-454B | 1.4917 | Residential & Commercial | USHP | Ducted CEE Tier 1
213771575 | Central HP <5.4 tons | CARRIER | HRCU-A-CB (Split System: Heat Pump with Remote Outdoor Unit-Air-Source) | 25VNA825A*031* |  |  | CAP**4821AL*+UI | 58TN*B090C17**16 | 24200 | 17 | 8.1 | 20800 | 16500 | 79.33% | 2.02 | 0 | 11 |  |  |  |  | R-410A | 2.0167 | Residential & Commercial | USHP | Ducted CEE Tier 1
216951643 | Central HP <5.4 tons | TRANE | HRCU-A-CB (Split System: Heat Pump with Remote Outdoor Unit-Air-Source) | 5TWX5036A1 | ASPEN |  | DH36T4J | S9X1B040U3PSB | 31800 | 16 | 8.1 | 28800 | 20800 | 72.22% | 2.94 | 0 | 12 |  |  |  |  | R-454B | 2.65 | Residential & Commercial | USHP | Ducted CEE Tier 1
216891600 | Central HP <5.4 tons | FRIEDRICH | HRCU-A-CB (Split System: Heat Pump with Remote Outdoor Unit-Air-Source) | RD18AY36AJVC |  |  | RCFY3621STANM | FR801V1005A21UHN | 31600 | 19 | 8.5 | 31600 | 27600 | 87.34% | 2 | 0 | 12 |  |  |  |  | R-454B | 2.6333 | Residential & Commercial | USHP | Ducted CEE Tier 1
211755756 | Central HP <5.4 tons | YORK | HRCU-A-CB (Split System: Heat Pump with Remote Outdoor Unit-Air-Source) | HMH72B341 | ASPEN |  | D(A,C,E)36B34+TDR | TM8E040A12MP11 | 32000 | 18 | 8.1 | 33600 | 27200 | 80.95% | 2.5 | 0 | 9.9 |  |  |  |  | R-410A | 2.6667 | Residential & Commercial | USHP
215292729 | Central HP <5.4 tons | AIRQUEST | HRCU-A-CB (Split System: Heat Pump with Remote Outdoor Unit-Air-Source) | DLCURAH24ABK | ADP |  | H,GG24936 | *96VTN0601412A* | 23200 | 16 | 8.5 | 24800 | 25200 | 101.6% | 2.14 | 0 | 10 |  |  |  |  | R-410A | 1.9333 | Residential & Commercial | USHP | Ducted CEE Tier 1
215292746 | Central HP <5.4 tons | AIRQUEST | HRCU-A-CB (Split System: Heat Pump with Remote Outdoor Unit-Air-Source) | DLCURAH24ABK | ADP |  | H,GE33936 | *96VTN0601412A* | 23200 | 16 | 8.5 | 24800 | 25200 | 101.6% | 2.14 | 0 | 10 |  |  |  |  | R-410A | 1.9333 | Residential & Commercial | USHP | Ducted CEE Tier 1
215292764 | Central HP <5.4 tons | AIRQUEST | HRCU-A-CB (Split System: Heat Pump with Remote Outdoor Unit-Air-Source) | DLCURAH24ABK | ADP |  | HG8J936 | *96VTN0601412A* | 23400 | 16 | 8.5 | 24200 | 23000 | 95.04% | 1.94 | 0 | 10 |  |  |  |  | R-410A | 1.95 | Residential & Commercial | USHP | Ducted CEE Tier 1
215292797 | Central HP <5.4 tons | AIRQUEST | HRCU-A-CB (Split System: Heat Pump with Remote Outdoor Unit-Air-Source) | DLCURAH24ABK | ADP |  | HG34936 | *96VTN0601412B* | 23400 | 17 | 8.5 | 24600 | 23600 | 95.93% | 2 | 0 | 10 |  |  |  |  | R-410A | 1.95 | Residential & Commercial | USHP | Ducted CEE Tier 1
214063846 | Central HP <5.4 tons | BOSCH | HRCU-A-CB (Split System: Heat Pump with Remote Outdoor Unit-Air-Source) | BOVA-36HDN1-M20G | ASPEN |  | D(A,C,E)36D34+TDR | BGH96M060B3B | 23000 | 18 | 9 | 24000 | 22200 | 92.5% | 2.28 | 0 | 12 |  |  |  |  | R-410A | 1.9167 | Residential & Commercial | USHP | Ducted CEE Tier 1
211755815 | Central HP <5.4 tons | YORK | HRCU-A-CB (Split System: Heat Pump with Remote Outdoor Unit-Air-Source) | HMH72B341 | ASPEN |  | D(A,C,E)36A44+TDR | TM9E060A10MP12 | 31800 | 17.5 | 8.1 | 33800 | 27400 | 81.07% | 2.48 | 0 | 9.4 |  |  |  |  | R-410A | 2.65 | Residential & Commercial | USHP
211755867 | Central HP <5.4 tons | YORK | HRCU-A-CB (Split System: Heat Pump with Remote Outdoor Unit-Air-Source) | HMH72B341 | ASPEN |  | D(A,C,E)36B34+TDR | TM9Y100C20MP11 | 32000 | 15.5 | 8.1 | 34000 | 27800 | 81.76% | 2.44 | 0 | 9.4 |  |  |  |  | R-410A | 2.6667 | Residential & Commercial | USHP
211755874 | Central HP <5.4 tons | YORK | HRCU-A-CB (Split System: Heat Pump with Remote Outdoor Unit-Air-Source) | HMH72B341 | ASPEN |  | C(A,C,D,E)48D24+TDR | TMLE060A12MP11 | 31200 | 17.8 | 8.1 | 33800 | 27400 | 81.07% | 2.51 | 0 | 9.7 |  |  |  |  | R-410A | 2.6 | Residential & Commercial | USHP
211755940 | Central HP <5.4 tons | YORK | HRCU-A-CB (Split System: Heat Pump with Remote Outdoor Unit-Air-Source) | HMH72B341 | ASPEN |  | C(A,C,D,E)48D24+TDR | YP9C080B12MP13 | 32200 | 17 | 8.1 | 33600 | 29600 | 88.1% | 2.51 | 0 | 9.5 |  |  |  |  | R-410A | 2.6833 | Residential & Commercial | USHP
211755956 | Central HP <5.4 tons | YORK | HRCU-A-CB (Split System: Heat Pump with Remote Outdoor Unit-Air-Source) | HMH72B341 | ASPEN |  | D(A,C,E)36A44+TDR | YPLC060A12MP13 | 32000 | 17.5 | 8.1 | 34000 | 27800 | 81.76% | 2.5 | 0 | 9.4 |  |  |  |  | R-410A | 2.6667 | Residential & Commercial | USHP
213785412 | Central HP <5.4 tons | CARRIER | HRCU-A-CB (Split System: Heat Pump with Remote Outdoor Unit-Air-Source) | 25VNA436A*031* |  |  | CAP**3721AL*+UI | 59TN6C060C17**14 | 33600 | 19 | 9 | 36800 | 25800 | 70.11% | 2.02 | 0 | 11.7 |  |  |  |  | R-410A | 2.8 | Residential & Commercial | USHP | Ducted CEE Tier 1
213785426 | Central HP <5.4 tons | CARRIER | HRCU-A-CB (Split System: Heat Pump with Remote Outdoor Unit-Air-Source) | 25VNA436A*031* |  |  | CAP**4221AL*+UI | 58TN*B110C21**20 | 32600 | 19 | 9 | 37800 | 26600 | 70.37% | 1.98 | 0 | 11.7 |  |  |  |  | R-410A | 2.7167 | Residential & Commercial | USHP | Ducted CEE Tier 1
213785446 | Central HP <5.4 tons | CARRIER | HRCU-A-CB (Split System: Heat Pump with Remote Outdoor Unit-Air-Source) | 25VNA436A*031* |  |  | CAP**4224AL*+UI | 58TN*B135C24**22 | 32600 | 19 | 9 | 37800 | 26600 | 70.37% | 1.98 | 0 | 11.7 |  |  |  |  | R-410A | 2.7167 | Residential & Commercial | USHP | Ducted CEE Tier 1
215290011 | Central HP <5.4 tons | AIRQUEST | HRCU-A-CB (Split System: Heat Pump with Remote Outdoor Unit-Air-Source) | DLCURAH18ABK | ADP |  | H,GG31924 | *96VTN0401410A* | 16800 | 15.2 | 8.5 | 16700 | 18800 | 112.6% | 2.3 | 0 | 10 |  |  |  |  | R-410A | 1.4 | Residential & Commercial | USHP | Ducted CEE Tier 1
215290036 | Central HP <5.4 tons | AIRQUEST | HRCU-A-CB (Split System: Heat Pump with Remote Outdoor Unit-Air-Source) | DLCURAH18ABK | ADP |  | HE30924 | *96VTN0401410A* | 16600 | 15.2 | 8.5 | 16700 | 18800 | 112.6% | 2.3 | 0 | 10 |  |  |  |  | R-410A | 1.3833 | Residential & Commercial | USHP | Ducted CEE Tier 1
215290043 | Central HP <5.4 tons | AIRQUEST | HRCU-A-CB (Split System: Heat Pump with Remote Outdoor Unit-Air-Source) | DLCURAH18ABK | ADP |  | HE8J936 | *96VTN0401410A* | 17400 | 16 | 8.5 | 16700 | 18800 | 112.6% | 2.3 | 0 | 10.5 |  |  |  |  | R-410A | 1.45 | Residential & Commercial | USHP | Ducted CEE Tier 1
215290052 | Central HP <5.4 tons | AIRQUEST | HRCU-A-CB (Split System: Heat Pump with Remote Outdoor Unit-Air-Source) | DLCURAH18ABK | ADP |  | H,GG31924 | *96VTN0401410B* | 16600 | 16 | 8.5 | 16600 | 19000 | 114.5% | 2.34 | 0 | 9.5 |  |  |  |  | R-410A | 1.3833 | Residential & Commercial | USHP
215290066 | Central HP <5.4 tons | AIRQUEST | HRCU-A-CB (Split System: Heat Pump with Remote Outdoor Unit-Air-Source) | DLCURAH18ABK | ADP |  | H,GG33936 | *96VTN0401410B* | 17100 | 16 | 8.5 | 16600 | 19000 | 114.5% | 2.34 | 0 | 10 |  |  |  |  | R-410A | 1.425 | Residential & Commercial | USHP | Ducted CEE Tier 1
211755974 | Central HP <5.4 tons | YORK | HRCU-A-CB (Split System: Heat Pump with Remote Outdoor Unit-Air-Source) | HMH72B341 | ASPEN |  | D(A,C,E)36B36+TDR | TL8E060A12UH11 | 32200 | 18 | 8.1 | 33800 | 27400 | 81.07% | 2.51 | 0 | 9.9 |  |  |  |  | R-410A | 2.6833 | Residential & Commercial | USHP
211264469 | Central HP <5.4 tons | AIRQUEST | HRCU-A-CB (Split System: Heat Pump with Remote Outdoor Unit-Air-Source) | DLCURAH18ABK |  |  | EN(A,D)4X30L17** | *80ES(N,L)0451412A* | 18200 | 16.5 | 8.5 | 18700 | 18300 | 97.86% | 2.22 | 0 | 11 |  |  |  |  | R-410A | 1.5167 | Residential & Commercial | USHP | Ducted CEE Tier 1
212983695 | Central HP <5.4 tons | TEMPSTAR | HRCU-A-CB (Split System: Heat Pump with Remote Outdoor Unit-Air-Source) | DLCURAH18ABK |  |  | EN(A,D)4X18L14** | *92MSN0601412A* | 17300 | 16 | 8.5 | 18500 | 19200 | 103.8% | 2.3 | 0 | 10.5 |  |  |  |  | R-410A | 1.4417 | Residential & Commercial | USHP | Ducted CEE Tier 1
216891607 | Central HP <5.4 tons | FRIEDRICH | HRCU-A-CB (Split System: Heat Pump with Remote Outdoor Unit-Air-Source) | RD18AY36AJVC |  |  | RCFY3617STANM | FR802V0503A14DZ | 31400 | 18 | 8.5 | 31400 | 27800 | 88.54% | 1.9 | 0 | 12 |  |  |  |  | R-454B | 2.6167 | Residential & Commercial | USHP | Ducted CEE Tier 1
216951993 | Central HP <5.4 tons | TRANE | HRCU-A-CB (Split System: Heat Pump with Remote Outdoor Unit-Air-Source) | 5TWX5036A1 | ASPEN |  | DH36T4J | S9X2D120U5PSB | 32000 | 16 | 8.1 | 28200 | 20400 | 72.34% | 3.03 | 0 | 12 |  |  |  |  | R-454B | 2.6667 | Residential & Commercial | USHP | Ducted CEE Tier 1
210597894 | Central HP <5.4 tons | AIRQUEST | HRCU-A-CB (Split System: Heat Pump with Remote Outdoor Unit-Air-Source) | HVH825GKA2* |  |  | EA*4X42L21A*+WALLCON | *97CMN1002122A* | 23800 | 16.5 | 8.1 | 21400 | 16600 | 77.57% | 1.96 | 0 | 11 |  |  |  |  | R-410A | 1.9833 | Residential & Commercial | USHP | Ducted CEE Tier 1
216570910 | Central HP <5.4 tons | TRANE | HRCU-A-CB (Split System: Heat Pump with Remote Outdoor Unit-Air-Source) | 5TWV0X24A1 |  |  | 5TXCB003AS3 | S8V2A040M3PDB | 21400 | 20.4 | 10 | 24000 | 18300 | 76.25% | 2.2 | 0 | 11.5 |  |  |  |  | R-454B | 1.7833 | Residential & Commercial | USHP | Ducted CEE Tier 1
214626929 | Central HP <5.4 tons | CARRIER | HRCU-A-CB (Split System: Heat Pump with Remote Outdoor Unit-Air-Source) | 25VNA424A*031* | ADP |  | V,C36H175P139 | 59CU5A060C17**16 | 23400 | 20 | 10.5 | 25000 | 19500 | 78% | 2.44 | 0 | 13 |  |  |  |  | R-410A | 1.95 | Residential & Commercial | USHP | Ducted CEE Tier 1
214627145 | Central HP <5.4 tons | CARRIER | HRCU-A-CB (Split System: Heat Pump with Remote Outdoor Unit-Air-Source) | 25VNA448A*031* | ADP |  | V,C48H210P169 | 58CU*A100C21**20 | 43500 | 21 | 9 | 44500 | 36000 | 80.9% | 2.28 | 0 | 11.7 |  |  |  |  | R-410A | 3.625 | Residential & Commercial | USHP | Ducted CEE Tier 1
213312033 | Central HP <5.4 tons | BRYANT HEATING AND COOLING SYSTEMS | HRCU-A-CB (Split System: Heat Pump with Remote Outdoor Unit-Air-Source) | 38MURAQ36AB3* | ADP |  | C36A***L159+CBPE3A* | 0 | 36000 | 16 | 8.1 | 38000 | 35000 | 92.11% | 1.82 | 0 | 10 |  |  |  |  | R-410A | 3 | Residential & Commercial | USHP | Ducted CEE Tier 1
213312035 | Central HP <5.4 tons | BRYANT HEATING AND COOLING SYSTEMS | HRCU-A-CB (Split System: Heat Pump with Remote Outdoor Unit-Air-Source) | 38MURAQ36AB3* | ADP |  | PL36H***P449+CBPE3A* | 0 | 36000 | 16 | 8.1 | 38000 | 35000 | 92.11% | 1.82 | 0 | 10 |  |  |  |  | R-410A | 3 | Residential & Commercial | USHP | Ducted CEE Tier 1
216571234 | Central HP <5.4 tons | TRANE | HRCU-A-CB (Split System: Heat Pump with Remote Outdoor Unit-Air-Source) | 5TWV8X24A1 |  |  | 5TXCB003AS3 | L8V1A040U3VSB+LRP | 21400 | 18.1 | 8.5 | 24600 | 19000 | 77.24% | 2.1 | 0 | 11 |  |  |  |  | R-454B | 1.7833 | Residential & Commercial | USHP | Ducted CEE Tier 1
214595936 | Central HP <5.4 tons | AIRQUEST | HRCU-A-C (Split System: Heat Pump with Remote Outdoor Unit with No Indoor Fan --Air Source) | DLCURAH30ABK | ADP |  | HG34936+TD | 0 | 29800 | 15.2 | 9.5 | 31400 | 26600 | 84.71% | 1.82 | 0 | 10.5 |  |  |  |  | R-410A | 2.4833 | Residential & Commercial | USHP | Ducted CEE Tier 1
213785077 | Central HP <5.4 tons | CARRIER | HRCU-A-CB (Split System: Heat Pump with Remote Outdoor Unit-Air-Source) | 25VNA424A*031* |  |  | CAP**3617AL*+UI | 59MN7C080C17**14 | 23200 | 19.5 | 10 | 26800 | 20000 | 74.63% | 2.38 | 0 | 12.5 |  |  |  |  | R-410A | 1.9333 | Residential & Commercial | USHP | Ducted CEE Tier 1
213785125 | Central HP <5.4 tons | CARRIER | HRCU-A-CB (Split System: Heat Pump with Remote Outdoor Unit-Air-Source) | 25VNA424A*031* |  |  | CAP**3721AL*+UI | 59TN6C080C17**14 | 24000 | 20 | 10.5 | 26400 | 19800 | 75% | 2.52 | 0 | 13 |  |  |  |  | R-410A | 2 | Residential & Commercial | USHP | Ducted CEE Tier 1
210597922 | Central HP <5.4 tons | AIRQUEST | HRCU-A-CB (Split System: Heat Pump with Remote Outdoor Unit-Air-Source) | HVH825GKA2* |  |  | EA*4X42L24A*+WALLCON | *97CMN0602120A* | 23600 | 16.5 | 8.1 | 21400 | 16700 | 78.04% | 1.96 | 0 | 11 |  |  |  |  | R-410A | 1.9667 | Residential & Commercial | USHP | Ducted CEE Tier 1
210597990 | Central HP <5.4 tons | AIRQUEST | HRCU-A-CB (Split System: Heat Pump with Remote Outdoor Unit-Air-Source) | HVH825GKA2* |  |  | EA*4X43L21A*+WALLCON | *97CMN0801714A* | 24400 | 16.5 | 8.1 | 21200 | 16700 | 78.77% | 2.02 | 0 | 11 |  |  |  |  | R-410A | 2.0333 | Residential & Commercial | USHP | Ducted CEE Tier 1
216951618 | Central HP <5.4 tons | TRANE | HRCU-A-CB (Split System: Heat Pump with Remote Outdoor Unit-Air-Source) | 5TWX5036A1 | ASPEN |  | DH36T4J | S9V2B060D3VSB | 31400 | 16 | 8.1 | 29000 | 20600 | 71.03% | 2.8 | 0 | 11.7 |  |  |  |  | R-454B | 2.6167 | Residential & Commercial | USHP | Ducted CEE Tier 1
212578205 | Central HP <5.4 tons | CARRIER | HRCU-A-CB (Split System: Heat Pump with Remote Outdoor Unit-Air-Source) | 25VNA424A*031* | ADP |  | H,PG9J936 | 58TN*A045C17**12 | 23400 | 20 | 9.5 | 25000 | 19600 | 78.4% | 2.42 | 0 | 13 |  |  |  |  | R-410A | 1.95 | Residential & Commercial | USHP | Ducted CEE Tier 1
212578222 | Central HP <5.4 tons | CARRIER | HRCU-A-CB (Split System: Heat Pump with Remote Outdoor Unit-Air-Source) | 25VNA424A*031* | ADP |  | H,PG32936 | 59MN7B060C17**14 | 22600 | 19 | 10.5 | 25200 | 19600 | 77.78% | 2.42 | 0 | 12.5 |  |  |  |  | R-410A | 1.8833 | Residential & Commercial | USHP | Ducted CEE Tier 1
212578225 | Central HP <5.4 tons | CARRIER | HRCU-A-CB (Split System: Heat Pump with Remote Outdoor Unit-Air-Source) | 25VNA424A*031* | ADP |  | H,PG24936 | 59MN7B060C21**20 | 22600 | 20 | 10 | 25000 | 19500 | 78% | 2.4 | 0 | 12.5 |  |  |  |  | R-410A | 1.8833 | Residential & Commercial | USHP | Ducted CEE Tier 1
214609880 | Central HP <5.4 tons | CARRIER | HRCU-A-C (Split System: Heat Pump with Remote Outdoor Unit with No Indoor Fan --Air Source) | 38MURAQ30AB3 | ASPEN |  | D(A,C,E)36A34+TDR | 0 | 28600 | 15.2 | 9.5 | 33200 | 27000 | 81.33% | 1.85 | 0 | 10.4 |  |  |  |  | R-410A | 2.3833 | Residential & Commercial | USHP | Ducted CEE Tier 1
210597966 | Central HP <5.4 tons | AIRQUEST | HRCU-A-CB (Split System: Heat Pump with Remote Outdoor Unit-Air-Source) | HVH825GKA2* |  |  | EA*4X43L21A*+WALLCON | *95CSU1002122A* | 24400 | 17 | 8.5 | 21200 | 16600 | 78.3% | 2.04 | 0 | 11 |  |  |  |  | R-410A | 2.0333 | Residential & Commercial | USHP | Ducted CEE Tier 1
213785336 | Central HP <5.4 tons | CARRIER | HRCU-A-CB (Split System: Heat Pump with Remote Outdoor Unit-Air-Source) | 25VNA436A*031* |  |  | CAP**3617AL*+UI | 58TN*B070C14**12 | 32000 | 18.5 | 8.5 | 38500 | 27000 | 70.13% | 1.92 | 0 | 11 |  |  |  |  | R-410A | 2.6667 | Residential & Commercial | USHP | Ducted CEE Tier 1
206136190 | Central HP <5.4 tons | DAY & NIGHT | HRCU-A-CB (Split System: Heat Pump with Remote Outdoor Unit-Air-Source) | CVH837GKA** |  |  | EA*4X48L24A*+WALLCON | *95CSU0802120A* | 32400 | 17.5 | 8.5 | 32400 | 24800 | 76.54% | 2 | 12 | 11.5 |  |  |  |  | R-410A | 2.7 | Residential & Commercial | USHP | Ducted CEE Tier 1
212396586 | Central HP <5.4 tons | YORK | HRCU-A-CB (Split System: Heat Pump with Remote Outdoor Unit-Air-Source) | HMH72B341 | ADP |  | AD-34(P,U)*****9 | TM8E080B12MP11 | 32800 | 17 | 8.5 | 32400 | 23400 | 72.22% | 2.02 | 0 | 9.5 |  |  |  |  | R-410A | 2.7333 | Residential & Commercial | USHP
212380982 | Central HP <5.4 tons | CARRIER | HRCU-A-CB (Split System: Heat Pump with Remote Outdoor Unit-Air-Source) | 25VNA448A*031* | ADP |  | C48A***L169 | 58TN*A090C21**20 | 44000 | 21 | 8.1 | 44500 | 35800 | 80.45% | 2.28 | 0 | 12 |  |  |  |  | R-410A | 3.6667 | Residential & Commercial | USHP | Ducted CEE Tier 1
212983204 | Central HP <5.4 tons | TEMPSTAR | HRCU-A-CB (Split System: Heat Pump with Remote Outdoor Unit-Air-Source) | DLCURAH24ABK |  |  | EA*4X37L21A* | *92MSN0401712A* | 24000 | 16 | 8.1 | 25400 | 21800 | 85.83% | 1.8 | 0 | 10 |  |  |  |  | R-410A | 2 | Residential & Commercial | USHP | Ducted CEE Tier 1
212983615 | Central HP <5.4 tons | TEMPSTAR | HRCU-A-CB (Split System: Heat Pump with Remote Outdoor Unit-Air-Source) | DLCURAH24ABK |  |  | EN(A,D)4X30L17** | *92MSN0601412A* | 23800 | 17 | 8.5 | 26400 | 23800 | 90.15% | 1.98 | 0 | 10.5 |  |  |  |  | R-410A | 1.9833 | Residential & Commercial | USHP | Ducted CEE Tier 1
214092793 | Central HP <5.4 tons | YORK | HRCU-A-CB (Split System: Heat Pump with Remote Outdoor Unit-Air-Source) | HMH72B341 | ASPEN |  | D(A,C,E)48B36+TDR | TMLE100C16MP11 | 33000 | 18 | 8.2 | 32800 | 28600 | 87.2% | 2.68 | 0 | 10 |  |  |  |  | R-410A | 2.75 | Residential & Commercial | USHP | Ducted CEE Tier 1
214092802 | Central HP <5.4 tons | YORK | HRCU-A-CB (Split System: Heat Pump with Remote Outdoor Unit-Air-Source) | HMH72B341 | ASPEN |  | D(A,C,E)42A46+TDR | TP9C060B12MP13 | 32600 | 17.5 | 8.1 | 34000 | 27800 | 81.76% | 2.63 | 0 | 9.5 |  |  |  |  | R-410A | 2.7167 | Residential & Commercial | USHP
214092818 | Central HP <5.4 tons | YORK | HRCU-A-CB (Split System: Heat Pump with Remote Outdoor Unit-Air-Source) | HMH72B341 | ASPEN |  | D(A,C,E)42A46+TDR | TPLC080C16MP13 | 32400 | 17.5 | 8.5 | 33800 | 27400 | 81.07% | 2.66 | 0 | 10 |  |  |  |  | R-410A | 2.7 | Residential & Commercial | USHP | Ducted CEE Tier 1
214092838 | Central HP <5.4 tons | YORK | HRCU-A-CB (Split System: Heat Pump with Remote Outdoor Unit-Air-Source) | HMH72B341 | ASPEN |  | D(A,C,E)36A36+TDR | Y81E080C16LMPS1 | 31600 | 17.9 | 8.5 | 33200 | 27400 | 82.53% | 2.7 | 0 | 9.8 |  |  |  |  | R-410A | 2.6333 | Residential & Commercial | USHP
214092870 | Central HP <5.4 tons | YORK | HRCU-A-CB (Split System: Heat Pump with Remote Outdoor Unit-Air-Source) | HMH72B341 | ASPEN |  | D(A,C,E)48B36+TDR | Y81E120C16LMPS1 | 33600 | 18 | 8.2 | 32800 | 30000 | 91.46% | 2.76 | 0 | 9.5 |  |  |  |  | R-410A | 2.8 | Residential & Commercial | USHP
214092897 | Central HP <5.4 tons | YORK | HRCU-A-CB (Split System: Heat Pump with Remote Outdoor Unit-Air-Source) | HMH72B341 | ASPEN |  | D(A,C,E)42A46+TDR | YP9C080B12MP13 | 32800 | 17 | 8.1 | 33600 | 29600 | 88.1% | 2.69 | 0 | 9.5 |  |  |  |  | R-410A | 2.7333 | Residential & Commercial | USHP
213296045 | Central HP <5.4 tons | YORK | HRCU-A-CB (Split System: Heat Pump with Remote Outdoor Unit-Air-Source) | HMH72B341 | ASPEN |  | D(A,C,E)36A3G+TXV+TDR | TM9V080B12MP12 | 32800 | 17 | 8.1 | 33600 | 29400 | 87.5% | 2.63 | 0 | 9.5 |  |  |  |  | R-410A | 2.7333 | Residential & Commercial | USHP
213296193 | Central HP <5.4 tons | YORK | HRCU-A-CB (Split System: Heat Pump with Remote Outdoor Unit-Air-Source) | HMH72B341 | ASPEN |  | C(A,C,D,E)48C24+TDR | TM8E080B12MP11 | 30600 | 17.7 | 8.5 | 34000 | 28000 | 82.35% | 2.61 | 0 | 9 |  |  |  |  | R-410A | 2.55 | Residential & Commercial | USHP
216951654 | Central HP <5.4 tons | TRANE | HRCU-A-CB (Split System: Heat Pump with Remote Outdoor Unit-Air-Source) | 5TWX5036A1 | ASPEN |  | DH36T4J | S9X2B060D3PSB | 31600 | 16 | 8.1 | 29200 | 21000 | 71.92% | 2.83 | 0 | 12 |  |  |  |  | R-454B | 2.6333 | Residential & Commercial | USHP | Ducted CEE Tier 1
216738604 | Central HP <5.4 tons | COMFORTMAKER | HRCU-A-CB (Split System: Heat Pump with Remote Outdoor Unit-Air-Source) | D5CUHAH24AAK |  |  | ESH5X36M12A* | *96MSN1202422A* | 23000 | 15.2 | 8.1 | 21000 | 18700 | 89.05% | 1.9 | 0 | 10.5 |  |  |  |  | R-454B | 1.9167 | Residential & Commercial | USHP | Ducted CEE Tier 1
210597842 | Central HP <5.4 tons | AIRQUEST | HRCU-A-CB (Split System: Heat Pump with Remote Outdoor Unit-Air-Source) | HVH825GKA2* |  |  | EA*4X42L21A*+WALLCON | *80CSU1002120A* | 23800 | 16.5 | 8.1 | 21400 | 16700 | 78.04% | 1.96 | 0 | 10.5 |  |  |  |  | R-410A | 1.9833 | Residential & Commercial | USHP | Ducted CEE Tier 1
210597890 | Central HP <5.4 tons | AIRQUEST | HRCU-A-CB (Split System: Heat Pump with Remote Outdoor Unit-Air-Source) | HVH825GKA2* |  |  | EA*4X42L21A*+WALLCON | *97CMN0801714A* | 23600 | 16.5 | 8.1 | 21400 | 16700 | 78.04% | 1.96 | 0 | 11 |  |  |  |  | R-410A | 1.9667 | Residential & Commercial | USHP | Ducted CEE Tier 1
210597910 | Central HP <5.4 tons | AIRQUEST | HRCU-A-CB (Split System: Heat Pump with Remote Outdoor Unit-Air-Source) | HVH825GKA2* |  |  | EA*4X42L24A*+WALLCON | *95CSU1002122A* | 23800 | 17 | 8.1 | 21400 | 16600 | 77.57% | 1.96 | 0 | 11 |  |  |  |  | R-410A | 1.9833 | Residential & Commercial | USHP | Ducted CEE Tier 1
210597926 | Central HP <5.4 tons | AIRQUEST | HRCU-A-CB (Split System: Heat Pump with Remote Outdoor Unit-Air-Source) | HVH825GKA2* |  |  | EA*4X42L24A*+WALLCON | *97CMN1002122A* | 23800 | 16.5 | 8.1 | 21400 | 16600 | 77.57% | 1.96 | 0 | 11 |  |  |  |  | R-410A | 1.9833 | Residential & Commercial | USHP | Ducted CEE Tier 1
214522691 | Central HP <5.4 tons | FRIEDRICH | HRCU-A-C (Split System: Heat Pump with Remote Outdoor Unit with No Indoor Fan --Air Source) | WFPU18Z483C | ASPEN |  | DX42C44+TDR | 0 | 40000 | 15.5 | 8.5 | 42000 | 34600 | 82.38% | 1.94 | 0 | 11.3 |  |  |  |  | R-410A | 3.3333 | Residential & Commercial | USHP | Ducted CEE Tier 1
210597958 | Central HP <5.4 tons | AIRQUEST | HRCU-A-CB (Split System: Heat Pump with Remote Outdoor Unit-Air-Source) | HVH825GKA2* |  |  | EA*4X43L21A*+WALLCON | *95CSU0601716A* | 24400 | 16.5 | 8.1 | 21200 | 16700 | 78.77% | 2.02 | 0 | 10.5 |  |  |  |  | R-410A | 2.0333 | Residential & Commercial | USHP | Ducted CEE Tier 1
210598174 | Central HP <5.4 tons | AIRQUEST | HRCU-A-CB (Split System: Heat Pump with Remote Outdoor Unit-Air-Source) | HVH825GKA2* |  |  | EHD4X42AAL+WALLCON | *80CTL0701412A* | 24200 | 16.5 | 8.1 | 21200 | 16600 | 78.3% | 2.02 | 0 | 11 |  |  |  |  | R-410A | 2.0167 | Residential & Commercial | USHP | Ducted CEE Tier 1
210598194 | Central HP <5.4 tons | AIRQUEST | HRCU-A-CB (Split System: Heat Pump with Remote Outdoor Unit-Air-Source) | HVH825GKA2* |  |  | EHD4X42AAL+WALLCON | *95CSU0802120A* | 24200 | 16 | 8.1 | 21400 | 16600 | 77.57% | 2 | 0 | 11 |  |  |  |  | R-410A | 2.0167 | Residential & Commercial | USHP | Ducted CEE Tier 1
214854006 | Central HP <5.4 tons | RUUD | HRCU-A-CB (Split System: Heat Pump with Remote Outdoor Unit-Air-Source) | RD17AZ36AJ3N | ASPEN |  | AE*L+CM36B34+TDR | 0 | 31600 | 17 | 8.1 | 32400 | 25400 | 78.4% | 3.08 | 0 | 10 |  |  |  |  | R-410A | 2.6333 | Residential & Commercial | USHP | Ducted CEE Tier 1
213205690 | Central HP <5.4 tons | TEMPSTAR | HRCU-A-CB (Split System: Heat Pump with Remote Outdoor Unit-Air-Source) | DLCURAH36ABK | ASPEN |  | D(A,C,E)36B34+TDR | *96VTN1002122A* | 35200 | 16.5 | 8.1 | 38500 | 32200 | 83.64% | 2.54 | 0 | 10 |  |  |  |  | R-410A | 2.9333 | Residential & Commercial | USHP | Ducted CEE Tier 1
214092693 | Central HP <5.4 tons | YORK | HRCU-A-CB (Split System: Heat Pump with Remote Outdoor Unit-Air-Source) | HMH72B341 | ASPEN |  | D(A,C,E)48B36+TDR | TL8E060A12UH11 | 32800 | 18 | 8.1 | 33400 | 28800 | 86.23% | 2.66 | 0 | 9.5 |  |  |  |  | R-410A | 2.7333 | Residential & Commercial | USHP
215031274 | Central HP <5.4 tons | DAIKIN | HRCU-A-CB (Split System: Heat Pump with Remote Outdoor Unit-Air-Source) | DZ9VCA3610A* | ASPEN |  | CH48B34+TDR | D*96VC1205DNA* | 31600 | 19 | 8.1 | 34000 | 24400 | 71.76% | 1.8 | 0 | 11.9 |  |  |  |  | R-410A | 2.6333 | Residential & Commercial | USHP | Ducted CEE Tier 1
213785660 | Central HP <5.4 tons | CARRIER | HRCU-A-CB (Split System: Heat Pump with Remote Outdoor Unit-Air-Source) | 25VNA436A*031* |  |  | CSPH*3612AL*+UI | 59TN6C080C17**14 | 33000 | 18 | 8.5 | 37200 | 26400 | 70.97% | 2 | 0 | 11.5 |  |  |  |  | R-410A | 2.75 | Residential & Commercial | USHP | Ducted CEE Tier 1
214595923 | Central HP <5.4 tons | AIRQUEST | HRCU-A-C (Split System: Heat Pump with Remote Outdoor Unit with No Indoor Fan --Air Source) | DLCURAH18ABK | ADP |  | HG7J936+TD | 0 | 18000 | 16 | 9.5 | 17400 | 14600 | 83.91% | 2.2 | 0 | 11.7 |  |  |  |  | R-410A | 1.5 | Residential & Commercial | USHP | Ducted CEE Tier 1
216676316 | Central HP <5.4 tons | DAY & NIGHT | HRCU-A-CB (Split System: Heat Pump with Remote Outdoor Unit-Air-Source) | D5CURAH24AAK |  |  | EA*5X25M17A* | *80VSL0901716B* | 24600 | 16 | 9 | 23400 | 19100 | 81.62% | 2.06 | 0 | 10 |  |  |  |  | R-454B | 2.05 | Residential & Commercial | USHP | Ducted CEE Tier 1
213780657 | Central HP <5.4 tons | HEIL | HRCU-A-CB (Split System: Heat Pump with Remote Outdoor Unit-Air-Source) | HVH837GKA2* |  |  | EA*4X36L17A*+WALLCON | *80CTL0701716B* | 31400 | 16.5 | 8.1 | 33400 | 24400 | 73.05% | 1.82 | 0 | 10.5 |  |  |  |  | R-410A | 2.6167 | Residential & Commercial | USHP | Ducted CEE Tier 1
213781057 | Central HP <5.4 tons | HEIL | HRCU-A-CB (Split System: Heat Pump with Remote Outdoor Unit-Air-Source) | HVH837GKA2* |  |  | EA*4X42L21A*+WALLCON | *96CTN0601714B* | 31600 | 16.5 | 8.1 | 33200 | 24600 | 74.1% | 1.86 | 0 | 10.5 |  |  |  |  | R-410A | 2.6333 | Residential & Commercial | USHP | Ducted CEE Tier 1
213781157 | Central HP <5.4 tons | HEIL | HRCU-A-CB (Split System: Heat Pump with Remote Outdoor Unit-Air-Source) | HVH837GKA2* |  |  | EA*4X43L21A*+WALLCON | *80CTL0451712B* | 32600 | 16.5 | 8.1 | 33200 | 25400 | 76.51% | 1.94 | 0 | 10.5 |  |  |  |  | R-410A | 2.7167 | Residential & Commercial | USHP | Ducted CEE Tier 1
213781507 | Central HP <5.4 tons | HEIL | HRCU-A-CB (Split System: Heat Pump with Remote Outdoor Unit-Air-Source) | HVH837GKA2* |  |  | EA*4X60L24A*+WALLCON | *97CMN1202422B* | 32800 | 17.5 | 8.1 | 31600 | 24600 | 77.85% | 1.98 | 0 | 11.5 |  |  |  |  | R-410A | 2.7333 | Residential & Commercial | USHP | Ducted CEE Tier 1
206135980 | Central HP <5.4 tons | DAY & NIGHT | HRCU-A-CB (Split System: Heat Pump with Remote Outdoor Unit-Air-Source) | CVH837GKA** |  |  | EHD4X42AAL+WALLCON | *80CSU0601716A* | 32400 | 16.5 | 8.1 | 33200 | 24800 | 74.7% | 1.94 | 11.5 | 11 |  |  |  |  | R-410A | 2.7 | Residential & Commercial | USHP | Ducted CEE Tier 1
215550848 | Central HP <5.4 tons | FRIEDRICH | HRCU-A-CB (Split System: Heat Pump with Remote Outdoor Unit-Air-Source) | WFPU18Z363C | ASPEN |  | L(E,G)M36F4 | 0 | 33800 | 17 | 9 | 33400 | 23400 | 70.06% | 2.61 | 0 | 10 |  |  |  |  | R-410A | 2.8167 | Residential & Commercial | USHP | Ducted CEE Tier 1
207590958 | Central HP <5.4 tons | GE Appliances | HRCU-A-CB (Split System: Heat Pump with Remote Outdoor Unit-Air-Source) | AUH4860ZGDA* | ADP |  | TUY48ZPDA | 0 | 48000 | 17 | 9 | 48000 | 39000 | 81.25% | 1.8 | 11.5 | 11 |  |  |  |  | R-410A | 4 | Residential & Commercial | USHP | Ducted CEE Tier 1
215792886 | Central HP <5.4 tons | BRYANT HEATING AND COOLING SYSTEMS | HRCU-A-CB (Split System: Heat Pump with Remote Outdoor Unit-Air-Source) | 38MURAQ36AB3* | ADP |  | H,PE33936 | 926TC48060V17*** | 34200 | 15.2 | 8.5 | 36800 | 34600 | 94.02% | 1.94 | 0 | 9.5 |  |  |  |  | R-410A | 2.85 | Residential & Commercial | USHP
213753031 | Central HP <5.4 tons | CARRIER | HRCU-A-CB (Split System: Heat Pump with Remote Outdoor Unit-Air-Source) | 38MURAQ24AB3* | ASPEN |  | D(A,C,E)36B34+TDR | 59TP6C080V17**16 | 23400 | 17 | 8.5 | 26200 | 20200 | 77.1% | 2.88 | 0 | 10 |  |  |  |  | R-410A | 1.95 | Residential & Commercial | USHP | Ducted CEE Tier 1
212380537 | Central HP <5.4 tons | CARRIER | HRCU-A-CB (Split System: Heat Pump with Remote Outdoor Unit-Air-Source) | 25VNA424A*031* | ADP |  | V,C36H175P149 | 58TN*A070C17**16 | 23400 | 20 | 8.5 | 25000 | 19400 | 77.6% | 2.46 | 0 | 13.5 |  |  |  |  | R-410A | 1.95 | Residential & Commercial | USHP | Ducted CEE Tier 1
212380980 | Central HP <5.4 tons | CARRIER | HRCU-A-CB (Split System: Heat Pump with Remote Outdoor Unit-Air-Source) | 25VNA448A*031* | ADP |  | PL60H210P179 | 58TN*A090C21**20 | 44500 | 21 | 8.5 | 44000 | 35800 | 81.36% | 2.36 | 0 | 12 |  |  |  |  | R-410A | 3.7083 | Residential & Commercial | USHP | Ducted CEE Tier 1
206133789 | Central HP <5.4 tons | AIRQUEST | HRCU-A-CB (Split System: Heat Pump with Remote Outdoor Unit-Air-Source) | HVH825GKA2* |  |  | EA*4X36L21A*+WALLCON | *95CSU1002122A* | 23600 | 16.5 | 8.1 | 21400 | 16600 | 77.57% | 1.94 | 11.5 | 10.5 |  |  |  |  | R-410A | 1.9667 | Residential & Commercial | USHP | Ducted CEE Tier 1
216683380 | Central HP <5.4 tons | CARRIER | HRCU-A-CB (Split System: Heat Pump with Remote Outdoor Unit-Air-Source) | 38MURAQ24AB3* |  |  | CSPH*2412AL* | 59TP7A120V24**22 | 23800 | 16 | 9 | 26400 | 23400 | 88.64% | 1.8 | 0 | 10 |  |  |  |  | R-410A | 1.9833 | Residential & Commercial | USHP | Ducted CEE Tier 1
206135725 | Central HP <5.4 tons | AIRQUEST | HRCU-A-CB (Split System: Heat Pump with Remote Outdoor Unit-Air-Source) | HVH837GKA** |  |  | EA*4X43L21A*+WALLCON | *80CSU0401712A* | 33000 | 17.5 | 8.5 | 33000 | 25000 | 75.76% | 1.98 | 12 | 11 |  |  |  |  | R-410A | 2.75 | Residential & Commercial | USHP | Ducted CEE Tier 1
216953036 | Central HP <5.4 tons | TRANE | HRCU-A-CB (Split System: Heat Pump with Remote Outdoor Unit-Air-Source) | 5TWX5060A1 | ASPEN |  | DH60T4J | S8X2C100M5PSC | 51500 | 15.5 | 8.1 | 50000 | 35400 | 70.8% | 2.7 | 0 | 9.8 |  |  |  |  | R-454B | 4.2917 | Residential & Commercial | USHP
212975036 | Central HP <5.4 tons | HEIL | HRCU-A-CB (Split System: Heat Pump with Remote Outdoor Unit-Air-Source) | DLCURAH24ABK |  |  | EN(A,D)4X30L14** | *96VTN0401410B* | 23200 | 15.5 | 8.1 | 25800 | 24200 | 93.8% | 2 | 0 | 10 |  |  |  |  | R-410A | 1.9333 | Residential & Commercial | USHP | Ducted CEE Tier 1
206765463 | Central HP <5.4 tons | DAY & NIGHT | HRCU-A-CB (Split System: Heat Pump with Remote Outdoor Unit-Air-Source) | CVH825GKA3* |  |  | EA*4X24L17A*+WALLCON | *97CMN0801714A* | 23200 | 16 | 8.1 | 22000 | 16900 | 76.82% | 1.88 | 11 | 10.5 |  |  |  |  | R-410A | 1.9333 | Residential & Commercial | USHP | Ducted CEE Tier 1
216571278 | Central HP <5.4 tons | TRANE | HRCU-A-CB (Split System: Heat Pump with Remote Outdoor Unit-Air-Source) | 5TWV8X36A1 |  |  | 5PX*CD09AS3 | S8V2C100M5PDB | 33400 | 18.1 | 8.5 | 33000 | 25400 | 76.97% | 2.1 | 0 | 10.5 |  |  |  |  | R-454B | 2.7833 | Residential & Commercial | USHP | Ducted CEE Tier 1
216571294 | Central HP <5.4 tons | TRANE | HRCU-A-CB (Split System: Heat Pump with Remote Outdoor Unit-Air-Source) | 5TWV8X36A1 |  |  | 5PX*DD10AS3 | S8V2D120M5PCB | 32800 | 18.1 | 8.5 | 33000 | 25200 | 76.36% | 2.1 | 0 | 10.5 |  |  |  |  | R-454B | 2.7333 | Residential & Commercial | USHP | Ducted CEE Tier 1
216571296 | Central HP <5.4 tons | TRANE | HRCU-A-CB (Split System: Heat Pump with Remote Outdoor Unit-Air-Source) | 5TWV8X36A1 |  |  | 5TXCB004AS3 | L8V1A060U3VSB+LRP | 31400 | 18 | 8.5 | 32800 | 25600 | 78.05% | 2 | 0 | 9.8 |  |  |  |  | R-454B | 2.6167 | Residential & Commercial | USHP
211656180 | Central HP <5.4 tons | YORK | HRCU-A-CB (Split System: Heat Pump with Remote Outdoor Unit-Air-Source) | HMH72B361 | ASPEN |  | AFM474+TDR | 0 | 35200 | 18 | 8.1 | 36000 | 26000 | 72.22% | 2.81 | 0 | 9 |  |  |  |  | R-410A | 2.9333 | Residential & Commercial | USHP
214596035 | Central HP <5.4 tons | AIRQUEST | HRCU-A-C (Split System: Heat Pump with Remote Outdoor Unit with No Indoor Fan --Air Source) | DLCURAH36ABK | ADP |  | H,PG8J936+TD | 0 | 35600 | 15.2 | 8.45 | 36400 | 31200 | 85.71% | 1.82 | 0 | 9.5 |  |  |  |  | R-410A | 2.9667 | Residential & Commercial | USHP
206767200 | Central HP <5.4 tons | DAY & NIGHT | HRCU-A-CB (Split System: Heat Pump with Remote Outdoor Unit-Air-Source) | CVH825GKA3* |  |  | EA*4X37L21A*+WALLCON | *80CSU0401712A* | 24400 | 17 | 8.5 | 21200 | 16600 | 78.3% | 2.02 | 11.5 | 11 |  |  |  |  | R-410A | 2.0333 | Residential & Commercial | USHP | Ducted CEE Tier 1
214242976 | Central HP <5.4 tons | BRYANT HEATING AND COOLING SYSTEMS | HRCU-A-CB (Split System: Heat Pump with Remote Outdoor Unit-Air-Source) | 288BNV025*0**B* |  |  | CNPV*4221AL*+UI | 88*TB48090C17*** | 23800 | 16.5 | 8.1 | 21400 | 16700 | 78.04% | 1.96 | 0 | 11 |  |  |  |  | R-410A | 1.9833 | Residential & Commercial | USHP | Ducted CEE Tier 1
206765776 | Central HP <5.4 tons | DAY & NIGHT | HRCU-A-CB (Split System: Heat Pump with Remote Outdoor Unit-Air-Source) | CVH825GKA3* |  |  | EA*4X36L21A*+WALLCON | *97CMN0601714A* | 23400 | 16 | 8.1 | 21600 | 16800 | 77.78% | 1.92 | 11 | 10.5 |  |  |  |  | R-410A | 1.95 | Residential & Commercial | USHP | Ducted CEE Tier 1
206765911 | Central HP <5.4 tons | DAY & NIGHT | HRCU-A-CB (Split System: Heat Pump with Remote Outdoor Unit-Air-Source) | CVH825GKA3* |  |  | EA*4X37L17A*+WALLCON | *80CTL0701412A* | 24200 | 17 | 8.1 | 21400 | 16600 | 77.57% | 2 | 11 | 11 |  |  |  |  | R-410A | 2.0167 | Residential & Commercial | USHP | Ducted CEE Tier 1
206765659 | Central HP <5.4 tons | DAY & NIGHT | HRCU-A-CB (Split System: Heat Pump with Remote Outdoor Unit-Air-Source) | CVH825GKA3* |  |  | EA*4X36L17A*+WALLCON | *80CTL0701716A* | 23600 | 16.5 | 8.1 | 21400 | 16700 | 78.04% | 1.94 | 11.5 | 11 |  |  |  |  | R-410A | 1.9667 | Residential & Commercial | USHP | Ducted CEE Tier 1
214595934 | Central HP <5.4 tons | AIRQUEST | HRCU-A-C (Split System: Heat Pump with Remote Outdoor Unit with No Indoor Fan --Air Source) | DLCURAH24ABK | ADP |  | HG9J936+TD | 0 | 24000 | 16 | 9.5 | 23400 | 19600 | 83.76% | 1.95 | 0 | 10.5 |  |  |  |  | R-410A | 2 | Residential & Commercial | USHP | Ducted CEE Tier 1
214091963 | Central HP <5.4 tons | YORK | HRCU-A-CB (Split System: Heat Pump with Remote Outdoor Unit-Air-Source) | HMH72B341 | ASPEN |  | D(A,C,E)48B34+TDR | TM8E060A12MP11 | 32800 | 18 | 8.1 | 33800 | 27400 | 81.07% | 2.63 | 0 | 10 |  |  |  |  | R-410A | 2.7333 | Residential & Commercial | USHP | Ducted CEE Tier 1
214092081 | Central HP <5.4 tons | YORK | HRCU-A-CB (Split System: Heat Pump with Remote Outdoor Unit-Air-Source) | HMH72B341 | ASPEN |  | D(A,C,E)42A44+TDR | TMLE080B12MP11 | 32400 | 18 | 8.1 | 34000 | 28000 | 82.35% | 2.61 | 0 | 9.5 |  |  |  |  | R-410A | 2.7 | Residential & Commercial | USHP
214092082 | Central HP <5.4 tons | YORK | HRCU-A-CB (Split System: Heat Pump with Remote Outdoor Unit-Air-Source) | HMH72B341 | ASPEN |  | D(A,C,E)48B34+TDR | TMLE080B12MP11 | 32600 | 18 | 8.1 | 34000 | 28000 | 82.35% | 2.61 | 0 | 9.5 |  |  |  |  | R-410A | 2.7167 | Residential & Commercial | USHP
216737497 | Central HP <5.4 tons | BRYANT HEATING AND COOLING SYSTEMS | HRCU-A-CB (Split System: Heat Pump with Remote Outdoor Unit-Air-Source) | 37MUHAQ24AA3 |  |  | CSAH*3012AM* | 912SE60100M21*** | 22400 | 16 | 8.1 | 21000 | 18800 | 89.52% | 1.85 | 0 | 11 |  |  |  |  | R-454B | 1.8667 | Residential & Commercial | USHP | Ducted CEE Tier 1
216737664 | Central HP <5.4 tons | BRYANT HEATING AND COOLING SYSTEMS | HRCU-A-CB (Split System: Heat Pump with Remote Outdoor Unit-Air-Source) | 37MUHAQ24AA3 |  |  | CSAH*3012AM* | 926SB60080V21*** | 22600 | 15.5 | 8.1 | 21000 | 18900 | 90% | 1.85 | 0 | 10.5 |  |  |  |  | R-454B | 1.8833 | Residential & Commercial | USHP | Ducted CEE Tier 1
214091995 | Central HP <5.4 tons | YORK | HRCU-A-CB (Split System: Heat Pump with Remote Outdoor Unit-Air-Source) | HMH72B341 | ASPEN |  | D(A,C,E)42A44+TDR | TM8V120C20MP12 | 31800 | 16.5 | 8.5 | 32400 | 27800 | 85.8% | 2.69 | 0 | 8.9 |  |  |  |  | R-410A | 2.65 | Residential & Commercial | USHP
214091996 | Central HP <5.4 tons | YORK | HRCU-A-CB (Split System: Heat Pump with Remote Outdoor Unit-Air-Source) | HMH72B341 | ASPEN |  | D(A,C,E)48B34+TDR | TM8V120C20MP12 | 32000 | 16.5 | 8.5 | 32400 | 27800 | 85.8% | 2.69 | 0 | 8.9 |  |  |  |  | R-410A | 2.6667 | Residential & Commercial | USHP
214092012 | Central HP <5.4 tons | YORK | HRCU-A-CB (Split System: Heat Pump with Remote Outdoor Unit-Air-Source) | HMH72B341 | ASPEN |  | D(A,C,E)36A34+TDR | TM8Y120C20MP11 | 33600 | 18 | 8.1 | 33600 | 30000 | 89.29% | 2.72 | 0 | 9.5 |  |  |  |  | R-410A | 2.8 | Residential & Commercial | USHP
214595943 | Central HP <5.4 tons | AIRQUEST | HRCU-A-C (Split System: Heat Pump with Remote Outdoor Unit with No Indoor Fan --Air Source) | DLCURAH36ABK | ADP |  | HG33936+TD | 0 | 35400 | 15.2 | 8.35 | 36200 | 31200 | 86.19% | 1.8 | 0 | 9.5 |  |  |  |  | R-410A | 2.95 | Residential & Commercial | USHP
214596027 | Central HP <5.4 tons | AIRQUEST | HRCU-A-C (Split System: Heat Pump with Remote Outdoor Unit with No Indoor Fan --Air Source) | DLCURAH36ABK | ADP |  | H,PG1K936+TD | 0 | 36000 | 15.2 | 8.6 | 36400 | 31200 | 85.71% | 1.85 | 0 | 10 |  |  |  |  | R-410A | 3 | Residential & Commercial | USHP | Ducted CEE Tier 1
212984131 | Central HP <5.4 tons | TEMPSTAR | HRCU-A-CB (Split System: Heat Pump with Remote Outdoor Unit-Air-Source) | DLCURAH24ABK |  |  | EN(A,D)4X30L17** | *92MSN0601714A* | 23600 | 17 | 8.5 | 26400 | 24400 | 92.42% | 2.02 | 0 | 10.5 |  |  |  |  | R-410A | 1.9667 | Residential & Commercial | USHP | Ducted CEE Tier 1
206771930 | Central HP <5.4 tons | AIRQUEST | HRCU-A-CB (Split System: Heat Pump with Remote Outdoor Unit-Air-Source) | HVH837GKA2* |  |  | EA*4X48L24A*+WALLCON | *97CMN1002122A* | 32400 | 17.5 | 8.5 | 32600 | 24800 | 76.07% | 2 | 12 | 11.7 |  |  |  |  | R-410A | 2.7 | Residential & Commercial | USHP | Ducted CEE Tier 1
206771939 | Central HP <5.4 tons | AIRQUEST | HRCU-A-CB (Split System: Heat Pump with Remote Outdoor Unit-Air-Source) | HVH837GKA2* |  |  | EA*4X48L24A*+WALLCON | *97CMN1202422A* | 32200 | 17.5 | 8.5 | 32600 | 25000 | 76.69% | 1.98 | 12 | 11.7 |  |  |  |  | R-410A | 2.6833 | Residential & Commercial | USHP | Ducted CEE Tier 1
206772543 | Central HP <5.4 tons | AIRQUEST | HRCU-A-CB (Split System: Heat Pump with Remote Outdoor Unit-Air-Source) | HVH837GKA2* |  |  | EHD4X36AAL+WALLCON | *80CTL0902120A* | 32200 | 16.5 | 8.1 | 33200 | 24800 | 74.7% | 1.92 | 11.5 | 11 |  |  |  |  | R-410A | 2.6833 | Residential & Commercial | USHP | Ducted CEE Tier 1
211756008 | Central HP <5.4 tons | YORK | HRCU-A-CB (Split System: Heat Pump with Remote Outdoor Unit-Air-Source) | HMH72B341 | ASPEN |  | D(A,C,E)36B36+TDR | TM8V100C20MP12 | 31400 | 16.5 | 8.1 | 32400 | 27800 | 85.8% | 2.49 | 0 | 8.9 |  |  |  |  | R-410A | 2.6167 | Residential & Commercial | USHP
211756031 | Central HP <5.4 tons | YORK | HRCU-A-CB (Split System: Heat Pump with Remote Outdoor Unit-Air-Source) | HMH72B341 | ASPEN |  | D(A,C,E)36A46+TDR | TM9E080C16MP12 | 32200 | 18 | 8.1 | 33600 | 27200 | 80.95% | 2.53 | 0 | 9.9 |  |  |  |  | R-410A | 2.6833 | Residential & Commercial | USHP
216951529 | Central HP <5.4 tons | TRANE | HRCU-A-C (Split System: Heat Pump with Remote Outdoor Unit with No Indoor Fan --Air Source) | 5TWX5036A1 | ASPEN |  | DH60T4J | 0 | 32600 | 15.5 | 8.1 | 29000 | 21000 | 72.41% | 2.91 | 0 | 11 |  |  |  |  | R-454B | 2.7167 | Residential & Commercial | USHP | Ducted CEE Tier 1
214609343 | Central HP <5.4 tons | CARRIER | HRCU-A-C (Split System: Heat Pump with Remote Outdoor Unit with No Indoor Fan --Air Source) | 38MURAQ30AB3 | ASPEN |  | D(A,C,E)30B34+TDR | 0 | 27800 | 15.3 | 9.3 | 32600 | 27000 | 82.82% | 1.85 | 0 | 10.2 |  |  |  |  | R-410A | 2.3167 | Residential & Commercial | USHP | Ducted CEE Tier 1
214596025 | Central HP <5.4 tons | AIRQUEST | HRCU-A-C (Split System: Heat Pump with Remote Outdoor Unit with No Indoor Fan --Air Source) | DLCURAH30ABK | ADP |  | H,PG7J936+TD | 0 | 29400 | 15.2 | 9.35 | 31200 | 26600 | 85.26% | 1.8 | 0 | 10 |  |  |  |  | R-410A | 2.45 | Residential & Commercial | USHP | Ducted CEE Tier 1
214092013 | Central HP <5.4 tons | YORK | HRCU-A-CB (Split System: Heat Pump with Remote Outdoor Unit-Air-Source) | HMH72B341 | ASPEN |  | D(A,C,E)42A44+TDR | TM8Y120C20MP11 | 33600 | 18 | 8.3 | 33600 | 30400 | 90.48% | 2.81 | 0 | 9.5 |  |  |  |  | R-410A | 2.8 | Residential & Commercial | USHP
206136077 | Central HP <5.4 tons | AIRQUEST | HRCU-A-CB (Split System: Heat Pump with Remote Outdoor Unit-Air-Source) | HVH837GKA** |  |  | EA*4X37L21A*+WALLCON | *95CSU0802120A* | 33000 | 17.5 | 8.5 | 32800 | 25000 | 76.22% | 2 | 12 | 11.5 |  |  |  |  | R-410A | 2.75 | Residential & Commercial | USHP | Ducted CEE Tier 1
214092014 | Central HP <5.4 tons | YORK | HRCU-A-CB (Split System: Heat Pump with Remote Outdoor Unit-Air-Source) | HMH72B341 | ASPEN |  | D(A,C,E)48B34+TDR | TM8Y120C20MP11 | 33600 | 18 | 8.2 | 33600 | 30000 | 89.29% | 2.76 | 0 | 9.5 |  |  |  |  | R-410A | 2.8 | Residential & Commercial | USHP
214092028 | Central HP <5.4 tons | YORK | HRCU-A-CB (Split System: Heat Pump with Remote Outdoor Unit-Air-Source) | HMH72B341 | ASPEN |  | D(A,C,E)48B34+TDR | TM9E080C16MP12 | 33000 | 18 | 8.1 | 33000 | 29000 | 87.88% | 2.71 | 0 | 10 |  |  |  |  | R-410A | 2.75 | Residential & Commercial | USHP | Ducted CEE Tier 1
214092030 | Central HP <5.4 tons | YORK | HRCU-A-CB (Split System: Heat Pump with Remote Outdoor Unit-Air-Source) | HMH72B341 | ASPEN |  | D(A,C,E)42A44+TDR | TM9E100C16MP12 | 32600 | 18 | 8.1 | 33600 | 27200 | 80.95% | 2.65 | 0 | 10 |  |  |  |  | R-410A | 2.7167 | Residential & Commercial | USHP | Ducted CEE Tier 1
214092047 | Central HP <5.4 tons | YORK | HRCU-A-CB (Split System: Heat Pump with Remote Outdoor Unit-Air-Source) | HMH72B341 | ASPEN |  | D(A,C,E)36A34+TDR | TM9V100C16MP12 | 31600 | 17.5 | 8.4 | 34000 | 27400 | 80.59% | 2.67 | 0 | 9.8 |  |  |  |  | R-410A | 2.6333 | Residential & Commercial | USHP
214092062 | Central HP <5.4 tons | YORK | HRCU-A-CB (Split System: Heat Pump with Remote Outdoor Unit-Air-Source) | HMH72B341 | ASPEN |  | D(A,C,E)36A34+TDR | TM9Y080C16MP11 | 31600 | 18.4 | 8.1 | 33800 | 27800 | 82.25% | 2.65 | 0 | 9.3 |  |  |  |  | R-410A | 2.6333 | Residential & Commercial | USHP
214092002 | Central HP <5.4 tons | YORK | HRCU-A-CB (Split System: Heat Pump with Remote Outdoor Unit-Air-Source) | HMH72B341 | ASPEN |  | D(A,C,E)48B34+TDR | TM8Y080B12MP11 | 32800 | 18 | 8.1 | 33400 | 27400 | 82.04% | 2.65 | 0 | 10 |  |  |  |  | R-410A | 2.7333 | Residential & Commercial | USHP | Ducted CEE Tier 1
214092061 | Central HP <5.4 tons | YORK | HRCU-A-CB (Split System: Heat Pump with Remote Outdoor Unit-Air-Source) | HMH72B341 | ASPEN |  | D(A,C,E)48B34+TDR | TM9Y080B12MP11 | 32600 | 17.5 | 8.1 | 33400 | 27400 | 82.04% | 2.63 | 0 | 9.5 |  |  |  |  | R-410A | 2.7167 | Residential & Commercial | USHP
206771933 | Central HP <5.4 tons | DAY & NIGHT | HRCU-A-CB (Split System: Heat Pump with Remote Outdoor Unit-Air-Source) | CVH837GKA2* |  |  | EA*4X48L24A*+WALLCON | *97CMN1002122A* | 32400 | 17.5 | 8.5 | 32600 | 24800 | 76.07% | 2 | 12 | 11.7 |  |  |  |  | R-410A | 2.7 | Residential & Commercial | USHP | Ducted CEE Tier 1
213296012 | Central HP <5.4 tons | YORK | HRCU-A-CB (Split System: Heat Pump with Remote Outdoor Unit-Air-Source) | HMH72B341 | ASPEN |  | D(A,C,E)36A3G+TXV+TDR | TL8E080C16UH11 | 31600 | 17.5 | 8.5 | 33800 | 27800 | 82.25% | 2.67 | 0 | 9.8 |  |  |  |  | R-410A | 2.6333 | Residential & Commercial | USHP
213296071 | Central HP <5.4 tons | YORK | HRCU-A-CB (Split System: Heat Pump with Remote Outdoor Unit-Air-Source) | HMH72B341 | ASPEN |  | D(A,C,E)36A3G+TXV+TDR | TP9C120D20MP13 | 31200 | 16.8 | 8.1 | 32200 | 28000 | 86.96% | 2.51 | 0 | 9.3 |  |  |  |  | R-410A | 2.6 | Residential & Commercial | USHP
213296187 | Central HP <5.4 tons | YORK | HRCU-A-CB (Split System: Heat Pump with Remote Outdoor Unit-Air-Source) | HMH72B341 | ASPEN |  | C(A,C,D,E)48C24+TDR | TM8E060A12MP11 | 30800 | 17.7 | 8.1 | 33800 | 27400 | 81.07% | 2.44 | 0 | 9 |  |  |  |  | R-410A | 2.5667 | Residential & Commercial | USHP
214092016 | Central HP <5.4 tons | YORK | HRCU-A-CB (Split System: Heat Pump with Remote Outdoor Unit-Air-Source) | HMH72B341 | ASPEN |  | D(A,C,E)42A44+TDR | TM9E040A10MP12 | 32200 | 17 | 8.1 | 33400 | 28000 | 83.83% | 2.57 | 0 | 9.5 |  |  |  |  | R-410A | 2.6833 | Residential & Commercial | USHP
214092043 | Central HP <5.4 tons | YORK | HRCU-A-CB (Split System: Heat Pump with Remote Outdoor Unit-Air-Source) | HMH72B341 | ASPEN |  | D(A,C,E)48B34+TDR | TM9V080B12MP12 | 32800 | 17 | 8.1 | 33600 | 29400 | 87.5% | 2.66 | 0 | 9.5 |  |  |  |  | R-410A | 2.7333 | Residential & Commercial | USHP
214092084 | Central HP <5.4 tons | YORK | HRCU-A-CB (Split System: Heat Pump with Remote Outdoor Unit-Air-Source) | HMH72B341 | ASPEN |  | D(A,C,E)42A44+TDR | TMLE080C16MP11 | 33000 | 18 | 8.3 | 33000 | 29000 | 87.88% | 2.72 | 0 | 10 |  |  |  |  | R-410A | 2.75 | Residential & Commercial | USHP | Ducted CEE Tier 1
214092116 | Central HP <5.4 tons | YORK | HRCU-A-CB (Split System: Heat Pump with Remote Outdoor Unit-Air-Source) | HMH72B341 | ASPEN |  | D(A,C,E)36A34+TDR | TP9C100C20MP13 | 31600 | 17.5 | 8.1 | 33800 | 28200 | 83.43% | 2.69 | 0 | 9.3 |  |  |  |  | R-410A | 2.6333 | Residential & Commercial | USHP
216570878 | Central HP <5.4 tons | TRANE | HRCU-A-CB (Split System: Heat Pump with Remote Outdoor Unit-Air-Source) | 5TWV0X24A1 |  |  | 5PX*B006AS3 | S8V2B060M4PCB | 22000 | 21.4 | 10 | 22400 | 18100 | 80.8% | 2.2 | 0 | 12 |  |  |  |  | R-454B | 1.8333 | Residential & Commercial | USHP | Ducted CEE Tier 1
216571210 | Central HP <5.4 tons | TRANE | HRCU-A-CB (Split System: Heat Pump with Remote Outdoor Unit-Air-Source) | 5TWV8X24A1 |  |  | 5PX*BD06AS3 | S8V2B080M4PDB | 22000 | 18.1 | 8.5 | 23800 | 18600 | 78.15% | 2.2 | 0 | 11.5 |  |  |  |  | R-454B | 1.8333 | Residential & Commercial | USHP | Ducted CEE Tier 1
214092064 | Central HP <5.4 tons | YORK | HRCU-A-CB (Split System: Heat Pump with Remote Outdoor Unit-Air-Source) | HMH72B341 | ASPEN |  | D(A,C,E)48B34+TDR | TM9Y080C16MP11 | 32600 | 18.5 | 8.1 | 34000 | 28000 | 82.35% | 2.65 | 0 | 9.5 |  |  |  |  | R-410A | 2.7167 | Residential & Commercial | USHP
214092098 | Central HP <5.4 tons | YORK | HRCU-A-CB (Split System: Heat Pump with Remote Outdoor Unit-Air-Source) | HMH72B341 | ASPEN |  | D(A,C,E)36A34+TDR | TMLV100C16MP12 | 31600 | 17.5 | 8.4 | 33800 | 27400 | 81.07% | 2.64 | 0 | 9.8 |  |  |  |  | R-410A | 2.6333 | Residential & Commercial | USHP
214092114 | Central HP <5.4 tons | YORK | HRCU-A-CB (Split System: Heat Pump with Remote Outdoor Unit-Air-Source) | HMH72B341 | ASPEN |  | D(A,C,E)42A44+TDR | TP9C100C16MP13 | 32400 | 17.5 | 8.5 | 34000 | 27400 | 80.59% | 2.66 | 0 | 10 |  |  |  |  | R-410A | 2.7 | Residential & Commercial | USHP | Ducted CEE Tier 1
214092131 | Central HP <5.4 tons | YORK | HRCU-A-CB (Split System: Heat Pump with Remote Outdoor Unit-Air-Source) | HMH72B341 | ASPEN |  | D(A,C,E)36A34+TDR | TPLC100C16MP13 | 31600 | 17.5 | 8.4 | 33800 | 27400 | 81.07% | 2.64 | 0 | 9.8 |  |  |  |  | R-410A | 2.6333 | Residential & Commercial | USHP
214092163 | Central HP <5.4 tons | YORK | HRCU-A-CB (Split System: Heat Pump with Remote Outdoor Unit-Air-Source) | HMH72B341 | ASPEN |  | D(A,C,E)48B34+TDR | Y81E100C16SMPS1 | 32600 | 18 | 8.5 | 33400 | 28400 | 85.03% | 2.7 | 0 | 9.5 |  |  |  |  | R-410A | 2.7167 | Residential & Commercial | USHP
214092164 | Central HP <5.4 tons | YORK | HRCU-A-CB (Split System: Heat Pump with Remote Outdoor Unit-Air-Source) | HMH72B341 | ASPEN |  | D(A,C,E)42A44+TDR | Y81E100C20LMPS1 | 32400 | 17.5 | 8.5 | 33400 | 27600 | 82.63% | 2.7 | 0 | 9.5 |  |  |  |  | R-410A | 2.7 | Residential & Commercial | USHP
214092179 | Central HP <5.4 tons | YORK | HRCU-A-CB (Split System: Heat Pump with Remote Outdoor Unit-Air-Source) | HMH72B341 | ASPEN |  | D(A,C,E)48B34+TDR | Y82E080C16LMPS1 | 33600 | 18.5 | 8.2 | 32800 | 29800 | 90.85% | 2.8 | 0 | 9.5 |  |  |  |  | R-410A | 2.8 | Residential & Commercial | USHP
214092716 | Central HP <5.4 tons | YORK | HRCU-A-CB (Split System: Heat Pump with Remote Outdoor Unit-Air-Source) | HMH72B341 | ASPEN |  | D(A,C,E)42A46+TDR | TM8E120C16MP11 | 33200 | 18 | 8.3 | 33000 | 29200 | 88.48% | 2.73 | 0 | 10 |  |  |  |  | R-410A | 2.7667 | Residential & Commercial | USHP | Ducted CEE Tier 1
214092764 | Central HP <5.4 tons | YORK | HRCU-A-CB (Split System: Heat Pump with Remote Outdoor Unit-Air-Source) | HMH72B341 | ASPEN |  | D(A,C,E)42A46+TDR | TM9V100C16MP12 | 32400 | 17.5 | 8.5 | 34000 | 27400 | 80.59% | 2.66 | 0 | 10 |  |  |  |  | R-410A | 2.7 | Residential & Commercial | USHP | Ducted CEE Tier 1
214092765 | Central HP <5.4 tons | YORK | HRCU-A-CB (Split System: Heat Pump with Remote Outdoor Unit-Air-Source) | HMH72B341 | ASPEN |  | D(A,C,E)48B36+TDR | TM9V100C16MP12 | 32600 | 17.5 | 8.5 | 34000 | 27400 | 80.59% | 2.66 | 0 | 10 |  |  |  |  | R-410A | 2.7167 | Residential & Commercial | USHP | Ducted CEE Tier 1
214092798 | Central HP <5.4 tons | YORK | HRCU-A-CB (Split System: Heat Pump with Remote Outdoor Unit-Air-Source) | HMH72B341 | ASPEN |  | D(A,C,E)42A46+TDR | TMLV100C16MP12 | 32400 | 17.5 | 8.5 | 33800 | 27400 | 81.07% | 2.66 | 0 | 10 |  |  |  |  | R-410A | 2.7 | Residential & Commercial | USHP | Ducted CEE Tier 1
214092834 | Central HP <5.4 tons | YORK | HRCU-A-CB (Split System: Heat Pump with Remote Outdoor Unit-Air-Source) | HMH72B341 | ASPEN |  | D(A,C,E)48B36+TDR | Y81E080B12LMPS1 | 33000 | 18 | 8.2 | 32800 | 29400 | 89.63% | 2.71 | 0 | 9.5 |  |  |  |  | R-410A | 2.75 | Residential & Commercial | USHP
214092849 | Central HP <5.4 tons | YORK | HRCU-A-CB (Split System: Heat Pump with Remote Outdoor Unit-Air-Source) | HMH72B341 | ASPEN |  | D(A,C,E)48B36+TDR | Y81E080C20SMPS1 | 32600 | 18 | 8.5 | 33400 | 28400 | 85.03% | 2.71 | 0 | 10 |  |  |  |  | R-410A | 2.7167 | Residential & Commercial | USHP | Ducted CEE Tier 1
214092851 | Central HP <5.4 tons | YORK | HRCU-A-CB (Split System: Heat Pump with Remote Outdoor Unit-Air-Source) | HMH72B341 | ASPEN |  | D(A,C,E)42A46+TDR | Y81E100B12LMPS1 | 32400 | 18.5 | 8.1 | 34000 | 28000 | 82.35% | 2.66 | 0 | 9.5 |  |  |  |  | R-410A | 2.7 | Residential & Commercial | USHP
214092883 | Central HP <5.4 tons | YORK | HRCU-A-CB (Split System: Heat Pump with Remote Outdoor Unit-Air-Source) | HMH72B341 | ASPEN |  | D(A,C,E)36A36+TDR | Y82E080C16LMPS1 | 33600 | 18.5 | 8.1 | 32600 | 29800 | 91.41% | 2.74 | 0 | 9.5 |  |  |  |  | R-410A | 2.8 | Residential & Commercial | USHP
214092900 | Central HP <5.4 tons | YORK | HRCU-A-CB (Split System: Heat Pump with Remote Outdoor Unit-Air-Source) | HMH72B341 | ASPEN |  | D(A,C,E)48B36+TDR | YP9C080C16MP13 | 32800 | 17.5 | 8.1 | 33800 | 27400 | 81.07% | 2.65 | 0 | 10 |  |  |  |  | R-410A | 2.7333 | Residential & Commercial | USHP | Ducted CEE Tier 1
214092141 | Central HP <5.4 tons | YORK | HRCU-A-CB (Split System: Heat Pump with Remote Outdoor Unit-Air-Source) | HMH72B341 | ASPEN |  | D(A,C,E)48B34+TDR | Y81E040A12LMPS1 | 33200 | 18 | 8.2 | 32800 | 29800 | 90.85% | 2.73 | 0 | 10 |  |  |  |  | R-410A | 2.7667 | Residential & Commercial | USHP | Ducted CEE Tier 1
214092143 | Central HP <5.4 tons | YORK | HRCU-A-CB (Split System: Heat Pump with Remote Outdoor Unit-Air-Source) | HMH72B341 | ASPEN |  | D(A,C,E)48B34+TDR | Y81E040A12SMPS1 | 33200 | 18 | 8.2 | 32800 | 29800 | 90.85% | 2.73 | 0 | 10 |  |  |  |  | R-410A | 2.7667 | Residential & Commercial | USHP | Ducted CEE Tier 1
214092152 | Central HP <5.4 tons | YORK | HRCU-A-CB (Split System: Heat Pump with Remote Outdoor Unit-Air-Source) | HMH72B341 | ASPEN |  | D(A,C,E)42A44+TDR | Y81E080C20LMPS1 | 32400 | 18 | 8.5 | 33400 | 28400 | 85.03% | 2.71 | 0 | 10 |  |  |  |  | R-410A | 2.7 | Residential & Commercial | USHP | Ducted CEE Tier 1
214092186 | Central HP <5.4 tons | YORK | HRCU-A-CB (Split System: Heat Pump with Remote Outdoor Unit-Air-Source) | HMH72B341 | ASPEN |  | D(A,C,E)36A34+TDR | YP9C060B12MP13 | 31600 | 17.5 | 8.1 | 34000 | 27800 | 81.76% | 2.6 | 0 | 9.3 |  |  |  |  | R-410A | 2.6333 | Residential & Commercial | USHP
214092191 | Central HP <5.4 tons | YORK | HRCU-A-CB (Split System: Heat Pump with Remote Outdoor Unit-Air-Source) | HMH72B341 | ASPEN |  | D(A,C,E)48B34+TDR | YP9C080B12MP13 | 32800 | 17 | 8.1 | 33600 | 29400 | 87.5% | 2.66 | 0 | 9.5 |  |  |  |  | R-410A | 2.7333 | Residential & Commercial | USHP
214596026 | Central HP <5.4 tons | AIRQUEST | HRCU-A-C (Split System: Heat Pump with Remote Outdoor Unit with No Indoor Fan --Air Source) | DLCURAH30ABK | ADP |  | H,PG8J936+TD | 0 | 29800 | 15.2 | 9.5 | 31400 | 26600 | 84.71% | 1.82 | 0 | 10.5 |  |  |  |  | R-410A | 2.4833 | Residential & Commercial | USHP | Ducted CEE Tier 1
213785039 | Central HP <5.4 tons | CARRIER | HRCU-A-CB (Split System: Heat Pump with Remote Outdoor Unit-Air-Source) | 25VNA424A*031* |  |  | CAP**2517AL*+UI | 59TN6C040C14**10 | 23600 | 18 | 10 | 26800 | 20400 | 76.12% | 2.4 | 0 | 12 |  |  |  |  | R-410A | 1.9667 | Residential & Commercial | USHP | Ducted CEE Tier 1
213785055 | Central HP <5.4 tons | CARRIER | HRCU-A-CB (Split System: Heat Pump with Remote Outdoor Unit-Air-Source) | 25VNA424A*031* |  |  | CAP**3017AL*+UI | 58TN*B090C17**16 | 23200 | 20 | 10 | 26600 | 19900 | 74.81% | 2.36 | 0 | 12.5 |  |  |  |  | R-410A | 1.9333 | Residential & Commercial | USHP | Ducted CEE Tier 1
213785073 | Central HP <5.4 tons | CARRIER | HRCU-A-CB (Split System: Heat Pump with Remote Outdoor Unit-Air-Source) | 25VNA424A*031* |  |  | CAP**3617AL*+UI | 58TN*B090C17**16 | 23000 | 20 | 10 | 26600 | 19900 | 74.81% | 2.4 | 0 | 12.5 |  |  |  |  | R-410A | 1.9167 | Residential & Commercial | USHP | Ducted CEE Tier 1
214627065 | Central HP <5.4 tons | CARRIER | HRCU-A-CB (Split System: Heat Pump with Remote Outdoor Unit-Air-Source) | 25VNA436A*031* | ADP |  | PL36H210P749 | 59CU5A080C21**20 | 33000 | 19 | 9.5 | 33200 | 25400 | 76.51% | 2.04 | 0 | 12 |  |  |  |  | R-410A | 2.75 | Residential & Commercial | USHP | Ducted CEE Tier 1
214092901 | Central HP <5.4 tons | YORK | HRCU-A-CB (Split System: Heat Pump with Remote Outdoor Unit-Air-Source) | HMH72B341 | ASPEN |  | D(A,C,E)42A46+TDR | YP9C100C16MP13 | 32400 | 17.5 | 8.5 | 34000 | 27400 | 80.59% | 2.66 | 0 | 10 |  |  |  |  | R-410A | 2.7 | Residential & Commercial | USHP | Ducted CEE Tier 1
214092730 | Central HP <5.4 tons | YORK | HRCU-A-CB (Split System: Heat Pump with Remote Outdoor Unit-Air-Source) | HMH72B341 | ASPEN |  | D(A,C,E)42A46+TDR | TM8Y060A12MP11 | 32400 | 18 | 8.1 | 33400 | 27400 | 82.04% | 2.63 | 0 | 9.9 |  |  |  |  | R-410A | 2.7 | Residential & Commercial | USHP
214092733 | Central HP <5.4 tons | YORK | HRCU-A-CB (Split System: Heat Pump with Remote Outdoor Unit-Air-Source) | HMH72B341 | ASPEN |  | D(A,C,E)48B36+TDR | TM8Y080B12MP11 | 32800 | 18 | 8.1 | 33400 | 27400 | 82.04% | 2.65 | 0 | 10 |  |  |  |  | R-410A | 2.7333 | Residential & Commercial | USHP | Ducted CEE Tier 1
214092748 | Central HP <5.4 tons | YORK | HRCU-A-CB (Split System: Heat Pump with Remote Outdoor Unit-Air-Source) | HMH72B341 | ASPEN |  | D(A,C,E)42A46+TDR | TM9E080B12MP12 | 32600 | 17.5 | 8.1 | 33800 | 27400 | 81.07% | 2.63 | 0 | 10 |  |  |  |  | R-410A | 2.7167 | Residential & Commercial | USHP | Ducted CEE Tier 1
216737682 | Central HP <5.4 tons | BRYANT HEATING AND COOLING SYSTEMS | HRCU-A-CB (Split System: Heat Pump with Remote Outdoor Unit-Air-Source) | 37MUHAQ24AA3 |  |  | CSAH*3012AM* | 926SB66120V24*** | 22800 | 15.5 | 8.5 | 21200 | 19000 | 89.62% | 1.96 | 0 | 10.5 |  |  |  |  | R-454B | 1.9 | Residential & Commercial | USHP | Ducted CEE Tier 1
216737997 | Central HP <5.4 tons | BRYANT HEATING AND COOLING SYSTEMS | HRCU-A-CB (Split System: Heat Pump with Remote Outdoor Unit-Air-Source) | 37MUHAQ24AA3 |  |  | CSAH*3612AM* | 8(0,1)*SB36045M14*** | 22800 | 15.5 | 8.1 | 20800 | 18500 | 88.94% | 1.9 | 0 | 10.5 |  |  |  |  | R-454B | 1.9 | Residential & Commercial | USHP | Ducted CEE Tier 1
206772383 | Central HP <5.4 tons | DAY & NIGHT | HRCU-A-CB (Split System: Heat Pump with Remote Outdoor Unit-Air-Source) | CVH837GKA2* |  |  | EN(A,D)4X48L24**+WALLCON | *96CTN1202422A* | 32400 | 17.5 | 8.1 | 32800 | 24800 | 75.61% | 1.96 | 12 | 11.7 |  |  |  |  | R-410A | 2.7 | Residential & Commercial | USHP | Ducted CEE Tier 1
213296052 | Central HP <5.4 tons | YORK | HRCU-A-CB (Split System: Heat Pump with Remote Outdoor Unit-Air-Source) | HMH72B341 | ASPEN |  | D(A,C,E)36A3G+TXV+TDR | TM9Y080C16MP11 | 31600 | 18.4 | 8.5 | 33800 | 27800 | 82.25% | 2.65 | 0 | 9.3 |  |  |  |  | R-410A | 2.6333 | Residential & Commercial | USHP
213296088 | Central HP <5.4 tons | YORK | HRCU-A-CB (Split System: Heat Pump with Remote Outdoor Unit-Air-Source) | HMH72B341 | ASPEN |  | D(A,C,E)36A3G+TXV+TDR | YPLC100C20MP13 | 31000 | 16.3 | 8.1 | 32200 | 27600 | 85.71% | 2.44 | 0 | 8.8 |  |  |  |  | R-410A | 2.5833 | Residential & Commercial | USHP
213296218 | Central HP <5.4 tons | YORK | HRCU-A-CB (Split System: Heat Pump with Remote Outdoor Unit-Air-Source) | HMH72B341 | ASPEN |  | C(A,C,D,E)48C26+TDR | TM8E120C16MP11 | 32400 | 18 | 8.5 | 34000 | 28800 | 84.71% | 2.78 | 0 | 10 |  |  |  |  | R-410A | 2.7 | Residential & Commercial | USHP | Ducted CEE Tier 1
214092720 | Central HP <5.4 tons | YORK | HRCU-A-CB (Split System: Heat Pump with Remote Outdoor Unit-Air-Source) | HMH72B341 | ASPEN |  | D(A,C,E)42A46+TDR | TM8V080B12MP12 | 32400 | 17 | 8.1 | 33600 | 29400 | 87.5% | 2.63 | 0 | 9.5 |  |  |  |  | R-410A | 2.7 | Residential & Commercial | USHP
214092729 | Central HP <5.4 tons | YORK | HRCU-A-CB (Split System: Heat Pump with Remote Outdoor Unit-Air-Source) | HMH72B341 | ASPEN |  | D(A,C,E)48B36+TDR | TM8V120C20MP12 | 32000 | 16.5 | 8.5 | 32400 | 27800 | 85.8% | 2.69 | 0 | 8.9 |  |  |  |  | R-410A | 2.6667 | Residential & Commercial | USHP
214092743 | Central HP <5.4 tons | YORK | HRCU-A-CB (Split System: Heat Pump with Remote Outdoor Unit-Air-Source) | HMH72B341 | ASPEN |  | D(A,C,E)48B36+TDR | TM9E040A10MP12 | 32200 | 17 | 8.1 | 33400 | 28000 | 83.83% | 2.55 | 0 | 9.5 |  |  |  |  | R-410A | 2.6833 | Residential & Commercial | USHP
214092754 | Central HP <5.4 tons | YORK | HRCU-A-CB (Split System: Heat Pump with Remote Outdoor Unit-Air-Source) | HMH72B341 | ASPEN |  | D(A,C,E)42A46+TDR | TM9E100C20MP12 | 32400 | 15.5 | 8.1 | 33200 | 27000 | 81.33% | 2.62 | 0 | 10 |  |  |  |  | R-410A | 2.7 | Residential & Commercial | USHP | Ducted CEE Tier 1
216737263 | Central HP <5.4 tons | BRYANT HEATING AND COOLING SYSTEMS | HRCU-A-CB (Split System: Heat Pump with Remote Outdoor Unit-Air-Source) | 37MUHAQ24AA3 |  |  | CSAH*3012AM* | 88*TB36070C14*** | 22400 | 16 | 8.1 | 20800 | 18700 | 89.9% | 1.85 | 0 | 11 |  |  |  |  | R-454B | 1.8667 | Residential & Commercial | USHP | Ducted CEE Tier 1
214609883 | Central HP <5.4 tons | CARRIER | HRCU-A-C (Split System: Heat Pump with Remote Outdoor Unit with No Indoor Fan --Air Source) | 38MURAQ30AB3 | ASPEN |  | D(A,C,E)42D24+TDR | 0 | 28000 | 15.2 | 9.5 | 33400 | 27000 | 80.84% | 1.85 | 0 | 10.3 |  |  |  |  | R-410A | 2.3333 | Residential & Commercial | USHP | Ducted CEE Tier 1
211941019 | Central HP <5.4 tons | CARRIER | HRCU-A-CB (Split System: Heat Pump with Remote Outdoor Unit-Air-Source) | 25VNA424A*031* | ADP |  | H,PG34936 | 59MN7B060C17**14 | 23200 | 19 | 10.5 | 25200 | 19600 | 77.78% | 2.42 | 0 | 13 |  |  |  |  | R-410A | 1.9333 | Residential & Commercial | USHP | Ducted CEE Tier 1
214522694 | Central HP <5.4 tons | FRIEDRICH | HRCU-A-C (Split System: Heat Pump with Remote Outdoor Unit with No Indoor Fan --Air Source) | WFPU18Z483C | ASPEN |  | DX60C34+TDR | 0 | 41500 | 15.5 | 8.5 | 42000 | 34600 | 82.38% | 1.94 | 0 | 11.4 |  |  |  |  | R-410A | 3.4583 | Residential & Commercial | USHP | Ducted CEE Tier 1
211902846 | Central HP <5.4 tons | CARRIER | HRCU-A-CB (Split System: Heat Pump with Remote Outdoor Unit-Air-Source) | 38MURAQ24AB3* | ADP |  | CDP23A13P+TXV | 59SC2D080E17**16 | 23400 | 17 | 8.5 | 25200 | 23800 | 94.44% | 1.96 | 0 | 9.5 |  |  |  |  | R-410A | 1.95 | Residential & Commercial | USHP
214092713 | Central HP <5.4 tons | YORK | HRCU-A-CB (Split System: Heat Pump with Remote Outdoor Unit-Air-Source) | HMH72B341 | ASPEN |  | D(A,C,E)48B36+TDR | TM8E100B12MP11 | 32800 | 18 | 8.1 | 33800 | 27400 | 81.07% | 2.63 | 0 | 10 |  |  |  |  | R-410A | 2.7333 | Residential & Commercial | USHP | Ducted CEE Tier 1
214092786 | Central HP <5.4 tons | YORK | HRCU-A-CB (Split System: Heat Pump with Remote Outdoor Unit-Air-Source) | HMH72B341 | ASPEN |  | D(A,C,E)42A46+TDR | TMLE080B12MP11 | 32400 | 18 | 8.1 | 34000 | 28000 | 82.35% | 2.61 | 0 | 9.5 |  |  |  |  | R-410A | 2.7 | Residential & Commercial | USHP
214092209 | Central HP <5.4 tons | YORK | HRCU-A-CB (Split System: Heat Pump with Remote Outdoor Unit-Air-Source) | HMH72B341 | ASPEN |  | D(A,C,E)48B34+TDR | YPLC080B12MP13 | 32400 | 17 | 8.1 | 33600 | 29000 | 86.31% | 2.61 | 0 | 9.5 |  |  |  |  | R-410A | 2.7 | Residential & Commercial | USHP
214092695 | Central HP <5.4 tons | YORK | HRCU-A-CB (Split System: Heat Pump with Remote Outdoor Unit-Air-Source) | HMH72B341 | ASPEN |  | D(A,C,E)48B36+TDR | TL8E080C16UH11 | 32600 | 17.5 | 8.1 | 34000 | 27800 | 81.76% | 2.68 | 0 | 10 |  |  |  |  | R-410A | 2.7167 | Residential & Commercial | USHP | Ducted CEE Tier 1
214092736 | Central HP <5.4 tons | YORK | HRCU-A-CB (Split System: Heat Pump with Remote Outdoor Unit-Air-Source) | HMH72B341 | ASPEN |  | D(A,C,E)42A46+TDR | TM8Y100C16MP11 | 32400 | 18.5 | 8.5 | 34000 | 27400 | 80.59% | 2.66 | 0 | 10 |  |  |  |  | R-410A | 2.7 | Residential & Commercial | USHP | Ducted CEE Tier 1
216571094 | Central HP <5.4 tons | TRANE | HRCU-A-CB (Split System: Heat Pump with Remote Outdoor Unit-Air-Source) | 5TWV0X48A1 |  |  | 5PX*CD09AS3 | S8V2C080M5PDB | 45500 | 20 | 9.4 | 46500 | 33600 | 72.26% | 2 | 0 | 12 |  |  |  |  | R-454B | 3.7917 | Residential & Commercial | USHP | Ducted CEE Tier 1
216571112 | Central HP <5.4 tons | TRANE | HRCU-A-CB (Split System: Heat Pump with Remote Outdoor Unit-Air-Source) | 5TWV0X48A1 |  |  | 5PX*DD10AS3 | S8V2C080M5PCB | 44000 | 20 | 9.7 | 46500 | 33600 | 72.26% | 2.1 | 0 | 11.7 |  |  |  |  | R-454B | 3.6667 | Residential & Commercial | USHP | Ducted CEE Tier 1
214092752 | Central HP <5.4 tons | YORK | HRCU-A-CB (Split System: Heat Pump with Remote Outdoor Unit-Air-Source) | HMH72B341 | ASPEN |  | D(A,C,E)42A46+TDR | TM9E100C16MP12 | 32600 | 18 | 8.1 | 33600 | 27200 | 80.95% | 2.65 | 0 | 10 |  |  |  |  | R-410A | 2.7167 | Residential & Commercial | USHP | Ducted CEE Tier 1
214092918 | Central HP <5.4 tons | YORK | HRCU-A-CB (Split System: Heat Pump with Remote Outdoor Unit-Air-Source) | HMH72B341 | ASPEN |  | D(A,C,E)48B36+TDR | YPLC120C20MP13 | 32000 | 16.5 | 8.5 | 32400 | 27800 | 85.8% | 2.69 | 0 | 8.9 |  |  |  |  | R-410A | 2.6667 | Residential & Commercial | USHP
214596000 | Central HP <5.4 tons | AIRQUEST | HRCU-A-C (Split System: Heat Pump with Remote Outdoor Unit with No Indoor Fan --Air Source) | DLCURAH18ABK | ADP |  | H,PG32936+TD | 0 | 18000 | 16 | 9.4 | 17400 | 14600 | 83.91% | 2.18 | 0 | 11.7 |  |  |  |  | R-410A | 1.5 | Residential & Commercial | USHP | Ducted CEE Tier 1
214596005 | Central HP <5.4 tons | AIRQUEST | HRCU-A-C (Split System: Heat Pump with Remote Outdoor Unit with No Indoor Fan --Air Source) | DLCURAH18ABK | ADP |  | H,PG8J936+TD | 0 | 18000 | 16 | 9.5 | 17400 | 14600 | 83.91% | 2.2 | 0 | 11.7 |  |  |  |  | R-410A | 1.5 | Residential & Commercial | USHP | Ducted CEE Tier 1
214596016 | Central HP <5.4 tons | AIRQUEST | HRCU-A-C (Split System: Heat Pump with Remote Outdoor Unit with No Indoor Fan --Air Source) | DLCURAH24ABK | ADP |  | H,PG8J936+TD | 0 | 24000 | 16 | 9.5 | 23400 | 19600 | 83.76% | 1.95 | 0 | 10.5 |  |  |  |  | R-410A | 2 | Residential & Commercial | USHP | Ducted CEE Tier 1
206771492 | Central HP <5.4 tons | DAY & NIGHT | HRCU-A-CB (Split System: Heat Pump with Remote Outdoor Unit-Air-Source) | CVH837GKA2* |  |  | EA*4X42L21A*+WALLCON | *80CTL0901716A* | 31800 | 17.5 | 8.5 | 33000 | 24400 | 73.94% | 1.9 | 12 | 11.7 |  |  |  |  | R-410A | 2.65 | Residential & Commercial | USHP | Ducted CEE Tier 1
214595944 | Central HP <5.4 tons | AIRQUEST | HRCU-A-C (Split System: Heat Pump with Remote Outdoor Unit with No Indoor Fan --Air Source) | DLCURAH36ABK | ADP |  | HG34936+TD | 0 | 35800 | 15.2 | 8.45 | 36400 | 31200 | 85.71% | 1.82 | 0 | 10 |  |  |  |  | R-410A | 2.9833 | Residential & Commercial | USHP | Ducted CEE Tier 1
214595945 | Central HP <5.4 tons | AIRQUEST | HRCU-A-C (Split System: Heat Pump with Remote Outdoor Unit with No Indoor Fan --Air Source) | DLCURAH36ABK | ADP |  | HG36936+TD | 0 | 36000 | 15.2 | 8.6 | 36400 | 31200 | 85.71% | 1.85 | 0 | 10 |  |  |  |  | R-410A | 3 | Residential & Commercial | USHP | Ducted CEE Tier 1
211912005 | Central HP <5.4 tons | CARRIER | HRCU-A-CB (Split System: Heat Pump with Remote Outdoor Unit-Air-Source) | 38MURAQ24AB3* | ADP |  | CDP29H15P+TXV | 59SC2D080E17**16 | 23800 | 17 | 8.5 | 25200 | 23800 | 94.44% | 1.96 | 0 | 10 |  |  |  |  | R-410A | 1.9833 | Residential & Commercial | USHP | Ducted CEE Tier 1
214595928 | Central HP <5.4 tons | AIRQUEST | HRCU-A-C (Split System: Heat Pump with Remote Outdoor Unit with No Indoor Fan --Air Source) | DLCURAH24ABK | ADP |  | HG33936+TD | 0 | 24000 | 16 | 9.5 | 23400 | 19600 | 83.76% | 1.95 | 0 | 10.5 |  |  |  |  | R-410A | 2 | Residential & Commercial | USHP | Ducted CEE Tier 1
214596076 | Central HP <5.4 tons | AIRQUEST | HRCU-A-C (Split System: Heat Pump with Remote Outdoor Unit with No Indoor Fan --Air Source) | DLCURAH24ABK | ADP |  | H,PG81936+TD | 0 | 24000 | 16 | 9.5 | 23400 | 19600 | 83.76% | 1.95 | 0 | 10.5 |  |  |  |  | R-410A | 2 | Residential & Commercial | USHP | Ducted CEE Tier 1
214569423 | Central HP <5.4 tons | BRYANT HEATING AND COOLING SYSTEMS | HRCU-A-CB (Split System: Heat Pump with Remote Outdoor Unit-Air-Source) | 284ANV048*0**B* |  |  | CAP**6024AL*+UI | 935CB60080C21*** | 44500 | 21 | 10 | 46000 | 36400 | 79.13% | 2.34 | 0 | 11.5 |  |  |  |  | R-410A | 3.7083 | Residential & Commercial | USHP | Ducted CEE Tier 1
214596029 | Central HP <5.4 tons | AIRQUEST | HRCU-A-C (Split System: Heat Pump with Remote Outdoor Unit with No Indoor Fan --Air Source) | DLCURAH36ABK | ADP |  | H,PG32936+TD | 0 | 34800 | 15.2 | 8.2 | 36200 | 31200 | 86.19% | 1.78 | 0 | 9.5 |  |  |  |  | R-410A | 2.9 | Residential & Commercial | USHP
214243026 | Central HP <5.4 tons | BRYANT HEATING AND COOLING SYSTEMS | HRCU-A-CB (Split System: Heat Pump with Remote Outdoor Unit-Air-Source) | 288BNV025*0**B* |  |  | CNPV*4221AL*+UI | 987MC42080C17*** | 23600 | 16.5 | 8.1 | 21400 | 16700 | 78.04% | 1.96 | 0 | 11 |  |  |  |  | R-410A | 1.9667 | Residential & Commercial | USHP | Ducted CEE Tier 1
214243076 | Central HP <5.4 tons | BRYANT HEATING AND COOLING SYSTEMS | HRCU-A-CB (Split System: Heat Pump with Remote Outdoor Unit-Air-Source) | 288BNV025*0**B* |  |  | CNPV*4821AL*+UI | 88*TB36045C17*** | 24000 | 16.5 | 8.1 | 21400 | 16700 | 78.04% | 2 | 0 | 11 |  |  |  |  | R-410A | 2 | Residential & Commercial | USHP | Ducted CEE Tier 1
206767556 | Central HP <5.4 tons | DAY & NIGHT | HRCU-A-CB (Split System: Heat Pump with Remote Outdoor Unit-Air-Source) | CVH825GKA3* |  |  | EA*4X37L21A*+WALLCON | *95CSU1002122A* | 24400 | 17 | 8.5 | 21200 | 16600 | 78.3% | 2.04 | 11.5 | 11 |  |  |  |  | R-410A | 2.0333 | Residential & Commercial | USHP | Ducted CEE Tier 1
214596079 | Central HP <5.4 tons | AIRQUEST | HRCU-A-C (Split System: Heat Pump with Remote Outdoor Unit with No Indoor Fan --Air Source) | DLCURAH30ABK | ADP |  | H,PG36936+TD | 0 | 30000 | 15.2 | 9.7 | 31400 | 26600 | 84.71% | 1.85 | 0 | 10.5 |  |  |  |  | R-410A | 2.5 | Residential & Commercial | USHP | Ducted CEE Tier 1
214596080 | Central HP <5.4 tons | AIRQUEST | HRCU-A-C (Split System: Heat Pump with Remote Outdoor Unit with No Indoor Fan --Air Source) | DLCURAH30ABK | ADP |  | H,PG48936+TD | 0 | 30000 | 15.2 | 9.7 | 31400 | 26600 | 84.71% | 1.85 | 0 | 10.5 |  |  |  |  | R-410A | 2.5 | Residential & Commercial | USHP | Ducted CEE Tier 1
214596030 | Central HP <5.4 tons | AIRQUEST | HRCU-A-C (Split System: Heat Pump with Remote Outdoor Unit with No Indoor Fan --Air Source) | DLCURAH36ABK | ADP |  | H,PG33936+TD | 0 | 35400 | 15.2 | 8.35 | 36200 | 31200 | 86.19% | 1.8 | 0 | 9.5 |  |  |  |  | R-410A | 2.95 | Residential & Commercial | USHP
206772924 | Central HP <5.4 tons | DAY & NIGHT | HRCU-A-CB (Split System: Heat Pump with Remote Outdoor Unit-Air-Source) | CVH837GKA2* |  |  | EHD4X48AAL+WALLCON | *96CTN1202422A* | 32600 | 17 | 8.1 | 33000 | 24800 | 75.15% | 1.98 | 11 | 11 |  |  |  |  | R-410A | 2.7167 | Residential & Commercial | USHP | Ducted CEE Tier 1
206771033 | Central HP <5.4 tons | DAY & NIGHT | HRCU-A-CB (Split System: Heat Pump with Remote Outdoor Unit-Air-Source) | CVH837GKA2* |  |  | EA*4X36L17A*+WALLCON | *80CTL0901716A* | 31600 | 17.5 | 8.1 | 33200 | 24200 | 72.89% | 1.86 | 11 | 11 |  |  |  |  | R-410A | 2.6333 | Residential & Commercial | USHP | Ducted CEE Tier 1
214092770 | Central HP <5.4 tons | YORK | HRCU-A-CB (Split System: Heat Pump with Remote Outdoor Unit-Air-Source) | HMH72B341 | ASPEN |  | D(A,C,E)42A46+TDR | TM9Y060B12MP11 | 32600 | 17.5 | 8.1 | 33800 | 29600 | 87.57% | 2.63 | 0 | 9.5 |  |  |  |  | R-410A | 2.7167 | Residential & Commercial | USHP
214092813 | Central HP <5.4 tons | YORK | HRCU-A-CB (Split System: Heat Pump with Remote Outdoor Unit-Air-Source) | HMH72B341 | ASPEN |  | D(A,C,E)48B36+TDR | TP9C120D20MP13 | 32200 | 17 | 8.5 | 32400 | 28200 | 87.04% | 2.79 | 0 | 9.4 |  |  |  |  | R-410A | 2.6833 | Residential & Commercial | USHP
214092836 | Central HP <5.4 tons | YORK | HRCU-A-CB (Split System: Heat Pump with Remote Outdoor Unit-Air-Source) | HMH72B341 | ASPEN |  | D(A,C,E)42A46+TDR | Y81E080B12SMPS1 | 33000 | 18 | 8.3 | 32800 | 29800 | 90.85% | 2.73 | 0 | 9.5 |  |  |  |  | R-410A | 2.75 | Residential & Commercial | USHP
214092843 | Central HP <5.4 tons | YORK | HRCU-A-CB (Split System: Heat Pump with Remote Outdoor Unit-Air-Source) | HMH72B341 | ASPEN |  | D(A,C,E)48B36+TDR | Y81E080C16SMPS1 | 32600 | 18 | 8.5 | 33400 | 27600 | 82.63% | 2.7 | 0 | 10 |  |  |  |  | R-410A | 2.7167 | Residential & Commercial | USHP | Ducted CEE Tier 1
214092893 | Central HP <5.4 tons | YORK | HRCU-A-CB (Split System: Heat Pump with Remote Outdoor Unit-Air-Source) | HMH72B341 | ASPEN |  | D(A,C,E)42A46+TDR | Y82E120C20LMPS1 | 32400 | 18.5 | 8.5 | 33400 | 28000 | 83.83% | 2.7 | 0 | 9.5 |  |  |  |  | R-410A | 2.7 | Residential & Commercial | USHP
214092895 | Central HP <5.4 tons | YORK | HRCU-A-CB (Split System: Heat Pump with Remote Outdoor Unit-Air-Source) | HMH72B341 | ASPEN |  | D(A,C,E)42A46+TDR | YP9C060B12MP13 | 32600 | 17.5 | 8.1 | 34000 | 27800 | 81.76% | 2.63 | 0 | 9.5 |  |  |  |  | R-410A | 2.7167 | Residential & Commercial | USHP
214092911 | Central HP <5.4 tons | YORK | HRCU-A-CB (Split System: Heat Pump with Remote Outdoor Unit-Air-Source) | HMH72B341 | ASPEN |  | D(A,C,E)42A46+TDR | YPLC080C16MP13 | 32400 | 17.5 | 8.5 | 33800 | 27400 | 81.07% | 2.66 | 0 | 10 |  |  |  |  | R-410A | 2.7 | Residential & Commercial | USHP | Ducted CEE Tier 1
214092193 | Central HP <5.4 tons | YORK | HRCU-A-CB (Split System: Heat Pump with Remote Outdoor Unit-Air-Source) | HMH72B341 | ASPEN |  | D(A,C,E)42A44+TDR | YP9C080C16MP13 | 32600 | 17.5 | 8.1 | 33800 | 27400 | 81.07% | 2.65 | 0 | 10 |  |  |  |  | R-410A | 2.7167 | Residential & Commercial | USHP | Ducted CEE Tier 1
213785177 | Central HP <5.4 tons | CARRIER | HRCU-A-CB (Split System: Heat Pump with Remote Outdoor Unit-Air-Source) | 25VNA424A*031* |  |  | CAP**4321AL*+UI | 59MN7C100C21**22 | 24200 | 20 | 10.5 | 26400 | 19700 | 74.62% | 2.54 | 0 | 13 |  |  |  |  | R-410A | 2.0167 | Residential & Commercial | USHP | Ducted CEE Tier 1
213785243 | Central HP <5.4 tons | CARRIER | HRCU-A-CB (Split System: Heat Pump with Remote Outdoor Unit-Air-Source) | 25VNA424A*031* |  |  | CSPH*3612AL*+UI | 59TN6C120C24**22 | 23800 | 19 | 10 | 26600 | 19700 | 74.06% | 2.48 | 0 | 13 |  |  |  |  | R-410A | 1.9833 | Residential & Commercial | USHP | Ducted CEE Tier 1
213785354 | Central HP <5.4 tons | CARRIER | HRCU-A-CB (Split System: Heat Pump with Remote Outdoor Unit-Air-Source) | 25VNA436A*031* |  |  | CAP**3621AL*+UI | 58TN*B070C17**16 | 32200 | 18.5 | 8.5 | 38500 | 27000 | 70.13% | 1.94 | 0 | 11 |  |  |  |  | R-410A | 2.6833 | Residential & Commercial | USHP | Ducted CEE Tier 1
214596087 | Central HP <5.4 tons | AIRQUEST | HRCU-A-C (Split System: Heat Pump with Remote Outdoor Unit with No Indoor Fan --Air Source) | DLCURAH36ABK | ADP |  | H,PG48936+TD | 0 | 36000 | 15.2 | 8.6 | 36400 | 31200 | 85.71% | 1.85 | 0 | 10 |  |  |  |  | R-410A | 3 | Residential & Commercial | USHP | Ducted CEE Tier 1
206771411 | Central HP <5.4 tons | DAY & NIGHT | HRCU-A-CB (Split System: Heat Pump with Remote Outdoor Unit-Air-Source) | CVH837GKA2* |  |  | EA*4X42L21A*+WALLCON | *80CTL0902120A* | 31800 | 17.5 | 8.1 | 33200 | 24400 | 73.49% | 1.9 | 11 | 11.5 |  |  |  |  | R-410A | 2.65 | Residential & Commercial | USHP | Ducted CEE Tier 1
213772814 | Central HP <5.4 tons | TEMPSTAR | HRCU-A-CB (Split System: Heat Pump with Remote Outdoor Unit-Air-Source) | TVH825GKA3* |  |  | EA*4X25L17A*+WALLCON | *96CTN0801714B* | 24200 | 16.5 | 8.1 | 21400 | 16600 | 77.57% | 2 | 0 | 11 |  |  |  |  | R-410A | 2.0167 | Residential & Commercial | USHP | Ducted CEE Tier 1
213772964 | Central HP <5.4 tons | TEMPSTAR | HRCU-A-CB (Split System: Heat Pump with Remote Outdoor Unit-Air-Source) | TVH825GKA3* |  |  | EA*4X36L17A*+WALLCON | *80CTL0701716B* | 23600 | 16.5 | 8.1 | 21400 | 16700 | 78.04% | 1.92 | 0 | 10.5 |  |  |  |  | R-410A | 1.9667 | Residential & Commercial | USHP | Ducted CEE Tier 1
215057500 | Central HP <5.4 tons | BOSCH | HRCU-A-CB (Split System: Heat Pump with Remote Outdoor Unit-Air-Source) | BOVD-36HDN1-M20G | ASPEN |  | L(E,G)M36B4 | 0 | 30800 | 17 | 8.1 | 32800 | 24000 | 73.17% | 1.9 | 0 | 11 |  |  |  |  | R-410A | 2.5667 | Residential & Commercial | USHP | Ducted CEE Tier 1
211756076 | Central HP <5.4 tons | YORK | HRCU-A-CB (Split System: Heat Pump with Remote Outdoor Unit-Air-Source) | HMH72B341 | ASPEN |  | D(A,C,E)36B36+TDR | TMLE120C16MP11 | 32200 | 18 | 8.1 | 33600 | 27200 | 80.95% | 2.55 | 0 | 9.9 |  |  |  |  | R-410A | 2.6833 | Residential & Commercial | USHP
211756115 | Central HP <5.4 tons | YORK | HRCU-A-CB (Split System: Heat Pump with Remote Outdoor Unit-Air-Source) | HMH72B341 | ASPEN |  | D(A,C,E)36A46+TDR | YP9C100C20MP13 | 32000 | 17.5 | 8.1 | 34000 | 28400 | 83.53% | 2.52 | 0 | 9.4 |  |  |  |  | R-410A | 2.6667 | Residential & Commercial | USHP
211756124 | Central HP <5.4 tons | YORK | HRCU-A-CB (Split System: Heat Pump with Remote Outdoor Unit-Air-Source) | HMH72B341 | ASPEN |  | D(A,C,E)36B36+TDR | YPLC080C16MP13 | 32000 | 17.5 | 8.1 | 33800 | 27400 | 81.07% | 2.54 | 0 | 9.9 |  |  |  |  | R-410A | 2.6667 | Residential & Commercial | USHP
206765587 | Central HP <5.4 tons | DAY & NIGHT | HRCU-A-CB (Split System: Heat Pump with Remote Outdoor Unit-Air-Source) | CVH825GKA3* |  |  | EA*4X30L17A*+WALLCON | *80CTL0701716A* | 23400 | 16.5 | 8.1 | 21600 | 16700 | 77.31% | 1.92 | 11 | 11 |  |  |  |  | R-410A | 1.95 | Residential & Commercial | USHP | Ducted CEE Tier 1
214091948 | Central HP <5.4 tons | YORK | HRCU-A-CB (Split System: Heat Pump with Remote Outdoor Unit-Air-Source) | HMH72B341 | ASPEN |  | D(A,C,E)48B34+TDR | TL8E100C20UH11 | 32600 | 17.5 | 8.5 | 34000 | 27400 | 80.59% | 2.68 | 0 | 10 |  |  |  |  | R-410A | 2.7167 | Residential & Commercial | USHP | Ducted CEE Tier 1
214092129 | Central HP <5.4 tons | YORK | HRCU-A-CB (Split System: Heat Pump with Remote Outdoor Unit-Air-Source) | HMH72B341 | ASPEN |  | D(A,C,E)42A44+TDR | TPLC080C16MP13 | 32400 | 17.5 | 8.5 | 33800 | 27400 | 81.07% | 2.66 | 0 | 10 |  |  |  |  | R-410A | 2.7 | Residential & Commercial | USHP | Ducted CEE Tier 1
214092130 | Central HP <5.4 tons | YORK | HRCU-A-CB (Split System: Heat Pump with Remote Outdoor Unit-Air-Source) | HMH72B341 | ASPEN |  | D(A,C,E)48B34+TDR | TPLC080C16MP13 | 32800 | 17.5 | 8.5 | 33800 | 27400 | 81.07% | 2.66 | 0 | 10 |  |  |  |  | R-410A | 2.7333 | Residential & Commercial | USHP | Ducted CEE Tier 1
214092181 | Central HP <5.4 tons | YORK | HRCU-A-CB (Split System: Heat Pump with Remote Outdoor Unit-Air-Source) | HMH72B341 | ASPEN |  | D(A,C,E)48B34+TDR | Y82E100C16LMPS1 | 32600 | 18 | 8.5 | 33400 | 28000 | 83.83% | 2.7 | 0 | 9.5 |  |  |  |  | R-410A | 2.7167 | Residential & Commercial | USHP
213367826 | Central HP <5.4 tons | YORK | HRCU-A-CB (Split System: Heat Pump with Remote Outdoor Unit-Air-Source) | HMH72B341 | ASPEN |  | C(A,C,D,E)36A44+TDR | YPLC080C16MP13 | 32000 | 17.5 | 8.5 | 33800 | 27400 | 81.07% | 2.67 | 0 | 9.9 |  |  |  |  | R-410A | 2.6667 | Residential & Commercial | USHP
214091942 | Central HP <5.4 tons | YORK | HRCU-A-CB (Split System: Heat Pump with Remote Outdoor Unit-Air-Source) | HMH72B341 | ASPEN |  | D(A,C,E)48B34+TDR | TL8E060A12UH11 | 32800 | 18 | 8.1 | 33400 | 28800 | 86.23% | 2.66 | 0 | 9.5 |  |  |  |  | R-410A | 2.7333 | Residential & Commercial | USHP
214596086 | Central HP <5.4 tons | AIRQUEST | HRCU-A-C (Split System: Heat Pump with Remote Outdoor Unit with No Indoor Fan --Air Source) | DLCURAH36ABK | ADP |  | H,PG36936+TD | 0 | 36000 | 15.2 | 8.6 | 36400 | 31200 | 85.71% | 1.85 | 0 | 10 |  |  |  |  | R-410A | 3 | Residential & Commercial | USHP | Ducted CEE Tier 1
214596032 | Central HP <5.4 tons | AIRQUEST | HRCU-A-C (Split System: Heat Pump with Remote Outdoor Unit with No Indoor Fan --Air Source) | DLCURAH36ABK | ADP |  | H,PG35936+TD | 0 | 36000 | 15.2 | 8.55 | 36400 | 31200 | 85.71% | 1.84 | 0 | 10 |  |  |  |  | R-410A | 3 | Residential & Commercial | USHP | Ducted CEE Tier 1
214596089 | Central HP <5.4 tons | AIRQUEST | HRCU-A-C (Split System: Heat Pump with Remote Outdoor Unit with No Indoor Fan --Air Source) | DLCURAH36ABK | ADP |  | H,PG81936+TD | 0 | 36000 | 15.2 | 8.6 | 36400 | 31200 | 85.71% | 1.85 | 0 | 10 |  |  |  |  | R-410A | 3 | Residential & Commercial | USHP | Ducted CEE Tier 1
214595927 | Central HP <5.4 tons | AIRQUEST | HRCU-A-C (Split System: Heat Pump with Remote Outdoor Unit with No Indoor Fan --Air Source) | DLCURAH24ABK | ADP |  | HG21930+TD | 0 | 23000 | 16 | 8.8 | 23000 | 19600 | 85.22% | 1.84 | 0 | 10 |  |  |  |  | R-410A | 1.9167 | Residential & Commercial | USHP | Ducted CEE Tier 1
214242265 | Central HP <5.4 tons | CARRIER | HRCU-A-CB (Split System: Heat Pump with Remote Outdoor Unit-Air-Source) | 25VNA825A*032* |  |  | CNPV*4821AL*+UI | 59MN7C060C17**14 | 24000 | 16.5 | 8.1 | 21400 | 16700 | 78.04% | 1.98 | 0 | 11 |  |  |  |  | R-410A | 2 | Residential & Commercial | USHP | Ducted CEE Tier 1
214243135 | Central HP <5.4 tons | CARRIER | HRCU-A-CB (Split System: Heat Pump with Remote Outdoor Unit-Air-Source) | 25VNA825A*031* |  |  | CNPV*4821AL*+UI | 59MN7C060C17**14 | 24000 | 16.5 | 8.1 | 21400 | 16700 | 78.04% | 2 | 0 | 11 |  |  |  |  | R-410A | 2 | Residential & Commercial | USHP | Ducted CEE Tier 1
212380987 | Central HP <5.4 tons | CARRIER | HRCU-A-CB (Split System: Heat Pump with Remote Outdoor Unit-Air-Source) | 25VNA448A*031* | ADP |  | PL60H210P299 | 59MN7B100C21**22 | 44000 | 21 | 8.5 | 44000 | 35800 | 81.36% | 2.36 | 0 | 12 |  |  |  |  | R-410A | 3.6667 | Residential & Commercial | USHP | Ducted CEE Tier 1
212380994 | Central HP <5.4 tons | CARRIER | HRCU-A-CB (Split System: Heat Pump with Remote Outdoor Unit-Air-Source) | 25VNA448A*031* | ADP |  | C60A***L189 | 59MN7B100C21**22 | 44500 | 21 | 8.5 | 44000 | 35800 | 81.36% | 2.34 | 0 | 12 |  |  |  |  | R-410A | 3.7083 | Residential & Commercial | USHP | Ducted CEE Tier 1
206771168 | Central HP <5.4 tons | DAY & NIGHT | HRCU-A-CB (Split System: Heat Pump with Remote Outdoor Unit-Air-Source) | CVH837GKA2* |  |  | EA*4X36L21A*+WALLCON | *97CMN0602120A* | 31400 | 17 | 8.1 | 33600 | 24600 | 73.21% | 1.84 | 11 | 11 |  |  |  |  | R-410A | 2.6167 | Residential & Commercial | USHP | Ducted CEE Tier 1
214596077 | Central HP <5.4 tons | AIRQUEST | HRCU-A-C (Split System: Heat Pump with Remote Outdoor Unit with No Indoor Fan --Air Source) | DLCURAH24ABK | ADP |  | H,PG9J936+TD | 0 | 24000 | 16 | 9.5 | 23400 | 19600 | 83.76% | 1.95 | 0 | 10.5 |  |  |  |  | R-410A | 2 | Residential & Commercial | USHP | Ducted CEE Tier 1
213296047 | Central HP <5.4 tons | YORK | HRCU-A-CB (Split System: Heat Pump with Remote Outdoor Unit-Air-Source) | HMH72B341 | ASPEN |  | D(A,C,E)36A3G+TXV+TDR | TM9V100C16MP12 | 31600 | 17.5 | 8.4 | 34000 | 27400 | 80.59% | 2.67 | 0 | 9.8 |  |  |  |  | R-410A | 2.6333 | Residential & Commercial | USHP
213296082 | Central HP <5.4 tons | YORK | HRCU-A-CB (Split System: Heat Pump with Remote Outdoor Unit-Air-Source) | HMH72B341 | ASPEN |  | D(A,C,E)36A3G+TXV+TDR | YP9C100C20MP13 | 31600 | 17.5 | 8.1 | 33800 | 28200 | 83.43% | 2.46 | 0 | 9.3 |  |  |  |  | R-410A | 2.6333 | Residential & Commercial | USHP
213296181 | Central HP <5.4 tons | YORK | HRCU-A-CB (Split System: Heat Pump with Remote Outdoor Unit-Air-Source) | HMH72B341 | ASPEN |  | C(A,C,D,E)48C24+TDR | TM8E040A12MP11 | 32000 | 18 | 8.1 | 33400 | 29000 | 86.83% | 2.48 | 0 | 10 |  |  |  |  | R-410A | 2.6667 | Residential & Commercial | USHP | Ducted CEE Tier 1
213296200 | Central HP <5.4 tons | YORK | HRCU-A-CB (Split System: Heat Pump with Remote Outdoor Unit-Air-Source) | HMH72B341 | ASPEN |  | C(A,C,D,E)48C26+TDR | TM8E080C16MP11 | 32200 | 18 | 8.5 | 34000 | 28400 | 83.53% | 2.76 | 0 | 10 |  |  |  |  | R-410A | 2.6833 | Residential & Commercial | USHP | Ducted CEE Tier 1
213296201 | Central HP <5.4 tons | YORK | HRCU-A-CB (Split System: Heat Pump with Remote Outdoor Unit-Air-Source) | HMH72B341 | ASPEN |  | C(A,C,D,E)36A44+TDR | TM8E100B12MP11 | 32200 | 18 | 8.5 | 33800 | 27400 | 81.07% | 2.63 | 0 | 9.9 |  |  |  |  | R-410A | 2.6833 | Residential & Commercial | USHP
206766055 | Central HP <5.4 tons | DAY & NIGHT | HRCU-A-CB (Split System: Heat Pump with Remote Outdoor Unit-Air-Source) | CVH825GKA3* |  |  | EA*4X37L21A*+WALLCON | *97CMN0602120A* | 24400 | 16.5 | 8.1 | 21200 | 16700 | 78.77% | 2.02 | 11 | 11 |  |  |  |  | R-410A | 2.0333 | Residential & Commercial | USHP | Ducted CEE Tier 1
214092779 | Central HP <5.4 tons | YORK | HRCU-A-CB (Split System: Heat Pump with Remote Outdoor Unit-Air-Source) | HMH72B341 | ASPEN |  | D(A,C,E)48B36+TDR | TM9Y100C20MP11 | 32600 | 15.5 | 8.1 | 34000 | 27800 | 81.76% | 2.59 | 0 | 9.5 |  |  |  |  | R-410A | 2.7167 | Residential & Commercial | USHP
214092795 | Central HP <5.4 tons | YORK | HRCU-A-CB (Split System: Heat Pump with Remote Outdoor Unit-Air-Source) | HMH72B341 | ASPEN |  | D(A,C,E)48B36+TDR | TMLE120C16MP11 | 33200 | 18 | 8.2 | 33000 | 29000 | 87.88% | 2.72 | 0 | 10 |  |  |  |  | R-410A | 2.7667 | Residential & Commercial | USHP | Ducted CEE Tier 1
214092804 | Central HP <5.4 tons | YORK | HRCU-A-CB (Split System: Heat Pump with Remote Outdoor Unit-Air-Source) | HMH72B341 | ASPEN |  | D(A,C,E)42A46+TDR | TP9C080B12MP13 | 32800 | 17 | 8.1 | 33600 | 29600 | 88.1% | 2.69 | 0 | 9.5 |  |  |  |  | R-410A | 2.7333 | Residential & Commercial | USHP
214092811 | Central HP <5.4 tons | YORK | HRCU-A-CB (Split System: Heat Pump with Remote Outdoor Unit-Air-Source) | HMH72B341 | ASPEN |  | D(A,C,E)48B36+TDR | TP9C100C20MP13 | 32600 | 17.5 | 8.1 | 34000 | 28400 | 83.53% | 2.69 | 0 | 9.5 |  |  |  |  | R-410A | 2.7167 | Residential & Commercial | USHP
214092886 | Central HP <5.4 tons | YORK | HRCU-A-CB (Split System: Heat Pump with Remote Outdoor Unit-Air-Source) | HMH72B341 | ASPEN |  | D(A,C,E)36A36+TDR | Y82E100C16LMPS1 | 31600 | 17.9 | 8.5 | 33200 | 27800 | 83.73% | 2.7 | 0 | 9.3 |  |  |  |  | R-410A | 2.6333 | Residential & Commercial | USHP
214092902 | Central HP <5.4 tons | YORK | HRCU-A-CB (Split System: Heat Pump with Remote Outdoor Unit-Air-Source) | HMH72B341 | ASPEN |  | D(A,C,E)48B36+TDR | YP9C100C16MP13 | 32600 | 17.5 | 8.5 | 34000 | 27400 | 80.59% | 2.66 | 0 | 10 |  |  |  |  | R-410A | 2.7167 | Residential & Commercial | USHP | Ducted CEE Tier 1
213296020 | Central HP <5.4 tons | YORK | HRCU-A-CB (Split System: Heat Pump with Remote Outdoor Unit-Air-Source) | HMH72B341 | ASPEN |  | D(A,C,E)36A3G+TXV+TDR | TM8E080C16MP11 | 33000 | 18 | 8.1 | 33600 | 28200 | 83.93% | 2.63 | 0 | 10 |  |  |  |  | R-410A | 2.75 | Residential & Commercial | USHP | Ducted CEE Tier 1
213772124 | Central HP <5.4 tons | TEMPSTAR | HRCU-A-CB (Split System: Heat Pump with Remote Outdoor Unit-Air-Source) | TVH825GKA2* |  |  | EHD4X36AAL+WALLCON | *80CTL0901716B* | 24200 | 16.5 | 8.1 | 21400 | 16700 | 78.04% | 1.98 | 0 | 10.5 |  |  |  |  | R-410A | 2.0167 | Residential & Commercial | USHP | Ducted CEE Tier 1
213772274 | Central HP <5.4 tons | TEMPSTAR | HRCU-A-CB (Split System: Heat Pump with Remote Outdoor Unit-Air-Source) | TVH825GKA2* |  |  | EHD4X42AAL+WALLCON | *80CTL0701412B* | 24200 | 16.5 | 8.1 | 21200 | 16600 | 78.3% | 2 | 0 | 10.5 |  |  |  |  | R-410A | 2.0167 | Residential & Commercial | USHP | Ducted CEE Tier 1
213772524 | Central HP <5.4 tons | TEMPSTAR | HRCU-A-CB (Split System: Heat Pump with Remote Outdoor Unit-Air-Source) | TVH825GKA2* |  |  | EHD4X48AAL+WALLCON | *97CMN0801714B* | 24200 | 16 | 8.1 | 21400 | 16600 | 77.57% | 2.02 | 0 | 10.5 |  |  |  |  | R-410A | 2.0167 | Residential & Commercial | USHP | Ducted CEE Tier 1
213772574 | Central HP <5.4 tons | TEMPSTAR | HRCU-A-CB (Split System: Heat Pump with Remote Outdoor Unit-Air-Source) | TVH825GKA2* |  |  | EHD4X48AAL+WALLCON | *96CTN0801714B* | 24200 | 16 | 8.1 | 21400 | 16600 | 77.57% | 2.02 | 0 | 10.5 |  |  |  |  | R-410A | 2.0167 | Residential & Commercial | USHP | Ducted CEE Tier 1
206772428 | Central HP <5.4 tons | DAY & NIGHT | HRCU-A-CB (Split System: Heat Pump with Remote Outdoor Unit-Air-Source) | CVH837GKA2* |  |  | EN(A,D)4X48L24**+WALLCON | *96CTN1002122A* | 32400 | 17.5 | 8.1 | 33000 | 24800 | 75.15% | 1.96 | 12 | 11.7 |  |  |  |  | R-410A | 2.7 | Residential & Commercial | USHP | Ducted CEE Tier 1
206772546 | Central HP <5.4 tons | DAY & NIGHT | HRCU-A-CB (Split System: Heat Pump with Remote Outdoor Unit-Air-Source) | CVH837GKA2* |  |  | EHD4X36AAL+WALLCON | *80CTL0902120A* | 32200 | 16.5 | 8.1 | 33200 | 24800 | 74.7% | 1.92 | 11.5 | 11 |  |  |  |  | R-410A | 2.6833 | Residential & Commercial | USHP | Ducted CEE Tier 1
206772645 | Central HP <5.4 tons | DAY & NIGHT | HRCU-A-CB (Split System: Heat Pump with Remote Outdoor Unit-Air-Source) | CVH837GKA2* |  |  | EHD4X36AAL+WALLCON | *96CTN1002122A* | 32200 | 16.5 | 8.1 | 33200 | 24800 | 74.7% | 1.94 | 11.5 | 11 |  |  |  |  | R-410A | 2.6833 | Residential & Commercial | USHP | Ducted CEE Tier 1
206772996 | Central HP <5.4 tons | DAY & NIGHT | HRCU-A-CB (Split System: Heat Pump with Remote Outdoor Unit-Air-Source) | CVH837GKA2* |  |  | EHD4X48AAL+WALLCON | *80CTL0701412A* | 32600 | 17 | 8.1 | 33200 | 25000 | 75.3% | 1.96 | 11.5 | 11 |  |  |  |  | R-410A | 2.7167 | Residential & Commercial | USHP | Ducted CEE Tier 1
206773149 | Central HP <5.4 tons | DAY & NIGHT | HRCU-A-CB (Split System: Heat Pump with Remote Outdoor Unit-Air-Source) | CVH837GKA2* |  |  | EA*4X48L21A*+WALLCON | *80CSU0601716A* | 32200 | 17 | 8.1 | 32600 | 25000 | 76.69% | 1.96 | 12 | 11 |  |  |  |  | R-410A | 2.6833 | Residential & Commercial | USHP | Ducted CEE Tier 1
214092211 | Central HP <5.4 tons | YORK | HRCU-A-CB (Split System: Heat Pump with Remote Outdoor Unit-Air-Source) | HMH72B341 | ASPEN |  | D(A,C,E)42A44+TDR | YPLC080C16MP13 | 32400 | 17.5 | 8.5 | 33800 | 27400 | 81.07% | 2.66 | 0 | 10 |  |  |  |  | R-410A | 2.7 | Residential & Commercial | USHP | Ducted CEE Tier 1
214092220 | Central HP <5.4 tons | YORK | HRCU-A-CB (Split System: Heat Pump with Remote Outdoor Unit-Air-Source) | HMH72B341 | ASPEN |  | D(A,C,E)42A44+TDR | YPLC120C20MP13 | 31800 | 16.5 | 8.5 | 32400 | 27800 | 85.8% | 2.69 | 0 | 8.9 |  |  |  |  | R-410A | 2.65 | Residential & Commercial | USHP
213785678 | Central HP <5.4 tons | CARRIER | HRCU-A-CB (Split System: Heat Pump with Remote Outdoor Unit-Air-Source) | 25VNA436A*031* |  |  | CSPH*4212AL*+UI | 58TN*B135C24**22 | 33400 | 18.5 | 8.5 | 36600 | 26000 | 71.04% | 2.04 | 0 | 11.7 |  |  |  |  | R-410A | 2.7833 | Residential & Commercial | USHP | Ducted CEE Tier 1
214091984 | Central HP <5.4 tons | YORK | HRCU-A-CB (Split System: Heat Pump with Remote Outdoor Unit-Air-Source) | HMH72B341 | ASPEN |  | D(A,C,E)48B34+TDR | TM8V080B12MP12 | 32400 | 17 | 8.1 | 33600 | 29000 | 86.31% | 2.61 | 0 | 9.5 |  |  |  |  | R-410A | 2.7 | Residential & Commercial | USHP
214092109 | Central HP <5.4 tons | YORK | HRCU-A-CB (Split System: Heat Pump with Remote Outdoor Unit-Air-Source) | HMH72B341 | ASPEN |  | D(A,C,E)48B34+TDR | TP9C080B12MP13 | 32800 | 17 | 8.1 | 33600 | 29400 | 87.5% | 2.66 | 0 | 9.5 |  |  |  |  | R-410A | 2.7333 | Residential & Commercial | USHP
214092134 | Central HP <5.4 tons | YORK | HRCU-A-CB (Split System: Heat Pump with Remote Outdoor Unit-Air-Source) | HMH72B341 | ASPEN |  | D(A,C,E)36A34+TDR | TPLC100C20MP13 | 31000 | 16.3 | 8.5 | 32200 | 27600 | 85.71% | 2.7 | 0 | 8.8 |  |  |  |  | R-410A | 2.5833 | Residential & Commercial | USHP
214092150 | Central HP <5.4 tons | YORK | HRCU-A-CB (Split System: Heat Pump with Remote Outdoor Unit-Air-Source) | HMH72B341 | ASPEN |  | D(A,C,E)42A44+TDR | Y81E080C16SMPS1 | 32400 | 18 | 8.5 | 33400 | 27600 | 82.63% | 2.7 | 0 | 10 |  |  |  |  | R-410A | 2.7 | Residential & Commercial | USHP | Ducted CEE Tier 1
206765454 | Central HP <5.4 tons | DAY & NIGHT | HRCU-A-CB (Split System: Heat Pump with Remote Outdoor Unit-Air-Source) | CVH825GKA3* |  |  | EA*4X24L17A*+WALLCON | *97CMN0601714A* | 23000 | 16 | 8.1 | 22000 | 17000 | 77.27% | 1.88 | 11 | 10.5 |  |  |  |  | R-410A | 1.9167 | Residential & Commercial | USHP | Ducted CEE Tier 1
214596073 | Central HP <5.4 tons | AIRQUEST | HRCU-A-C (Split System: Heat Pump with Remote Outdoor Unit with No Indoor Fan --Air Source) | DLCURAH24ABK | ADP |  | H,PG23936+TD | 0 | 24000 | 16 | 9.15 | 23200 | 19600 | 84.48% | 1.9 | 0 | 10.5 |  |  |  |  | R-410A | 2 | Residential & Commercial | USHP | Ducted CEE Tier 1
213296013 | Central HP <5.4 tons | YORK | HRCU-A-CB (Split System: Heat Pump with Remote Outdoor Unit-Air-Source) | HMH72B341 | ASPEN |  | D(A,C,E)36A3G+TXV+TDR | TL8E100C20UH11 | 31600 | 17.5 | 8.5 | 33800 | 27400 | 81.07% | 2.68 | 0 | 9.8 |  |  |  |  | R-410A | 2.6333 | Residential & Commercial | USHP
214595935 | Central HP <5.4 tons | AIRQUEST | HRCU-A-C (Split System: Heat Pump with Remote Outdoor Unit with No Indoor Fan --Air Source) | DLCURAH30ABK | ADP |  | HG33936+TD | 0 | 29400 | 15.2 | 9.35 | 31200 | 26600 | 85.26% | 1.8 | 0 | 10 |  |  |  |  | R-410A | 2.45 | Residential & Commercial | USHP | Ducted CEE Tier 1
214596021 | Central HP <5.4 tons | AIRQUEST | HRCU-A-C (Split System: Heat Pump with Remote Outdoor Unit with No Indoor Fan --Air Source) | DLCURAH30ABK | ADP |  | H,PG33936+TD | 0 | 29400 | 15.2 | 9.35 | 31200 | 26600 | 85.26% | 1.8 | 0 | 10 |  |  |  |  | R-410A | 2.45 | Residential & Commercial | USHP | Ducted CEE Tier 1
213885825 | Central HP <5.4 tons | HEIL | HRCU-A-CB (Split System: Heat Pump with Remote Outdoor Unit-Air-Source) | HVH860GKA2* | ASPEN |  | AE(D,N,U)+CM60B34+TDR | 0 | 56500 | 17.5 | 8.5 | 60000 | 48500 | 80.83% | 2.72 | 0 | 9.5 |  |  |  |  | R-410A | 4.7083 | Residential & Commercial | USHP
214596070 | Central HP <5.4 tons | AIRQUEST | HRCU-A-C (Split System: Heat Pump with Remote Outdoor Unit with No Indoor Fan --Air Source) | DLCURAH18ABK | ADP |  | H,PG9J936+TD | 0 | 18000 | 16 | 9.5 | 17400 | 14600 | 83.91% | 2.2 | 0 | 11.7 |  |  |  |  | R-410A | 1.5 | Residential & Commercial | USHP | Ducted CEE Tier 1
214596071 | Central HP <5.4 tons | AIRQUEST | HRCU-A-C (Split System: Heat Pump with Remote Outdoor Unit with No Indoor Fan --Air Source) | DLCURAH24ABK | ADP |  | H,PG21930+TD | 0 | 23000 | 16 | 8.8 | 23000 | 19600 | 85.22% | 1.84 | 0 | 10 |  |  |  |  | R-410A | 1.9167 | Residential & Commercial | USHP | Ducted CEE Tier 1
212675685 | Central HP <5.4 tons | BOSCH | HRCU-A-CB (Split System: Heat Pump with Remote Outdoor Unit-Air-Source) | BOVB-60HDN1-M18M | ASPEN |  | L(E,G)M36F4 | 0 | 34800 | 17 | 8.2 | 35000 | 25200 | 72% | 2.56 | 0 | 10.2 |  |  |  |  | R-410A | 2.9 | Residential & Commercial | USHP | Ducted CEE Tier 1
211467575 | Central HP <5.4 tons | YORK | HRCU-A-CB (Split System: Heat Pump with Remote Outdoor Unit-Air-Source) | YZT48B21 | ASPEN |  | D(A,C,E)48D44+TDR | TM9Y100C16MP11 | 44000 | 16.2 | 8.4 | 47500 | 34200 | 72% | 3.02 | 0 | 12 |  |  |  |  | R-410A | 3.6667 | Residential & Commercial | USHP | Ducted CEE Tier 1
206765677 | Central HP <5.4 tons | DAY & NIGHT | HRCU-A-CB (Split System: Heat Pump with Remote Outdoor Unit-Air-Source) | CVH825GKA3* |  |  | EA*4X36L17A*+WALLCON | *96CTN0801714A* | 23600 | 16.5 | 8.1 | 21600 | 16700 | 77.31% | 1.92 | 11.5 | 10.5 |  |  |  |  | R-410A | 1.9667 | Residential & Commercial | USHP | Ducted CEE Tier 1
206771645 | Central HP <5.4 tons | DAY & NIGHT | HRCU-A-CB (Split System: Heat Pump with Remote Outdoor Unit-Air-Source) | CVH837GKA2* |  |  | EA*4X43L21A*+WALLCON | *80CTL0902120A* | 32800 | 17.5 | 8.5 | 33000 | 25200 | 76.36% | 2 | 12 | 11.7 |  |  |  |  | R-410A | 2.7333 | Residential & Commercial | USHP | Ducted CEE Tier 1
212970432 | Central HP <5.4 tons | HEIL | HRCU-A-CB (Split System: Heat Pump with Remote Outdoor Unit-Air-Source) | DLCURAH36ABK |  |  | EA*4X48L21A* | *80VSL0701716B* | 36000 | 16 | 8.5 | 38500 | 34800 | 90.39% | 2.02 | 0 | 10 |  |  |  |  | R-410A | 3 | Residential & Commercial | USHP | Ducted CEE Tier 1
214063994 | Central HP <5.4 tons | BOSCH | HRCU-A-CB (Split System: Heat Pump with Remote Outdoor Unit-Air-Source) | BOVB-36HDN1-M20G | ASPEN |  | D(A,C,E)36D34+TDR | BGH96M060B3B | 23000 | 18 | 9 | 24000 | 22200 | 92.5% | 2.28 | 0 | 12 |  |  |  |  | R-410A | 1.9167 | Residential & Commercial | USHP | Ducted CEE Tier 1
206136147 | Central HP <5.4 tons | AIRQUEST | HRCU-A-CB (Split System: Heat Pump with Remote Outdoor Unit-Air-Source) | HVH837GKA** |  |  | EA*4X43L21A*+WALLCON | *95CSU1002122A* | 33000 | 17.5 | 8.5 | 32800 | 25000 | 76.22% | 2 | 12 | 11.5 |  |  |  |  | R-410A | 2.75 | Residential & Commercial | USHP | Ducted CEE Tier 1
213780847 | Central HP <5.4 tons | HEIL | HRCU-A-CB (Split System: Heat Pump with Remote Outdoor Unit-Air-Source) | HVH837GKA2* |  |  | EA*4X37L21A*+WALLCON | *80CTL0451712B* | 32600 | 16.5 | 8.1 | 33200 | 25400 | 76.51% | 1.94 | 0 | 10.5 |  |  |  |  | R-410A | 2.7167 | Residential & Commercial | USHP | Ducted CEE Tier 1
214092214 | Central HP <5.4 tons | YORK | HRCU-A-CB (Split System: Heat Pump with Remote Outdoor Unit-Air-Source) | HMH72B341 | ASPEN |  | D(A,C,E)42A44+TDR | YPLC100C16MP13 | 32400 | 17.5 | 8.5 | 33800 | 27400 | 81.07% | 2.66 | 0 | 10 |  |  |  |  | R-410A | 2.7 | Residential & Commercial | USHP | Ducted CEE Tier 1
214092215 | Central HP <5.4 tons | YORK | HRCU-A-CB (Split System: Heat Pump with Remote Outdoor Unit-Air-Source) | HMH72B341 | ASPEN |  | D(A,C,E)48B34+TDR | YPLC100C16MP13 | 32800 | 17.5 | 8.5 | 33800 | 27400 | 81.07% | 2.66 | 0 | 10 |  |  |  |  | R-410A | 2.7333 | Residential & Commercial | USHP | Ducted CEE Tier 1
214091965 | Central HP <5.4 tons | YORK | HRCU-A-CB (Split System: Heat Pump with Remote Outdoor Unit-Air-Source) | HMH72B341 | ASPEN |  | D(A,C,E)42A44+TDR | TM8E080B12MP11 | 32400 | 18 | 8.1 | 34000 | 28000 | 82.35% | 2.61 | 0 | 9.5 |  |  |  |  | R-410A | 2.7 | Residential & Commercial | USHP
214092079 | Central HP <5.4 tons | YORK | HRCU-A-CB (Split System: Heat Pump with Remote Outdoor Unit-Air-Source) | HMH72B341 | ASPEN |  | D(A,C,E)48B34+TDR | TMLE060A12MP11 | 32800 | 18 | 8.1 | 33800 | 27400 | 81.07% | 2.63 | 0 | 10 |  |  |  |  | R-410A | 2.7333 | Residential & Commercial | USHP | Ducted CEE Tier 1
215289571 | Central HP <5.4 tons | AIRQUEST | HRCU-A-CB (Split System: Heat Pump with Remote Outdoor Unit-Air-Source) | DLCURAH18ABK | ADP |  | HG32936 | *92MSN0401712A* | 16500 | 15.2 | 8.5 | 16500 | 18400 | 111.5% | 2.24 | 0 | 10 |  |  |  |  | R-410A | 1.375 | Residential & Commercial | USHP | Ducted CEE Tier 1
215289588 | Central HP <5.4 tons | AIRQUEST | HRCU-A-CB (Split System: Heat Pump with Remote Outdoor Unit-Air-Source) | DLCURAH18ABK | ADP |  | HE30924 | *92MSN0401712A* | 16300 | 15.2 | 8.5 | 16700 | 19000 | 113.8% | 2.32 | 0 | 9.5 |  |  |  |  | R-410A | 1.3583 | Residential & Commercial | USHP
215289602 | Central HP <5.4 tons | AIRQUEST | HRCU-A-CB (Split System: Heat Pump with Remote Outdoor Unit-Air-Source) | DLCURAH18ABK | ADP |  | H,GE22936 | *92MSN0601412A* | 16900 | 16 | 8.5 | 16900 | 19400 | 114.8% | 2.38 | 0 | 10 |  |  |  |  | R-410A | 1.4083 | Residential & Commercial | USHP | Ducted CEE Tier 1
215289622 | Central HP <5.4 tons | AIRQUEST | HRCU-A-CB (Split System: Heat Pump with Remote Outdoor Unit-Air-Source) | DLCURAH18ABK | ADP |  | H,GE33936 | *92MSN0601412A* | 17400 | 16 | 8.5 | 16900 | 18800 | 111.2% | 2.3 | 0 | 11 |  |  |  |  | R-410A | 1.45 | Residential & Commercial | USHP | Ducted CEE Tier 1
215289638 | Central HP <5.4 tons | AIRQUEST | HRCU-A-CB (Split System: Heat Pump with Remote Outdoor Unit-Air-Source) | DLCURAH18ABK | ADP |  | HE7J936 | *92MSN0601412A* | 17300 | 16 | 8.5 | 16900 | 19400 | 114.8% | 2.38 | 0 | 10.5 |  |  |  |  | R-410A | 1.4417 | Residential & Commercial | USHP | Ducted CEE Tier 1
215933933 | Central HP <5.4 tons | TEMPSTAR | HRCU-A-CB (Split System: Heat Pump with Remote Outdoor Unit-Air-Source) | T5H3V36*K*AAA* |  |  | ESH5X60M12A*+WALLCON | *96CTN0801714B* | 34000 | 19.5 | 9 | 34600 | 26400 | 76.3% | 1.94 | 0 | 11.5 |  |  |  |  | R-454B | 2.8333 | Residential & Commercial | USHP | Ducted CEE Tier 1
215289669 | Central HP <5.4 tons | AIRQUEST | HRCU-A-CB (Split System: Heat Pump with Remote Outdoor Unit-Air-Source) | DLCURAH18ABK | ADP |  | H,GG34936 | *92MSN0601714A* | 17500 | 16 | 8.5 | 16900 | 19000 | 112.4% | 2.34 | 0 | 10.5 |  |  |  |  | R-410A | 1.4583 | Residential & Commercial | USHP | Ducted CEE Tier 1
215289702 | Central HP <5.4 tons | AIRQUEST | HRCU-A-CB (Split System: Heat Pump with Remote Outdoor Unit-Air-Source) | DLCURAH18ABK | ADP |  | HE31930 | *92MSN0801716A* | 17100 | 16 | 8.5 | 17100 | 18700 | 109.4% | 2.3 | 0 | 10.5 |  |  |  |  | R-410A | 1.425 | Residential & Commercial | USHP | Ducted CEE Tier 1
215289721 | Central HP <5.4 tons | AIRQUEST | HRCU-A-CB (Split System: Heat Pump with Remote Outdoor Unit-Air-Source) | DLCURAH18ABK | ADP |  | H,GG30924 | *92MSN0801716A* | 16800 | 16 | 8.5 | 17100 | 18700 | 109.4% | 2.3 | 0 | 10.5 |  |  |  |  | R-410A | 1.4 | Residential & Commercial | USHP | Ducted CEE Tier 1
215289736 | Central HP <5.4 tons | AIRQUEST | HRCU-A-CB (Split System: Heat Pump with Remote Outdoor Unit-Air-Source) | DLCURAH18ABK | ADP |  | HG80936 | *92MSN0801716A* | 17700 | 16 | 8.5 | 17100 | 18700 | 109.4% | 2.3 | 0 | 11 |  |  |  |  | R-410A | 1.475 | Residential & Commercial | USHP | Ducted CEE Tier 1
215289738 | Central HP <5.4 tons | AIRQUEST | HRCU-A-CB (Split System: Heat Pump with Remote Outdoor Unit-Air-Source) | DLCURAH18ABK | ADP |  | H,GE23936 | *96MSN0261410A* | 17000 | 20 | 8.1 | 16700 | 18800 | 112.6% | 2.3 | 0 | 10 |  |  |  |  | R-410A | 1.4167 | Residential & Commercial | USHP | Ducted CEE Tier 1
215289771 | Central HP <5.4 tons | AIRQUEST | HRCU-A-CB (Split System: Heat Pump with Remote Outdoor Unit-Air-Source) | DLCURAH18ABK | ADP |  | H,GE7J924 | *96MSN0261410A* | 16900 | 20 | 8.1 | 16700 | 18800 | 112.6% | 2.3 | 0 | 10 |  |  |  |  | R-410A | 1.4083 | Residential & Commercial | USHP | Ducted CEE Tier 1
206765497 | Central HP <5.4 tons | DAY & NIGHT | HRCU-A-CB (Split System: Heat Pump with Remote Outdoor Unit-Air-Source) | CVH825GKA3* |  |  | EA*4X25L17A*+WALLCON | *80CTL0451712A* | 24200 | 16.5 | 8.1 | 21400 | 16800 | 78.5% | 2 | 11 | 11 |  |  |  |  | R-410A | 2.0167 | Residential & Commercial | USHP | Ducted CEE Tier 1
206767119 | Central HP <5.4 tons | DAY & NIGHT | HRCU-A-CB (Split System: Heat Pump with Remote Outdoor Unit-Air-Source) | CVH825GKA3* |  |  | EA*4X30L17A*+WALLCON | *80CSU0601716A* | 23400 | 16.5 | 8.1 | 21600 | 16700 | 77.31% | 1.9 | 11 | 10.5 |  |  |  |  | R-410A | 1.95 | Residential & Commercial | USHP | Ducted CEE Tier 1
206765974 | Central HP <5.4 tons | DAY & NIGHT | HRCU-A-CB (Split System: Heat Pump with Remote Outdoor Unit-Air-Source) | CVH825GKA3* |  |  | EA*4X37L21A*+WALLCON | *96CTN0801714A* | 24400 | 16.5 | 8.1 | 21200 | 16700 | 78.77% | 2.02 | 11 | 11 |  |  |  |  | R-410A | 2.0333 | Residential & Commercial | USHP | Ducted CEE Tier 1
212985873 | Central HP <5.4 tons | CARRIER | HRCU-A-CB (Split System: Heat Pump with Remote Outdoor Unit-Air-Source) | 38MURAQ18AB3* |  |  | CAP**1917AL* | 59SC6A026M14**10 | 17800 | 16.5 | 8.1 | 17800 | 17900 | 100.6% | 2.16 | 0 | 10.5 |  |  |  |  | R-410A | 1.4833 | Residential & Commercial | USHP | Ducted CEE Tier 1
212985923 | Central HP <5.4 tons | CARRIER | HRCU-A-CB (Split System: Heat Pump with Remote Outdoor Unit-Air-Source) | 38MURAQ18AB3* |  |  | CAP**3017AL* | 59SC6A026M14**10 | 17500 | 16 | 8.5 | 18100 | 18800 | 103.9% | 2.26 | 0 | 10.5 |  |  |  |  | R-410A | 1.4583 | Residential & Commercial | USHP | Ducted CEE Tier 1
215289788 | Central HP <5.4 tons | AIRQUEST | HRCU-A-CB (Split System: Heat Pump with Remote Outdoor Unit-Air-Source) | DLCURAH18ABK | ADP |  | HG31930 | *96MSN0401410A* | 16800 | 16 | 8.5 | 16900 | 19100 | 113% | 2.34 | 0 | 10 |  |  |  |  | R-410A | 1.4 | Residential & Commercial | USHP | Ducted CEE Tier 1
215289804 | Central HP <5.4 tons | AIRQUEST | HRCU-A-CB (Split System: Heat Pump with Remote Outdoor Unit-Air-Source) | DLCURAH18ABK | ADP |  | H,GG34936 | *96MSN0401410A* | 17400 | 16 | 8.5 | 16900 | 19100 | 113% | 2.34 | 0 | 10.5 |  |  |  |  | R-410A | 1.45 | Residential & Commercial | USHP | Ducted CEE Tier 1
215289819 | Central HP <5.4 tons | AIRQUEST | HRCU-A-CB (Split System: Heat Pump with Remote Outdoor Unit-Air-Source) | DLCURAH18ABK | ADP |  | HG8J936 | *96MSN0401410A* | 17400 | 16 | 8.5 | 16900 | 19100 | 113% | 2.34 | 0 | 10.5 |  |  |  |  | R-410A | 1.45 | Residential & Commercial | USHP | Ducted CEE Tier 1
215289822 | Central HP <5.4 tons | AIRQUEST | HRCU-A-CB (Split System: Heat Pump with Remote Outdoor Unit-Air-Source) | DLCURAH18ABK | ADP |  | H,GG9J936 | *96MSN0401410A* | 17400 | 16 | 8.5 | 16900 | 19100 | 113% | 2.34 | 0 | 10.5 |  |  |  |  | R-410A | 1.45 | Residential & Commercial | USHP | Ducted CEE Tier 1
206765965 | Central HP <5.4 tons | DAY & NIGHT | HRCU-A-CB (Split System: Heat Pump with Remote Outdoor Unit-Air-Source) | CVH825GKA3* |  |  | EA*4X37L21A*+WALLCON | *96CTN0601714A* | 24400 | 16.5 | 8.1 | 21200 | 16700 | 78.77% | 2.02 | 11 | 11 |  |  |  |  | R-410A | 2.0333 | Residential & Commercial | USHP | Ducted CEE Tier 1
206767101 | Central HP <5.4 tons | DAY & NIGHT | HRCU-A-CB (Split System: Heat Pump with Remote Outdoor Unit-Air-Source) | CVH825GKA3* |  |  | EA*4X25L17A*+WALLCON | *80CSU0601716A* | 24400 | 16.5 | 8.1 | 21200 | 16600 | 78.3% | 2 | 11.5 | 11 |  |  |  |  | R-410A | 2.0333 | Residential & Commercial | USHP | Ducted CEE Tier 1
213296054 | Central HP <5.4 tons | YORK | HRCU-A-CB (Split System: Heat Pump with Remote Outdoor Unit-Air-Source) | HMH72B341 | ASPEN |  | D(A,C,E)36A3G+TXV+TDR | TM9Y100C20MP11 | 31600 | 15.4 | 8.1 | 33800 | 27400 | 81.07% | 2.38 | 0 | 9.3 |  |  |  |  | R-410A | 2.6333 | Residential & Commercial | USHP
213296070 | Central HP <5.4 tons | YORK | HRCU-A-CB (Split System: Heat Pump with Remote Outdoor Unit-Air-Source) | HMH72B341 | ASPEN |  | D(A,C,E)36A3G+TXV+TDR | TP9C100C20MP13 | 31600 | 17.5 | 8.1 | 33800 | 28200 | 83.43% | 2.46 | 0 | 9.3 |  |  |  |  | R-410A | 2.6333 | Residential & Commercial | USHP
214091967 | Central HP <5.4 tons | YORK | HRCU-A-CB (Split System: Heat Pump with Remote Outdoor Unit-Air-Source) | HMH72B341 | ASPEN |  | D(A,C,E)36A34+TDR | TM8E080C16MP11 | 33000 | 18 | 8.1 | 33000 | 28600 | 86.67% | 2.65 | 0 | 10 |  |  |  |  | R-410A | 2.75 | Residential & Commercial | USHP | Ducted CEE Tier 1
214091985 | Central HP <5.4 tons | YORK | HRCU-A-CB (Split System: Heat Pump with Remote Outdoor Unit-Air-Source) | HMH72B341 | ASPEN |  | D(A,C,E)36A34+TDR | TM8V080C16MP12 | 31600 | 17.5 | 8.4 | 33800 | 27400 | 81.07% | 2.67 | 0 | 9.8 |  |  |  |  | R-410A | 2.6333 | Residential & Commercial | USHP
214091994 | Central HP <5.4 tons | YORK | HRCU-A-CB (Split System: Heat Pump with Remote Outdoor Unit-Air-Source) | HMH72B341 | ASPEN |  | D(A,C,E)36A34+TDR | TM8V120C20MP12 | 31000 | 16.3 | 8.5 | 32200 | 27600 | 85.71% | 2.7 | 0 | 8.8 |  |  |  |  | R-410A | 2.5833 | Residential & Commercial | USHP
214091999 | Central HP <5.4 tons | YORK | HRCU-A-CB (Split System: Heat Pump with Remote Outdoor Unit-Air-Source) | HMH72B341 | ASPEN |  | D(A,C,E)48B34+TDR | TM8Y060A12MP11 | 32800 | 18 | 8.1 | 33400 | 27400 | 82.04% | 2.63 | 0 | 10 |  |  |  |  | R-410A | 2.7333 | Residential & Commercial | USHP | Ducted CEE Tier 1
215289823 | Central HP <5.4 tons | AIRQUEST | HRCU-A-CB (Split System: Heat Pump with Remote Outdoor Unit-Air-Source) | DLCURAH18ABK | ADP |  | HG9J936 | *96MSN0401410A* | 17400 | 16 | 8.5 | 16900 | 19100 | 113% | 2.34 | 0 | 10.5 |  |  |  |  | R-410A | 1.45 | Residential & Commercial | USHP | Ducted CEE Tier 1
214595919 | Central HP <5.4 tons | AIRQUEST | HRCU-A-C (Split System: Heat Pump with Remote Outdoor Unit with No Indoor Fan --Air Source) | DLCURAH18ABK | ADP |  | HG21930+TD | 0 | 17700 | 16 | 8.85 | 17100 | 14600 | 85.38% | 2.06 | 0 | 11.5 |  |  |  |  | R-410A | 1.475 | Residential & Commercial | USHP | Ducted CEE Tier 1
215674009 | Central HP <5.4 tons | COMFORTMAKER | HRCU-A-CB (Split System: Heat Pump with Remote Outdoor Unit-Air-Source) | C5H0V48*K*AAA* |  |  | EA*5X48M21A*+WALLCON | *80CSU1002120A* | 44000 | 17.5 | 9 | 48500 | 34200 | 70.52% | 2.06 | 0 | 9.5 |  |  |  |  | R-454B | 3.6667 | Residential & Commercial | USHP
215674309 | Central HP <5.4 tons | COMFORTMAKER | HRCU-A-CB (Split System: Heat Pump with Remote Outdoor Unit-Air-Source) | C5H0V48*K*AAA* |  |  | EA*5X61M21A*+WALLCON | *80CSU0802120A* | 46000 | 18 | 9 | 47500 | 33600 | 70.74% | 2.08 | 0 | 10 |  |  |  |  | R-454B | 3.8333 | Residential & Commercial | USHP | Ducted CEE Tier 1
215674459 | Central HP <5.4 tons | COMFORTMAKER | HRCU-A-CB (Split System: Heat Pump with Remote Outdoor Unit-Air-Source) | C5H0V48*K*AAA* |  |  | EA*5X61M24A*+WALLCON | *80CSU0802120A* | 46000 | 18 | 9 | 47500 | 33600 | 70.74% | 2.08 | 0 | 10 |  |  |  |  | R-454B | 3.8333 | Residential & Commercial | USHP | Ducted CEE Tier 1
210597878 | Central HP <5.4 tons | AIRQUEST | HRCU-A-CB (Split System: Heat Pump with Remote Outdoor Unit-Air-Source) | HVH825GKA2* |  |  | EA*4X42L21A*+WALLCON | *96CTN1002122A* | 23800 | 16.5 | 8.1 | 21400 | 16600 | 77.57% | 1.96 | 0 | 11 |  |  |  |  | R-410A | 1.9833 | Residential & Commercial | USHP | Ducted CEE Tier 1
210597998 | Central HP <5.4 tons | AIRQUEST | HRCU-A-CB (Split System: Heat Pump with Remote Outdoor Unit-Air-Source) | HVH825GKA2* |  |  | EA*4X48L21A*+WALLCON | *80CSU0401712A* | 24200 | 17 | 8.1 | 21000 | 16500 | 78.57% | 2.02 | 0 | 11 |  |  |  |  | R-410A | 2.0167 | Residential & Commercial | USHP | Ducted CEE Tier 1
215674159 | Central HP <5.4 tons | COMFORTMAKER | HRCU-A-CB (Split System: Heat Pump with Remote Outdoor Unit-Air-Source) | C5H0V48*K*AAA* |  |  | EA*5X60M24A*+WALLCON | *80CSU0802120A* | 45000 | 18 | 9 | 47000 | 33400 | 71.06% | 2.08 | 0 | 10 |  |  |  |  | R-454B | 3.75 | Residential & Commercial | USHP | Ducted CEE Tier 1
214385843 | Central HP <5.4 tons | COMFORTMAKER | HRCU-A-C (Split System: Heat Pump with Remote Outdoor Unit with No Indoor Fan --Air Source) | DLCURAH18ABK | ADP |  | H,YE21924+TD | 0 | 17700 | 16 | 8.85 | 17100 | 14600 | 85.38% | 2.06 | 0 | 11.5 |  |  |  |  | R-410A | 1.475 | Residential & Commercial | USHP | Ducted CEE Tier 1
214595920 | Central HP <5.4 tons | AIRQUEST | HRCU-A-C (Split System: Heat Pump with Remote Outdoor Unit with No Indoor Fan --Air Source) | DLCURAH18ABK | ADP |  | HG33936+TD | 0 | 18000 | 16 | 9.5 | 17400 | 14600 | 83.91% | 2.2 | 0 | 11.7 |  |  |  |  | R-410A | 1.5 | Residential & Commercial | USHP | Ducted CEE Tier 1
214595921 | Central HP <5.4 tons | AIRQUEST | HRCU-A-C (Split System: Heat Pump with Remote Outdoor Unit with No Indoor Fan --Air Source) | DLCURAH18ABK | ADP |  | HG34936+TD | 0 | 18000 | 16 | 9.5 | 17400 | 14600 | 83.91% | 2.2 | 0 | 11.7 |  |  |  |  | R-410A | 1.5 | Residential & Commercial | USHP | Ducted CEE Tier 1
214596001 | Central HP <5.4 tons | AIRQUEST | HRCU-A-C (Split System: Heat Pump with Remote Outdoor Unit with No Indoor Fan --Air Source) | DLCURAH18ABK | ADP |  | H,PG33936+TD | 0 | 18000 | 16 | 9.5 | 17400 | 14600 | 83.91% | 2.2 | 0 | 11.7 |  |  |  |  | R-410A | 1.5 | Residential & Commercial | USHP | Ducted CEE Tier 1
214596003 | Central HP <5.4 tons | AIRQUEST | HRCU-A-C (Split System: Heat Pump with Remote Outdoor Unit with No Indoor Fan --Air Source) | DLCURAH18ABK | ADP |  | H,PG35936+TD | 0 | 18000 | 16 | 9.5 | 17400 | 14600 | 83.91% | 2.2 | 0 | 11.7 |  |  |  |  | R-410A | 1.5 | Residential & Commercial | USHP | Ducted CEE Tier 1
214596004 | Central HP <5.4 tons | AIRQUEST | HRCU-A-C (Split System: Heat Pump with Remote Outdoor Unit with No Indoor Fan --Air Source) | DLCURAH18ABK | ADP |  | H,PG7J936+TD | 0 | 18000 | 16 | 9.5 | 17400 | 14600 | 83.91% | 2.2 | 0 | 11.7 |  |  |  |  | R-410A | 1.5 | Residential & Commercial | USHP | Ducted CEE Tier 1
211081222 | Central HP <5.4 tons | TRANE | HRCU-A-CB (Split System: Heat Pump with Remote Outdoor Unit-Air-Source) | 4TWV0X60A1 |  |  | 4TXCC009DS3 | S8V2C100M5PDA | 54000 | 19 | 8.2 | 52000 | 40000 | 76.92% | 1.78 | 11.7 | 11.7 |  |  |  |  | R-410A | 4.5 | Residential & Commercial | USHP | Ducted CEE Tier 1
210598266 | Central HP <5.4 tons | AIRQUEST | HRCU-A-CB (Split System: Heat Pump with Remote Outdoor Unit-Air-Source) | HVH825GKA2* |  |  | EHD4X48AAL+WALLCON | *80CTL1352422A* | 24200 | 16 | 8.1 | 21200 | 16600 | 78.3% | 2.02 | 0 | 11 |  |  |  |  | R-410A | 2.0167 | Residential & Commercial | USHP | Ducted CEE Tier 1
214595940 | Central HP <5.4 tons | AIRQUEST | HRCU-A-C (Split System: Heat Pump with Remote Outdoor Unit with No Indoor Fan --Air Source) | DLCURAH30ABK | ADP |  | HG82936+TD | 0 | 30000 | 15.2 | 9.7 | 31400 | 26600 | 84.71% | 1.85 | 0 | 10.5 |  |  |  |  | R-410A | 2.5 | Residential & Commercial | USHP | Ducted CEE Tier 1
215223253 | Central HP <5.4 tons | COMFORTMAKER | HRCU-A-C (Split System: Heat Pump with Remote Outdoor Unit with No Indoor Fan --Air Source) | DLCURAH30ABK | ADP |  | H,GG31930+TD | 0 | 28600 | 15.2 | 9.05 | 31000 | 26600 | 85.81% | 1.76 | 0 | 10 |  |  |  |  | R-410A | 2.3833 | Residential & Commercial | USHP | Ducted CEE Tier 1
206133782 | Central HP <5.4 tons | DAY & NIGHT | HRCU-A-CB (Split System: Heat Pump with Remote Outdoor Unit-Air-Source) | CVH825GKA2* |  |  | EA*4X36L21A*+WALLCON | *95CSU0802120A* | 23600 | 16.5 | 8.1 | 21400 | 16600 | 77.57% | 1.94 | 11 | 11 |  |  |  |  | R-410A | 1.9667 | Residential & Commercial | USHP | Ducted CEE Tier 1
215289610 | Central HP <5.4 tons | AIRQUEST | HRCU-A-CB (Split System: Heat Pump with Remote Outdoor Unit-Air-Source) | DLCURAH18ABK | ADP |  | H,GE31930 | *92MSN0601412A* | 17100 | 16 | 8.5 | 16900 | 19000 | 112.4% | 2.34 | 0 | 10 |  |  |  |  | R-410A | 1.425 | Residential & Commercial | USHP | Ducted CEE Tier 1
215289613 | Central HP <5.4 tons | AIRQUEST | HRCU-A-CB (Split System: Heat Pump with Remote Outdoor Unit-Air-Source) | DLCURAH18ABK | ADP |  | H,GG32930 | *92MSN0601412A* | 17200 | 16 | 8.5 | 16900 | 19400 | 114.8% | 2.38 | 0 | 10.5 |  |  |  |  | R-410A | 1.4333 | Residential & Commercial | USHP | Ducted CEE Tier 1
215289627 | Central HP <5.4 tons | AIRQUEST | HRCU-A-CB (Split System: Heat Pump with Remote Outdoor Unit-Air-Source) | DLCURAH18ABK | ADP |  | HE34936 | *92MSN0601412A* | 17500 | 16 | 8.5 | 16900 | 18800 | 111.2% | 2.3 | 0 | 11 |  |  |  |  | R-410A | 1.4583 | Residential & Commercial | USHP | Ducted CEE Tier 1
204459414 | Central HP <5.4 tons | AIRQUEST | HRCU-A-CB (Split System: Heat Pump with Remote Outdoor Unit-Air-Source) | HVH825GKA2* |  |  | EHD4X36AAL+WALLCON | *80CTL0901716A* | 24200 | 16.5 | 8.1 | 21400 | 16600 | 77.57% | 2 | 11 | 11 |  |  |  |  | R-410A | 2.0167 | Residential & Commercial | USHP | Ducted CEE Tier 1
213296077 | Central HP <5.4 tons | YORK | HRCU-A-CB (Split System: Heat Pump with Remote Outdoor Unit-Air-Source) | HMH72B341 | ASPEN |  | D(A,C,E)36A3G+TXV+TDR | TPLC120C20MP13 | 31000 | 16.3 | 8.1 | 32200 | 27600 | 85.71% | 2.44 | 0 | 8.8 |  |  |  |  | R-410A | 2.5833 | Residential & Commercial | USHP
213296186 | Central HP <5.4 tons | YORK | HRCU-A-CB (Split System: Heat Pump with Remote Outdoor Unit-Air-Source) | HMH72B341 | ASPEN |  | C(A,C,D,E)36C26+TDR | TM8E060A12MP11 | 30000 | 17.4 | 8.1 | 33800 | 27400 | 81.07% | 2.44 | 0 | 9.5 |  |  |  |  | R-410A | 2.5 | Residential & Commercial | USHP
213296188 | Central HP <5.4 tons | YORK | HRCU-A-CB (Split System: Heat Pump with Remote Outdoor Unit-Air-Source) | HMH72B341 | ASPEN |  | C(A,C,D,E)48C26+TDR | TM8E060A12MP11 | 30800 | 17.7 | 8.1 | 33800 | 27400 | 81.07% | 2.44 | 0 | 9 |  |  |  |  | R-410A | 2.5667 | Residential & Commercial | USHP
213296211 | Central HP <5.4 tons | YORK | HRCU-A-CB (Split System: Heat Pump with Remote Outdoor Unit-Air-Source) | HMH72B341 | ASPEN |  | C(A,C,D,E)48C24+TDR | TM8E100C16MP11 | 32200 | 18 | 8.5 | 34000 | 28400 | 83.53% | 2.75 | 0 | 10 |  |  |  |  | R-410A | 2.6833 | Residential & Commercial | USHP | Ducted CEE Tier 1
216571228 | Central HP <5.4 tons | TRANE | HRCU-A-CB (Split System: Heat Pump with Remote Outdoor Unit-Air-Source) | 5TWV8X24A1 |  |  | 5TXCB003AS3 | S8V2B060M4PCB | 21400 | 18.1 | 8.5 | 24400 | 18900 | 77.46% | 2.2 | 0 | 11.5 |  |  |  |  | R-454B | 1.7833 | Residential & Commercial | USHP | Ducted CEE Tier 1
214596082 | Central HP <5.4 tons | AIRQUEST | HRCU-A-C (Split System: Heat Pump with Remote Outdoor Unit with No Indoor Fan --Air Source) | DLCURAH30ABK | ADP |  | H,PG81936+TD | 0 | 30000 | 15.2 | 9.7 | 31400 | 26600 | 84.71% | 1.85 | 0 | 10.5 |  |  |  |  | R-410A | 2.5 | Residential & Commercial | USHP | Ducted CEE Tier 1
214596088 | Central HP <5.4 tons | AIRQUEST | HRCU-A-C (Split System: Heat Pump with Remote Outdoor Unit with No Indoor Fan --Air Source) | DLCURAH36ABK | ADP |  | H,PG80936+TD | 0 | 36000 | 15.2 | 8.6 | 36400 | 31200 | 85.71% | 1.85 | 0 | 10 |  |  |  |  | R-410A | 3 | Residential & Commercial | USHP | Ducted CEE Tier 1
214279935 | Central HP <5.4 tons | COMFORTMAKER | HRCU-A-CB (Split System: Heat Pump with Remote Outdoor Unit-Air-Source) | DLCURAH24ABK |  |  | EA*4X37L17A* | *96MSN0601716A* | 24200 | 16.5 | 9 | 25400 | 21800 | 85.83% | 1.82 | 0 | 10 |  |  |  |  | R-410A | 2.0167 | Residential & Commercial | USHP | Ducted CEE Tier 1
206136120 | Central HP <5.4 tons | DAY & NIGHT | HRCU-A-CB (Split System: Heat Pump with Remote Outdoor Unit-Air-Source) | CVH837GKA** |  |  | EA*4X42L24A*+WALLCON | *95CSU0802120A* | 31800 | 17.5 | 8.1 | 33000 | 24400 | 73.94% | 1.9 | 11.5 | 11 |  |  |  |  | R-410A | 2.65 | Residential & Commercial | USHP | Ducted CEE Tier 1
214092714 | Central HP <5.4 tons | YORK | HRCU-A-CB (Split System: Heat Pump with Remote Outdoor Unit-Air-Source) | HMH72B341 | ASPEN |  | D(A,C,E)42A46+TDR | TM8E100C16MP11 | 33000 | 18 | 8.3 | 32800 | 29000 | 88.41% | 2.71 | 0 | 10 |  |  |  |  | R-410A | 2.75 | Residential & Commercial | USHP | Ducted CEE Tier 1
214092781 | Central HP <5.4 tons | YORK | HRCU-A-CB (Split System: Heat Pump with Remote Outdoor Unit-Air-Source) | HMH72B341 | ASPEN |  | D(A,C,E)48B36+TDR | TM9Y120D20MP11 | 32200 | 16.5 | 8.5 | 32400 | 28200 | 87.04% | 2.76 | 0 | 9.4 |  |  |  |  | R-410A | 2.6833 | Residential & Commercial | USHP
214092800 | Central HP <5.4 tons | YORK | HRCU-A-CB (Split System: Heat Pump with Remote Outdoor Unit-Air-Source) | HMH72B341 | ASPEN |  | D(A,C,E)42A46+TDR | TMLV120C20MP12 | 31800 | 16.5 | 8.5 | 32400 | 27800 | 85.8% | 2.69 | 0 | 8.9 |  |  |  |  | R-410A | 2.65 | Residential & Commercial | USHP
214092884 | Central HP <5.4 tons | YORK | HRCU-A-CB (Split System: Heat Pump with Remote Outdoor Unit-Air-Source) | HMH72B341 | ASPEN |  | D(A,C,E)42A46+TDR | Y82E080C16LMPS1 | 33600 | 18.5 | 8.3 | 32800 | 30000 | 91.46% | 2.83 | 0 | 9.5 |  |  |  |  | R-410A | 2.8 | Residential & Commercial | USHP
214092019 | Central HP <5.4 tons | YORK | HRCU-A-CB (Split System: Heat Pump with Remote Outdoor Unit-Air-Source) | HMH72B341 | ASPEN |  | D(A,C,E)42A44+TDR | TM9E060A10MP12 | 32200 | 17.5 | 8.1 | 33800 | 27400 | 81.07% | 2.59 | 0 | 9.4 |  |  |  |  | R-410A | 2.6833 | Residential & Commercial | USHP
214596022 | Central HP <5.4 tons | AIRQUEST | HRCU-A-C (Split System: Heat Pump with Remote Outdoor Unit with No Indoor Fan --Air Source) | DLCURAH30ABK | ADP |  | H,PG34936+TD | 0 | 29800 | 15.2 | 9.5 | 31400 | 26600 | 84.71% | 1.82 | 0 | 10.5 |  |  |  |  | R-410A | 2.4833 | Residential & Commercial | USHP | Ducted CEE Tier 1
214596024 | Central HP <5.4 tons | AIRQUEST | HRCU-A-C (Split System: Heat Pump with Remote Outdoor Unit with No Indoor Fan --Air Source) | DLCURAH30ABK | ADP |  | H,PG37936+TD | 0 | 30000 | 15.2 | 9.7 | 31400 | 26600 | 84.71% | 1.85 | 0 | 10.5 |  |  |  |  | R-410A | 2.5 | Residential & Commercial | USHP | Ducted CEE Tier 1
214092024 | Central HP <5.4 tons | YORK | HRCU-A-CB (Split System: Heat Pump with Remote Outdoor Unit-Air-Source) | HMH72B341 | ASPEN |  | D(A,C,E)42A44+TDR | TM9E080B12MP12 | 32600 | 17.5 | 8.1 | 33800 | 27400 | 81.07% | 2.63 | 0 | 10 |  |  |  |  | R-410A | 2.7167 | Residential & Commercial | USHP | Ducted CEE Tier 1
214092085 | Central HP <5.4 tons | YORK | HRCU-A-CB (Split System: Heat Pump with Remote Outdoor Unit-Air-Source) | HMH72B341 | ASPEN |  | D(A,C,E)48B34+TDR | TMLE080C16MP11 | 33000 | 18 | 8.2 | 33000 | 28600 | 86.67% | 2.7 | 0 | 10 |  |  |  |  | R-410A | 2.75 | Residential & Commercial | USHP | Ducted CEE Tier 1
214092101 | Central HP <5.4 tons | YORK | HRCU-A-CB (Split System: Heat Pump with Remote Outdoor Unit-Air-Source) | HMH72B341 | ASPEN |  | D(A,C,E)36A34+TDR | TMLV120C20MP12 | 31000 | 16.3 | 8.5 | 32200 | 27600 | 85.71% | 2.7 | 0 | 8.8 |  |  |  |  | R-410A | 2.5833 | Residential & Commercial | USHP
214092117 | Central HP <5.4 tons | YORK | HRCU-A-CB (Split System: Heat Pump with Remote Outdoor Unit-Air-Source) | HMH72B341 | ASPEN |  | D(A,C,E)42A44+TDR | TP9C100C20MP13 | 32400 | 17.5 | 8.1 | 34000 | 28400 | 83.53% | 2.69 | 0 | 9.5 |  |  |  |  | R-410A | 2.7 | Residential & Commercial | USHP
214092119 | Central HP <5.4 tons | YORK | HRCU-A-CB (Split System: Heat Pump with Remote Outdoor Unit-Air-Source) | HMH72B341 | ASPEN |  | D(A,C,E)36A34+TDR | TP9C120D20MP13 | 31200 | 16.8 | 8.5 | 32200 | 28000 | 86.96% | 2.79 | 0 | 9.3 |  |  |  |  | R-410A | 2.6 | Residential & Commercial | USHP
215290352 | Central HP <5.4 tons | AIRQUEST | HRCU-A-CB (Split System: Heat Pump with Remote Outdoor Unit-Air-Source) | DLCURAH18ABK | ADP |  | H,GE23936 | *96VTN0801716A* | 17200 | 16 | 8.5 | 16700 | 18800 | 112.6% | 2.3 | 0 | 10 |  |  |  |  | R-410A | 1.4333 | Residential & Commercial | USHP | Ducted CEE Tier 1
215290409 | Central HP <5.4 tons | AIRQUEST | HRCU-A-CB (Split System: Heat Pump with Remote Outdoor Unit-Air-Source) | DLCURAH18ABK | ADP |  | HE32936 | *96VTN0801716B* | 17400 | 16 | 8.5 | 17100 | 18700 | 109.4% | 2.3 | 0 | 10.5 |  |  |  |  | R-410A | 1.45 | Residential & Commercial | USHP | Ducted CEE Tier 1
216738686 | Central HP <5.4 tons | COMFORTMAKER | HRCU-A-CB (Split System: Heat Pump with Remote Outdoor Unit-Air-Source) | D5CUHAH24AAK |  |  | ESH5X36M12A* | *96VSN1202422B* | 22600 | 15.5 | 8.1 | 20800 | 18400 | 88.46% | 1.85 | 0 | 10.5 |  |  |  |  | R-454B | 1.8833 | Residential & Commercial | USHP | Ducted CEE Tier 1
213781527 | Central HP <5.4 tons | HEIL | HRCU-A-CB (Split System: Heat Pump with Remote Outdoor Unit-Air-Source) | HVH837GKA2* |  |  | EA*4X60L24A*+WALLCON | *96CTN1202422B* | 32800 | 17.5 | 8.1 | 31800 | 24600 | 77.36% | 1.98 | 0 | 11.5 |  |  |  |  | R-410A | 2.7333 | Residential & Commercial | USHP | Ducted CEE Tier 1
213781677 | Central HP <5.4 tons | HEIL | HRCU-A-CB (Split System: Heat Pump with Remote Outdoor Unit-Air-Source) | HVH837GKA2* |  |  | EA*4X61L24A*+WALLCON | *80CTL1352422B* | 33200 | 17.5 | 8.5 | 32000 | 24800 | 77.5% | 2 | 0 | 11.7 |  |  |  |  | R-410A | 2.7667 | Residential & Commercial | USHP | Ducted CEE Tier 1
214092184 | Central HP <5.4 tons | YORK | HRCU-A-CB (Split System: Heat Pump with Remote Outdoor Unit-Air-Source) | HMH72B341 | ASPEN |  | D(A,C,E)42A44+TDR | Y82E120C20LMPS1 | 32400 | 18.5 | 8.5 | 33400 | 28000 | 83.83% | 2.7 | 0 | 9.5 |  |  |  |  | R-410A | 2.7 | Residential & Commercial | USHP
213785712 | Central HP <5.4 tons | CARRIER | HRCU-A-CB (Split System: Heat Pump with Remote Outdoor Unit-Air-Source) | 25VNA436A*031* |  |  | CSPH*4812AL*+UI | 59CU5B060C17**16 | 33400 | 18.5 | 8.5 | 36800 | 26000 | 70.65% | 2.02 | 0 | 11.5 |  |  |  |  | R-410A | 2.7833 | Residential & Commercial | USHP | Ducted CEE Tier 1
215289583 | Central HP <5.4 tons | AIRQUEST | HRCU-A-CB (Split System: Heat Pump with Remote Outdoor Unit-Air-Source) | DLCURAH18ABK | ADP |  | H,GG35936 | *92MSN0401712A* | 17200 | 15.2 | 8.5 | 16500 | 18400 | 111.5% | 2.24 | 0 | 10.5 |  |  |  |  | R-410A | 1.4333 | Residential & Commercial | USHP | Ducted CEE Tier 1
215289626 | Central HP <5.4 tons | AIRQUEST | HRCU-A-CB (Split System: Heat Pump with Remote Outdoor Unit-Air-Source) | DLCURAH18ABK | ADP |  | H,GE34936 | *92MSN0601412A* | 17500 | 16 | 8.5 | 16900 | 18800 | 111.2% | 2.3 | 0 | 11 |  |  |  |  | R-410A | 1.4583 | Residential & Commercial | USHP | Ducted CEE Tier 1
215289699 | Central HP <5.4 tons | AIRQUEST | HRCU-A-CB (Split System: Heat Pump with Remote Outdoor Unit-Air-Source) | DLCURAH18ABK | ADP |  | H,GE31924 | *92MSN0801716A* | 17100 | 16 | 8.5 | 17100 | 18700 | 109.4% | 2.3 | 0 | 10.5 |  |  |  |  | R-410A | 1.425 | Residential & Commercial | USHP | Ducted CEE Tier 1
215289724 | Central HP <5.4 tons | AIRQUEST | HRCU-A-CB (Split System: Heat Pump with Remote Outdoor Unit-Air-Source) | DLCURAH18ABK | ADP |  | HG7J924 | *92MSN0801716A* | 17600 | 16 | 8.5 | 17100 | 18900 | 110.5% | 2.32 | 0 | 10.5 |  |  |  |  | R-410A | 1.4667 | Residential & Commercial | USHP | Ducted CEE Tier 1
213785470 | Central HP <5.4 tons | CARRIER | HRCU-A-CB (Split System: Heat Pump with Remote Outdoor Unit-Air-Source) | 25VNA436A*031* |  |  | CAP**4321AL*+UI | 59MN7C080C17**14 | 33600 | 19 | 9 | 36600 | 25800 | 70.49% | 2.02 | 0 | 11.7 |  |  |  |  | R-410A | 2.8 | Residential & Commercial | USHP | Ducted CEE Tier 1
211265033 | Central HP <5.4 tons | AIRQUEST | HRCU-A-CB (Split System: Heat Pump with Remote Outdoor Unit-Air-Source) | DLCURAH18ABK |  |  | FVM4X24***L | 0 | 18100 | 16.5 | 8.5 | 18500 | 18000 | 97.3% | 2.18 | 0 | 11 |  |  |  |  | R-410A | 1.5083 | Residential & Commercial | USHP | Ducted CEE Tier 1
204299308 | Central HP <5.4 tons | AIRQUEST | HRCU-A-CB (Split System: Heat Pump with Remote Outdoor Unit-Air-Source) | HVH837GKA** |  |  | EA*4X48L21A*+WALLCON | *96CTN1002122A* | 32400 | 17.5 | 8.5 | 32600 | 25000 | 76.69% | 1.98 | 12 | 11.7 |  |  |  |  | R-410A | 2.7 | Residential & Commercial | USHP | Ducted CEE Tier 1
204298758 | Central HP <5.4 tons | AIRQUEST | HRCU-A-CB (Split System: Heat Pump with Remote Outdoor Unit-Air-Source) | HVH837GKA** |  |  | EA*4X36L21A*+WALLCON | *96CTN1002122A* | 31600 | 17 | 8.1 | 33200 | 24200 | 72.89% | 1.86 | 11 | 11 |  |  |  |  | R-410A | 2.6333 | Residential & Commercial | USHP | Ducted CEE Tier 1
214331786 | Central HP <5.4 tons | BOSCH | HRCU-A-CB (Split System: Heat Pump with Remote Outdoor Unit-Air-Source) | BOVA-60HDN1-M20G | ASPEN |  | D(A,C,E)60B4G+TXV+TDR | BGH96M100D5B | 44000 | 17.5 | 9 | 47000 | 38500 | 81.91% | 2.32 | 0 | 11.7 |  |  |  |  | R-410A | 3.6667 | Residential & Commercial | USHP | Ducted CEE Tier 1
213781067 | Central HP <5.4 tons | HEIL | HRCU-A-CB (Split System: Heat Pump with Remote Outdoor Unit-Air-Source) | HVH837GKA2* |  |  | EA*4X42L21A*+WALLCON | *96CTN0801714B* | 31600 | 17 | 8.1 | 33000 | 24600 | 74.55% | 1.86 | 0 | 10.5 |  |  |  |  | R-410A | 2.6333 | Residential & Commercial | USHP | Ducted CEE Tier 1
213781217 | Central HP <5.4 tons | HEIL | HRCU-A-CB (Split System: Heat Pump with Remote Outdoor Unit-Air-Source) | HVH837GKA2* |  |  | EA*4X43L21A*+WALLCON | *97CMN0601714B* | 32600 | 16.5 | 8.1 | 33000 | 25400 | 76.97% | 1.94 | 0 | 11 |  |  |  |  | R-410A | 2.7167 | Residential & Commercial | USHP | Ducted CEE Tier 1
213781267 | Central HP <5.4 tons | HEIL | HRCU-A-CB (Split System: Heat Pump with Remote Outdoor Unit-Air-Source) | HVH837GKA2* |  |  | EA*4X43L21A*+WALLCON | *96CTN1002122B* | 33000 | 17 | 8.5 | 32600 | 25000 | 76.69% | 1.98 | 0 | 11.5 |  |  |  |  | R-410A | 2.75 | Residential & Commercial | USHP | Ducted CEE Tier 1
210598182 | Central HP <5.4 tons | AIRQUEST | HRCU-A-CB (Split System: Heat Pump with Remote Outdoor Unit-Air-Source) | HVH825GKA2* |  |  | EHD4X42AAL+WALLCON | *80CTL0901716A* | 24200 | 16.5 | 8.1 | 21200 | 16500 | 77.83% | 2.02 | 0 | 11 |  |  |  |  | R-410A | 2.0167 | Residential & Commercial | USHP | Ducted CEE Tier 1
204456866 | Central HP <5.4 tons | DAY & NIGHT | HRCU-A-CB (Split System: Heat Pump with Remote Outdoor Unit-Air-Source) | CVH825GKA2* |  |  | EA*4X37L17A*+WALLCON | *97CMN0801714A* | 24200 | 16 | 8.1 | 21400 | 16800 | 78.5% | 1.98 | 11 | 11 |  |  |  |  | R-410A | 2.0167 | Residential & Commercial | USHP | Ducted CEE Tier 1
213367335 | Central HP <5.4 tons | CARRIER | HRCU-A-CB (Split System: Heat Pump with Remote Outdoor Unit-Air-Source) | 38MURAQ18AB3* | ADP |  | H,PG9J936 | 59TP6C040V17**12 | 17200 | 16 | 8.5 | 16600 | 19000 | 114.5% | 2.34 | 0 | 10.5 |  |  |  |  | R-410A | 1.4333 | Residential & Commercial | USHP | Ducted CEE Tier 1
212380566 | Central HP <5.4 tons | CARRIER | HRCU-A-CB (Split System: Heat Pump with Remote Outdoor Unit-Air-Source) | 25VNA424A*031* | ADP |  | V,C36H175P139 | 59MN7B060C17**14 | 23200 | 19 | 8.1 | 25200 | 19600 | 77.78% | 2.42 | 0 | 12.5 |  |  |  |  | R-410A | 1.9333 | Residential & Commercial | USHP | Ducted CEE Tier 1
214595937 | Central HP <5.4 tons | AIRQUEST | HRCU-A-C (Split System: Heat Pump with Remote Outdoor Unit with No Indoor Fan --Air Source) | DLCURAH30ABK | ADP |  | HG36936+TD | 0 | 30000 | 15.2 | 9.7 | 31400 | 26600 | 84.71% | 1.85 | 0 | 10.5 |  |  |  |  | R-410A | 2.5 | Residential & Commercial | USHP | Ducted CEE Tier 1
214595938 | Central HP <5.4 tons | AIRQUEST | HRCU-A-C (Split System: Heat Pump with Remote Outdoor Unit with No Indoor Fan --Air Source) | DLCURAH30ABK | ADP |  | HG7J936+TD | 0 | 29400 | 15.2 | 9.35 | 31200 | 26600 | 85.26% | 1.8 | 0 | 10 |  |  |  |  | R-410A | 2.45 | Residential & Commercial | USHP | Ducted CEE Tier 1
214595926 | Central HP <5.4 tons | AIRQUEST | HRCU-A-C (Split System: Heat Pump with Remote Outdoor Unit with No Indoor Fan --Air Source) | DLCURAH18ABK | ADP |  | HG9J936+TD | 0 | 18000 | 16 | 9.5 | 17400 | 14600 | 83.91% | 2.2 | 0 | 11.7 |  |  |  |  | R-410A | 1.5 | Residential & Commercial | USHP | Ducted CEE Tier 1
214627531 | Central HP <5.4 tons | CARRIER | HRCU-A-CB (Split System: Heat Pump with Remote Outdoor Unit-Air-Source) | 38MURAQ18AB3* | ADP |  | V,C36H***P039 | 58S(B,C)*B045M14**12 | 16800 | 16 | 8.5 | 16800 | 18800 | 111.9% | 2.3 | 0 | 10.5 |  |  |  |  | R-410A | 1.4 | Residential & Commercial | USHP | Ducted CEE Tier 1
214627532 | Central HP <5.4 tons | CARRIER | HRCU-A-CB (Split System: Heat Pump with Remote Outdoor Unit-Air-Source) | 38MURAQ18AB3* | ADP |  | V,C36H***P429 | 58S(B,C)*B045M14**12 | 17400 | 16 | 8.5 | 16800 | 19100 | 113.7% | 2.34 | 0 | 10.5 |  |  |  |  | R-410A | 1.45 | Residential & Commercial | USHP | Ducted CEE Tier 1
214627547 | Central HP <5.4 tons | CARRIER | HRCU-A-CB (Split System: Heat Pump with Remote Outdoor Unit-Air-Source) | 38MURAQ18AB3* | ADP |  | PL36H175P159 | 58S(B,C)*B070M14**12 | 17600 | 16 | 8.5 | 16900 | 18700 | 110.7% | 2.3 | 0 | 11 |  |  |  |  | R-410A | 1.4667 | Residential & Commercial | USHP | Ducted CEE Tier 1
214627649 | Central HP <5.4 tons | CARRIER | HRCU-A-CB (Split System: Heat Pump with Remote Outdoor Unit-Air-Source) | 38MURAQ18AB3* | ADP |  | C36A***L159 | 59SC6A026M14**10 | 17300 | 20 | 8.1 | 16700 | 18800 | 112.6% | 2.3 | 0 | 10.5 |  |  |  |  | R-410A | 1.4417 | Residential & Commercial | USHP | Ducted CEE Tier 1
214627680 | Central HP <5.4 tons | CARRIER | HRCU-A-CB (Split System: Heat Pump with Remote Outdoor Unit-Air-Source) | 38MURAQ18AB3* | ADP |  | V,C36H***P219 | 59SC6A040M14**10 | 17400 | 16 | 8.5 | 16900 | 19100 | 113% | 2.34 | 0 | 10.5 |  |  |  |  | R-410A | 1.45 | Residential & Commercial | USHP | Ducted CEE Tier 1
214627730 | Central HP <5.4 tons | CARRIER | HRCU-A-CB (Split System: Heat Pump with Remote Outdoor Unit-Air-Source) | 38MURAQ18AB3* | ADP |  | C36A***L139 | 59SC6A060M14**12 | 17400 | 16 | 8.5 | 17000 | 19400 | 114.1% | 2.38 | 0 | 10.5 |  |  |  |  | R-410A | 1.45 | Residential & Commercial | USHP | Ducted CEE Tier 1
212985973 | Central HP <5.4 tons | CARRIER | HRCU-A-CB (Split System: Heat Pump with Remote Outdoor Unit-Air-Source) | 38MURAQ18AB3* |  |  | CNPV*3017AL* | 59SC6A026M14**10 | 17500 | 16 | 8.1 | 18200 | 18800 | 103.3% | 2.26 | 0 | 11 |  |  |  |  | R-410A | 1.4583 | Residential & Commercial | USHP | Ducted CEE Tier 1
216762910 | Central HP <5.4 tons | COMFORTMAKER | HRCU-A-CB (Split System: Heat Pump with Remote Outdoor Unit-Air-Source) | D5CURAH24AAK | ADP |  | A36VBC*+TXV+AEFE4B* | 0 | 24200 | 15.2 | 9 | 22400 | 19000 | 84.82% | 2.04 | 0 | 9.5 |  |  |  |  | R-454B | 2.0167 | Residential & Commercial | USHP
216797053 | Central HP <5.4 tons | TRANE | HRCU-A-CB (Split System: Heat Pump with Remote Outdoor Unit-Air-Source) | 5TWV8X24A1 | ASPEN |  | D(A,C,E)30A4J+TDR | S9V2B040U3PSC+LRP | 20400 | 18 | 8.5 | 24400 | 24400 | 100% | 3.04 | 0 | 11.2 |  |  |  |  | R-454B | 1.7 | Residential & Commercial | USHP | Ducted CEE Tier 1
214596020 | Central HP <5.4 tons | AIRQUEST | HRCU-A-C (Split System: Heat Pump with Remote Outdoor Unit with No Indoor Fan --Air Source) | DLCURAH30ABK | ADP |  | H,PG32936+TD | 0 | 29000 | 15.2 | 9.2 | 31200 | 26600 | 85.26% | 1.78 | 0 | 10 |  |  |  |  | R-410A | 2.4167 | Residential & Commercial | USHP | Ducted CEE Tier 1
213753661 | Central HP <5.4 tons | CARRIER | HRCU-A-CB (Split System: Heat Pump with Remote Outdoor Unit-Air-Source) | 38MURAQ36AB3* | ASPEN |  | D(A,C,E)36B34+TDR | 58S(B,C)*B070M17**16 | 34600 | 16.5 | 8.1 | 38500 | 31800 | 82.6% | 2.71 | 0 | 10 |  |  |  |  | R-410A | 2.8833 | Residential & Commercial | USHP | Ducted CEE Tier 1
213753679 | Central HP <5.4 tons | CARRIER | HRCU-A-CB (Split System: Heat Pump with Remote Outdoor Unit-Air-Source) | 38MURAQ36AB3* | ASPEN |  | D(A,C,E)42B34+TDR | 58S(B,C)*B090M21**16 | 34800 | 16.5 | 8.1 | 38500 | 32200 | 83.64% | 2.52 | 0 | 9.5 |  |  |  |  | R-410A | 2.9 | Residential & Commercial | USHP
215290116 | Central HP <5.4 tons | AIRQUEST | HRCU-A-CB (Split System: Heat Pump with Remote Outdoor Unit-Air-Source) | DLCURAH18ABK | ADP |  | H,GE34936 | *96VTN0401712A* | 17700 | 15.2 | 8.5 | 17100 | 18400 | 107.6% | 2.26 | 0 | 10.5 |  |  |  |  | R-410A | 1.475 | Residential & Commercial | USHP | Ducted CEE Tier 1
215290127 | Central HP <5.4 tons | AIRQUEST | HRCU-A-CB (Split System: Heat Pump with Remote Outdoor Unit-Air-Source) | DLCURAH18ABK | ADP |  | HG8J936 | *96VTN0401712A* | 17700 | 15.2 | 8.5 | 17100 | 18400 | 107.6% | 2.26 | 0 | 10.5 |  |  |  |  | R-410A | 1.475 | Residential & Commercial | USHP | Ducted CEE Tier 1
215223250 | Central HP <5.4 tons | COMFORTMAKER | HRCU-A-C (Split System: Heat Pump with Remote Outdoor Unit with No Indoor Fan --Air Source) | DLCURAH18ABK | ADP |  | H,GG31924+TD | 0 | 18000 | 16 | 9.2 | 17300 | 14600 | 84.39% | 2.14 | 0 | 11.7 |  |  |  |  | R-410A | 1.5 | Residential & Commercial | USHP | Ducted CEE Tier 1
215290136 | Central HP <5.4 tons | AIRQUEST | HRCU-A-CB (Split System: Heat Pump with Remote Outdoor Unit-Air-Source) | DLCURAH18ABK | ADP |  | H,GG24936 | *96VTN0401712B* | 17200 | 16 | 8.5 | 16600 | 19000 | 114.5% | 2.34 | 0 | 10.5 |  |  |  |  | R-410A | 1.4333 | Residential & Commercial | USHP | Ducted CEE Tier 1
215290152 | Central HP <5.4 tons | AIRQUEST | HRCU-A-CB (Split System: Heat Pump with Remote Outdoor Unit-Air-Source) | DLCURAH18ABK | ADP |  | H,GG33936 | *96VTN0401712B* | 17100 | 16 | 8.5 | 16600 | 19000 | 114.5% | 2.34 | 0 | 10.5 |  |  |  |  | R-410A | 1.425 | Residential & Commercial | USHP | Ducted CEE Tier 1
214385844 | Central HP <5.4 tons | COMFORTMAKER | HRCU-A-C (Split System: Heat Pump with Remote Outdoor Unit with No Indoor Fan --Air Source) | DLCURAH18ABK | ADP |  | H,YA10936+TD | 0 | 18000 | 16 | 9.15 | 17300 | 14600 | 84.39% | 2.14 | 0 | 11.7 |  |  |  |  | R-410A | 1.5 | Residential & Commercial | USHP | Ducted CEE Tier 1
212970901 | Central HP <5.4 tons | HEIL | HRCU-A-CB (Split System: Heat Pump with Remote Outdoor Unit-Air-Source) | DLCURAH18ABK |  |  | EA*4X30L14A* | *80VTL0451412B* | 17800 | 16.5 | 8.5 | 18400 | 18800 | 102.2% | 2.26 | 0 | 10.5 |  |  |  |  | R-410A | 1.4833 | Residential & Commercial | USHP | Ducted CEE Tier 1
214596091 | Central HP <5.4 tons | AIRQUEST | HRCU-A-C (Split System: Heat Pump with Remote Outdoor Unit with No Indoor Fan --Air Source) | DLCURAH36ABK | ADP |  | H,PG9J936+TD | 0 | 36000 | 15.2 | 8.55 | 36400 | 31200 | 85.71% | 1.84 | 0 | 10 |  |  |  |  | R-410A | 3 | Residential & Commercial | USHP | Ducted CEE Tier 1
212380587 | Central HP <5.4 tons | CARRIER | HRCU-A-CB (Split System: Heat Pump with Remote Outdoor Unit-Air-Source) | 25VNA424A*031* | ADP |  | C36A***L139 | 59TN6B060C17**14 | 23200 | 20 | 8.1 | 25000 | 19500 | 78% | 2.44 | 0 | 13 |  |  |  |  | R-410A | 1.9333 | Residential & Commercial | USHP | Ducted CEE Tier 1
214595939 | Central HP <5.4 tons | AIRQUEST | HRCU-A-C (Split System: Heat Pump with Remote Outdoor Unit with No Indoor Fan --Air Source) | DLCURAH30ABK | ADP |  | HG80936+TD | 0 | 30000 | 15.2 | 9.7 | 31400 | 26600 | 84.71% | 1.85 | 0 | 10.5 |  |  |  |  | R-410A | 2.5 | Residential & Commercial | USHP | Ducted CEE Tier 1
215289731 | Central HP <5.4 tons | AIRQUEST | HRCU-A-CB (Split System: Heat Pump with Remote Outdoor Unit-Air-Source) | DLCURAH18ABK | ADP |  | HE8J936 | *92MSN0801716A* | 17700 | 16 | 8.5 | 17100 | 18700 | 109.4% | 2.3 | 0 | 11 |  |  |  |  | R-410A | 1.475 | Residential & Commercial | USHP | Ducted CEE Tier 1
214092126 | Central HP <5.4 tons | YORK | HRCU-A-CB (Split System: Heat Pump with Remote Outdoor Unit-Air-Source) | HMH72B341 | ASPEN |  | D(A,C,E)42A44+TDR | TPLC080B12MP13 | 32400 | 17 | 8.1 | 33600 | 29400 | 87.5% | 2.63 | 0 | 9.5 |  |  |  |  | R-410A | 2.7 | Residential & Commercial | USHP
214092133 | Central HP <5.4 tons | YORK | HRCU-A-CB (Split System: Heat Pump with Remote Outdoor Unit-Air-Source) | HMH72B341 | ASPEN |  | D(A,C,E)48B34+TDR | TPLC100C16MP13 | 32800 | 17.5 | 8.5 | 33800 | 27400 | 81.07% | 2.66 | 0 | 10 |  |  |  |  | R-410A | 2.7333 | Residential & Commercial | USHP | Ducted CEE Tier 1
214092153 | Central HP <5.4 tons | YORK | HRCU-A-CB (Split System: Heat Pump with Remote Outdoor Unit-Air-Source) | HMH72B341 | ASPEN |  | D(A,C,E)48B34+TDR | Y81E080C20LMPS1 | 32600 | 18 | 8.5 | 33400 | 28400 | 85.03% | 2.71 | 0 | 10 |  |  |  |  | R-410A | 2.7167 | Residential & Commercial | USHP | Ducted CEE Tier 1
214092160 | Central HP <5.4 tons | YORK | HRCU-A-CB (Split System: Heat Pump with Remote Outdoor Unit-Air-Source) | HMH72B341 | ASPEN |  | D(A,C,E)42A44+TDR | Y81E100C16LMPS1 | 32400 | 18 | 8.5 | 33400 | 28400 | 85.03% | 2.7 | 0 | 9.5 |  |  |  |  | R-410A | 2.7 | Residential & Commercial | USHP
214092167 | Central HP <5.4 tons | YORK | HRCU-A-CB (Split System: Heat Pump with Remote Outdoor Unit-Air-Source) | HMH72B341 | ASPEN |  | D(A,C,E)48B34+TDR | Y81E100C20SMPS1 | 32600 | 17.5 | 8.5 | 33400 | 27600 | 82.63% | 2.7 | 0 | 9.5 |  |  |  |  | R-410A | 2.7167 | Residential & Commercial | USHP
214092178 | Central HP <5.4 tons | YORK | HRCU-A-CB (Split System: Heat Pump with Remote Outdoor Unit-Air-Source) | HMH72B341 | ASPEN |  | D(A,C,E)42A44+TDR | Y82E080C16LMPS1 | 33600 | 18.5 | 8.3 | 32800 | 30000 | 91.46% | 2.83 | 0 | 9.5 |  |  |  |  | R-410A | 2.8 | Residential & Commercial | USHP
214092219 | Central HP <5.4 tons | YORK | HRCU-A-CB (Split System: Heat Pump with Remote Outdoor Unit-Air-Source) | HMH72B341 | ASPEN |  | D(A,C,E)36A34+TDR | YPLC120C20MP13 | 31000 | 16.3 | 8.5 | 32200 | 27600 | 85.71% | 2.7 | 0 | 8.8 |  |  |  |  | R-410A | 2.5833 | Residential & Commercial | USHP
215289565 | Central HP <5.4 tons | AIRQUEST | HRCU-A-CB (Split System: Heat Pump with Remote Outdoor Unit-Air-Source) | DLCURAH18ABK | ADP |  | H,GE31930 | *92MSN0401712A* | 16500 | 15.2 | 8.1 | 16700 | 18900 | 113.2% | 2.3 | 0 | 10 |  |  |  |  | R-410A | 1.375 | Residential & Commercial | USHP | Ducted CEE Tier 1
212578275 | Central HP <5.4 tons | CARRIER | HRCU-A-CB (Split System: Heat Pump with Remote Outdoor Unit-Air-Source) | 25VNA448A*031* | ADP |  | H,PG3K960 | 58TN*A090C21**20 | 44000 | 21 | 9 | 44500 | 35800 | 80.45% | 2.28 | 0 | 12 |  |  |  |  | R-410A | 3.6667 | Residential & Commercial | USHP | Ducted CEE Tier 1
215375104 | Central HP <5.4 tons | RUUD | HRCU-A-CB (Split System: Heat Pump with Remote Outdoor Unit-Air-Source) | RD17AZ36AJ3N | ASPEN |  | D(A,C,E)36C46+TDR | R801V0504A17UHN | 33000 | 18 | 8.1 | 34200 | 31400 | 91.81% | 1.9 | 0 | 10 |  |  |  |  | R-410A | 2.75 | Residential & Commercial | USHP | Ducted CEE Tier 1
215375106 | Central HP <5.4 tons | RUUD | HRCU-A-CB (Split System: Heat Pump with Remote Outdoor Unit-Air-Source) | RD17AZ36AJ3N | ASPEN |  | D(A,C,E)36C46+TDR | R801V0504A17UHS | 33000 | 18 | 8.1 | 34200 | 31400 | 91.81% | 1.9 | 0 | 10 |  |  |  |  | R-410A | 2.75 | Residential & Commercial | USHP | Ducted CEE Tier 1
214075222 | Central HP <5.4 tons | FRIEDRICH | HRCU-A-CB (Split System: Heat Pump with Remote Outdoor Unit-Air-Source) | RD17AZ60AJ3N |  |  | TCFZ6024STANM | FR802V1505A24UH | 55500 | 18 | 8.1 | 53500 | 49000 | 91.59% | 1.75 | 0 | 10 |  |  |  |  | R-410A | 4.625 | Residential & Commercial | USHP | Ducted CEE Tier 1
216682575 | Central HP <5.4 tons | CARRIER | HRCU-A-CB (Split System: Heat Pump with Remote Outdoor Unit-Air-Source) | 38MURAQ36AB3* |  |  | CAP**4321AL* | 59TP7A100V21**22 | 36600 | 16.5 | 9 | 38500 | 34400 | 89.35% | 1.96 | 0 | 10 |  |  |  |  | R-410A | 3.05 | Residential & Commercial | USHP | Ducted CEE Tier 1
215375184 | Central HP <5.4 tons | RUUD | HRCU-A-CB (Split System: Heat Pump with Remote Outdoor Unit-Air-Source) | RD17AZ36AJ3N | ASPEN |  | D(A,C,E)36C46+TDR | R951V0603A17M4S | 33000 | 18 | 8.1 | 34200 | 31600 | 92.4% | 1.9 | 0 | 10 |  |  |  |  | R-410A | 2.75 | Residential & Commercial | USHP | Ducted CEE Tier 1
212972138 | Central HP <5.4 tons | HEIL | HRCU-A-CB (Split System: Heat Pump with Remote Outdoor Unit-Air-Source) | DLCURAH24ABK |  |  | EA*4X37L21A* | *80VTL0902120B* | 24800 | 17 | 8.5 | 25600 | 21400 | 83.59% | 1.8 | 0 | 10.5 |  |  |  |  | R-410A | 2.0667 | Residential & Commercial | USHP | Ducted CEE Tier 1
215292828 | Central HP <5.4 tons | AIRQUEST | HRCU-A-CB (Split System: Heat Pump with Remote Outdoor Unit-Air-Source) | DLCURAH24ABK | ADP |  | H,GG24936 | *96VTN0601714A* | 23600 | 16 | 8.5 | 25200 | 24000 | 95.24% | 2.02 | 0 | 10 |  |  |  |  | R-410A | 1.9667 | Residential & Commercial | USHP | Ducted CEE Tier 1
215292844 | Central HP <5.4 tons | AIRQUEST | HRCU-A-CB (Split System: Heat Pump with Remote Outdoor Unit-Air-Source) | DLCURAH24ABK | ADP |  | HG33936 | *96VTN0601714A* | 23800 | 16 | 8.5 | 24400 | 22400 | 91.8% | 1.88 | 0 | 10 |  |  |  |  | R-410A | 1.9833 | Residential & Commercial | USHP | Ducted CEE Tier 1
215292845 | Central HP <5.4 tons | AIRQUEST | HRCU-A-CB (Split System: Heat Pump with Remote Outdoor Unit-Air-Source) | DLCURAH24ABK | ADP |  | H,GE33936 | *96VTN0601714A* | 23800 | 16 | 8.5 | 24400 | 22400 | 91.8% | 1.88 | 0 | 10 |  |  |  |  | R-410A | 1.9833 | Residential & Commercial | USHP | Ducted CEE Tier 1
216571166 | Central HP <5.4 tons | TRANE | HRCU-A-CB (Split System: Heat Pump with Remote Outdoor Unit-Air-Source) | 5TWV0X60A1 |  |  | 5TXCD008AS3 | S8V2C080M5PDB | 52000 | 18.6 | 9 | 54000 | 38500 | 71.3% | 2 | 0 | 10 |  |  |  |  | R-454B | 4.3333 | Residential & Commercial | USHP | Ducted CEE Tier 1
213785486 | Central HP <5.4 tons | CARRIER | HRCU-A-CB (Split System: Heat Pump with Remote Outdoor Unit-Air-Source) | 25VNA436A*031* |  |  | CAP**4821AL*+UI | 58TN*B090C21**20 | 33200 | 19.5 | 9 | 36400 | 25800 | 70.88% | 2.04 | 0 | 12 |  |  |  |  | R-410A | 2.7667 | Residential & Commercial | USHP | Ducted CEE Tier 1
213785502 | Central HP <5.4 tons | CARRIER | HRCU-A-CB (Split System: Heat Pump with Remote Outdoor Unit-Air-Source) | 25VNA436A*031* |  |  | CAP**4821AL*+UI | 59TN6C100C21**22 | 33200 | 19.5 | 9 | 36400 | 25800 | 70.88% | 2.02 | 0 | 12 |  |  |  |  | R-410A | 2.7667 | Residential & Commercial | USHP | Ducted CEE Tier 1
213785686 | Central HP <5.4 tons | CARRIER | HRCU-A-CB (Split System: Heat Pump with Remote Outdoor Unit-Air-Source) | 25VNA436A*031* |  |  | CSPH*4212AL*+UI | 59MN7C100C21**22 | 33400 | 18.5 | 8.5 | 36600 | 26000 | 71.04% | 2.02 | 0 | 11.7 |  |  |  |  | R-410A | 2.7833 | Residential & Commercial | USHP | Ducted CEE Tier 1
215289574 | Central HP <5.4 tons | AIRQUEST | HRCU-A-CB (Split System: Heat Pump with Remote Outdoor Unit-Air-Source) | DLCURAH18ABK | ADP |  | HE32936 | *92MSN0401712A* | 16500 | 15.2 | 8.5 | 16500 | 18400 | 111.5% | 2.24 | 0 | 10 |  |  |  |  | R-410A | 1.375 | Residential & Commercial | USHP | Ducted CEE Tier 1
215289592 | Central HP <5.4 tons | AIRQUEST | HRCU-A-CB (Split System: Heat Pump with Remote Outdoor Unit-Air-Source) | DLCURAH18ABK | ADP |  | H,GE7J936 | *92MSN0401712A* | 16600 | 15.2 | 8.5 | 16500 | 18400 | 111.5% | 2.24 | 0 | 10 |  |  |  |  | R-410A | 1.3833 | Residential & Commercial | USHP | Ducted CEE Tier 1
215289615 | Central HP <5.4 tons | AIRQUEST | HRCU-A-CB (Split System: Heat Pump with Remote Outdoor Unit-Air-Source) | DLCURAH18ABK | ADP |  | HG32924 | *92MSN0601412A* | 17200 | 16 | 8.5 | 16900 | 19400 | 114.8% | 2.38 | 0 | 10.5 |  |  |  |  | R-410A | 1.4333 | Residential & Commercial | USHP | Ducted CEE Tier 1
215289624 | Central HP <5.4 tons | AIRQUEST | HRCU-A-CB (Split System: Heat Pump with Remote Outdoor Unit-Air-Source) | DLCURAH18ABK | ADP |  | H,GG34936 | *92MSN0601412A* | 17500 | 16 | 8.5 | 16900 | 18800 | 111.2% | 2.3 | 0 | 11 |  |  |  |  | R-410A | 1.4583 | Residential & Commercial | USHP | Ducted CEE Tier 1
215289633 | Central HP <5.4 tons | AIRQUEST | HRCU-A-CB (Split System: Heat Pump with Remote Outdoor Unit-Air-Source) | DLCURAH18ABK | ADP |  | HE30924 | *92MSN0601412A* | 16000 | 16 | 8.1 | 16400 | 18300 | 111.6% | 2.24 | 0 | 10 |  |  |  |  | R-410A | 1.3333 | Residential & Commercial | USHP | Ducted CEE Tier 1
215289642 | Central HP <5.4 tons | AIRQUEST | HRCU-A-CB (Split System: Heat Pump with Remote Outdoor Unit-Air-Source) | DLCURAH18ABK | ADP |  | H,GG9J936 | *92MSN0601412A* | 17500 | 16 | 8.5 | 16900 | 18800 | 111.2% | 2.3 | 0 | 11 |  |  |  |  | R-410A | 1.4583 | Residential & Commercial | USHP | Ducted CEE Tier 1
215289656 | Central HP <5.4 tons | AIRQUEST | HRCU-A-CB (Split System: Heat Pump with Remote Outdoor Unit-Air-Source) | DLCURAH18ABK | ADP |  | HE31924 | *92MSN0601714A* | 16900 | 16 | 8.5 | 16900 | 19000 | 112.4% | 2.34 | 0 | 10 |  |  |  |  | R-410A | 1.4083 | Residential & Commercial | USHP | Ducted CEE Tier 1
214092737 | Central HP <5.4 tons | YORK | HRCU-A-CB (Split System: Heat Pump with Remote Outdoor Unit-Air-Source) | HMH72B341 | ASPEN |  | D(A,C,E)48B36+TDR | TM8Y100C16MP11 | 32600 | 18.5 | 8.5 | 34000 | 27400 | 80.59% | 2.66 | 0 | 10 |  |  |  |  | R-410A | 2.7167 | Residential & Commercial | USHP | Ducted CEE Tier 1
216819291 | Central HP <5.4 tons | FRIEDRICH | HRCU-A-CB (Split System: Heat Pump with Remote Outdoor Unit-Air-Source) | RD18AY24AJVC |  |  | RCFY2421MTANM | FR97MV0703A17DH | 21000 | 18 | 8.1 | 21000 | 17000 | 80.95% | 1.9 | 0 | 10 |  |  |  |  | R-454B | 1.75 | Residential & Commercial | USHP | Ducted CEE Tier 1
214596090 | Central HP <5.4 tons | AIRQUEST | HRCU-A-C (Split System: Heat Pump with Remote Outdoor Unit with No Indoor Fan --Air Source) | DLCURAH36ABK | ADP |  | H,PG82936+TD | 0 | 36000 | 15.2 | 8.6 | 36400 | 31200 | 85.71% | 1.85 | 0 | 10 |  |  |  |  | R-410A | 3 | Residential & Commercial | USHP | Ducted CEE Tier 1
215375403 | Central HP <5.4 tons | BOSCH | HRCU-A-CB (Split System: Heat Pump with Remote Outdoor Unit-Air-Source) | BOVA-60HDN1-M20G | ASPEN |  | D(A,C,E)60B36+TDR | BGH96M080C4B | 41000 | 17 | 8.7 | 44500 | 35000 | 78.65% | 2.37 | 0 | 11.6 |  |  |  |  | R-410A | 3.4167 | Residential & Commercial | USHP | Ducted CEE Tier 1
206136277 | Central HP <5.4 tons | AIRQUEST | HRCU-A-CB (Split System: Heat Pump with Remote Outdoor Unit-Air-Source) | HVH837GKA** |  |  | EN(A,D,W)4X48L21**+WALLCON | *95CSU0802120A* | 32400 | 17.5 | 8.1 | 32800 | 24800 | 75.61% | 1.96 | 12 | 11.7 |  |  |  |  | R-410A | 2.7 | Residential & Commercial | USHP | Ducted CEE Tier 1
212975805 | Central HP <5.4 tons | HEIL | HRCU-A-CB (Split System: Heat Pump with Remote Outdoor Unit-Air-Source) | DLCURAH18ABK |  |  | EA*4X25L17A* | *96VTN0801716B* | 17800 | 16.5 | 8.1 | 17600 | 17800 | 101.1% | 2.14 | 0 | 10.5 |  |  |  |  | R-410A | 1.4833 | Residential & Commercial | USHP | Ducted CEE Tier 1
214092749 | Central HP <5.4 tons | YORK | HRCU-A-CB (Split System: Heat Pump with Remote Outdoor Unit-Air-Source) | HMH72B341 | ASPEN |  | D(A,C,E)48B36+TDR | TM9E080B12MP12 | 32800 | 17.5 | 8.1 | 33800 | 27400 | 81.07% | 2.63 | 0 | 10 |  |  |  |  | R-410A | 2.7333 | Residential & Commercial | USHP | Ducted CEE Tier 1
213296083 | Central HP <5.4 tons | YORK | HRCU-A-CB (Split System: Heat Pump with Remote Outdoor Unit-Air-Source) | HMH72B341 | ASPEN |  | D(A,C,E)36A3G+TXV+TDR | YP9C120D20MP13 | 31200 | 16.8 | 8.1 | 32200 | 28000 | 86.96% | 2.51 | 0 | 9.3 |  |  |  |  | R-410A | 2.6 | Residential & Commercial | USHP
213296183 | Central HP <5.4 tons | YORK | HRCU-A-CB (Split System: Heat Pump with Remote Outdoor Unit-Air-Source) | HMH72B341 | ASPEN |  | C(A,C,D,E)36A44+TDR | TM8E060A12MP11 | 32200 | 18 | 8.1 | 33800 | 27400 | 81.07% | 2.44 | 0 | 9.9 |  |  |  |  | R-410A | 2.6833 | Residential & Commercial | USHP
213296199 | Central HP <5.4 tons | YORK | HRCU-A-CB (Split System: Heat Pump with Remote Outdoor Unit-Air-Source) | HMH72B341 | ASPEN |  | C(A,C,D,E)48C24+TDR | TM8E080C16MP11 | 32200 | 18 | 8.5 | 34000 | 28400 | 83.53% | 2.76 | 0 | 10 |  |  |  |  | R-410A | 2.6833 | Residential & Commercial | USHP | Ducted CEE Tier 1
216952911 | Central HP <5.4 tons | TRANE | HRCU-A-CB (Split System: Heat Pump with Remote Outdoor Unit-Air-Source) | 5TWR5060A1 | ASPEN |  | DH60T4J | S8X2C100M5PSC | 52500 | 15.5 | 8.1 | 52000 | 36400 | 70% | 2.82 | 0 | 9.8 |  |  |  |  | R-454B | 4.375 | Residential & Commercial | USHP
212975010 | Central HP <5.4 tons | HEIL | HRCU-A-CB (Split System: Heat Pump with Remote Outdoor Unit-Air-Source) | DLCURAH24ABK |  |  | EN(A,D)4X24L14** | *96VTN0401410B* | 23200 | 15.5 | 8.5 | 27000 | 25000 | 92.59% | 2.06 | 0 | 10 |  |  |  |  | R-410A | 1.9333 | Residential & Commercial | USHP | Ducted CEE Tier 1
212975294 | Central HP <5.4 tons | HEIL | HRCU-A-CB (Split System: Heat Pump with Remote Outdoor Unit-Air-Source) | DLCURAH24ABK |  |  | EA*4X36L17A* | *96VTN0401712B* | 23400 | 16.5 | 8.5 | 26200 | 24400 | 93.13% | 2.02 | 0 | 10 |  |  |  |  | R-410A | 1.95 | Residential & Commercial | USHP | Ducted CEE Tier 1
212975360 | Central HP <5.4 tons | HEIL | HRCU-A-CB (Split System: Heat Pump with Remote Outdoor Unit-Air-Source) | DLCURAH24ABK |  |  | EN(A,D,W)4X36L17** | *96VTN0401712B* | 23200 | 16 | 8.1 | 26200 | 24800 | 94.66% | 2.06 | 0 | 10 |  |  |  |  | R-410A | 1.9333 | Residential & Commercial | USHP | Ducted CEE Tier 1
206767038 | Central HP <5.4 tons | DAY & NIGHT | HRCU-A-CB (Split System: Heat Pump with Remote Outdoor Unit-Air-Source) | CVH825GKA3* |  |  | EHD4X36AAL+WALLCON | *80CTL0701412A* | 24000 | 16.5 | 8.1 | 21400 | 16600 | 77.57% | 2 | 11.5 | 11 |  |  |  |  | R-410A | 2 | Residential & Commercial | USHP | Ducted CEE Tier 1
206767155 | Central HP <5.4 tons | DAY & NIGHT | HRCU-A-CB (Split System: Heat Pump with Remote Outdoor Unit-Air-Source) | CVH825GKA3* |  |  | EA*4X36L21A*+WALLCON | *80CSU0601716A* | 23600 | 16.5 | 8.1 | 21400 | 16600 | 77.57% | 1.94 | 11.5 | 10.5 |  |  |  |  | R-410A | 1.9667 | Residential & Commercial | USHP | Ducted CEE Tier 1
206136363 | Central HP <5.4 tons | AIRQUEST | HRCU-A-CB (Split System: Heat Pump with Remote Outdoor Unit-Air-Source) | HVH837GKA** |  |  | EHD4X48AAL+WALLCON | *95CSU1002122A* | 32600 | 17 | 8.1 | 32800 | 24800 | 75.61% | 1.98 | 11.5 | 11 |  |  |  |  | R-410A | 2.7167 | Residential & Commercial | USHP | Ducted CEE Tier 1
215289560 | Central HP <5.4 tons | AIRQUEST | HRCU-A-CB (Split System: Heat Pump with Remote Outdoor Unit-Air-Source) | DLCURAH18ABK | ADP |  | H,GE24936 | *92MSN0401712A* | 17200 | 15.2 | 8.1 | 16700 | 18900 | 113.2% | 2.3 | 0 | 10.5 |  |  |  |  | R-410A | 1.4333 | Residential & Commercial | USHP | Ducted CEE Tier 1
215289561 | Central HP <5.4 tons | AIRQUEST | HRCU-A-CB (Split System: Heat Pump with Remote Outdoor Unit-Air-Source) | DLCURAH18ABK | ADP |  | H,GG31924 | *92MSN0401712A* | 16500 | 15.2 | 8.1 | 16700 | 18900 | 113.2% | 2.3 | 0 | 10 |  |  |  |  | R-410A | 1.375 | Residential & Commercial | USHP | Ducted CEE Tier 1
215289595 | Central HP <5.4 tons | AIRQUEST | HRCU-A-CB (Split System: Heat Pump with Remote Outdoor Unit-Air-Source) | DLCURAH18ABK | ADP |  | H,GE8J936 | *92MSN0401712A* | 17100 | 15.2 | 8.1 | 16700 | 18900 | 113.2% | 2.3 | 0 | 10.5 |  |  |  |  | R-410A | 1.425 | Residential & Commercial | USHP | Ducted CEE Tier 1
215289628 | Central HP <5.4 tons | AIRQUEST | HRCU-A-CB (Split System: Heat Pump with Remote Outdoor Unit-Air-Source) | DLCURAH18ABK | ADP |  | H,GG35936 | *92MSN0601412A* | 17500 | 16 | 8.5 | 16900 | 18800 | 111.2% | 2.3 | 0 | 11 |  |  |  |  | R-410A | 1.4583 | Residential & Commercial | USHP | Ducted CEE Tier 1
215289629 | Central HP <5.4 tons | AIRQUEST | HRCU-A-CB (Split System: Heat Pump with Remote Outdoor Unit-Air-Source) | DLCURAH18ABK | ADP |  | HG35936 | *92MSN0601412A* | 17500 | 16 | 8.5 | 16900 | 18800 | 111.2% | 2.3 | 0 | 11 |  |  |  |  | R-410A | 1.4583 | Residential & Commercial | USHP | Ducted CEE Tier 1
215289646 | Central HP <5.4 tons | AIRQUEST | HRCU-A-CB (Split System: Heat Pump with Remote Outdoor Unit-Air-Source) | DLCURAH18ABK | ADP |  | HG80936 | *92MSN0601412A* | 17500 | 16 | 8.5 | 16900 | 18800 | 111.2% | 2.3 | 0 | 11 |  |  |  |  | R-410A | 1.4583 | Residential & Commercial | USHP | Ducted CEE Tier 1
215289678 | Central HP <5.4 tons | AIRQUEST | HRCU-A-CB (Split System: Heat Pump with Remote Outdoor Unit-Air-Source) | DLCURAH18ABK | ADP |  | HE30924 | *92MSN0601714A* | 16700 | 16 | 8.5 | 16900 | 19000 | 112.4% | 2.34 | 0 | 10 |  |  |  |  | R-410A | 1.3917 | Residential & Commercial | USHP | Ducted CEE Tier 1
215289679 | Central HP <5.4 tons | AIRQUEST | HRCU-A-CB (Split System: Heat Pump with Remote Outdoor Unit-Air-Source) | DLCURAH18ABK | ADP |  | HG7J924 | *92MSN0601714A* | 17000 | 16 | 8.1 | 16700 | 18200 | 109% | 2.24 | 0 | 10.5 |  |  |  |  | R-410A | 1.4167 | Residential & Commercial | USHP | Ducted CEE Tier 1
215289714 | Central HP <5.4 tons | AIRQUEST | HRCU-A-CB (Split System: Heat Pump with Remote Outdoor Unit-Air-Source) | DLCURAH18ABK | ADP |  | H,GG34936 | *92MSN0801716A* | 17700 | 16 | 8.5 | 17100 | 18700 | 109.4% | 2.3 | 0 | 11 |  |  |  |  | R-410A | 1.475 | Residential & Commercial | USHP | Ducted CEE Tier 1
214091940 | Central HP <5.4 tons | YORK | HRCU-A-CB (Split System: Heat Pump with Remote Outdoor Unit-Air-Source) | HMH72B341 | ASPEN |  | D(A,C,E)36A34+TDR | TL8E060A12UH11 | 32800 | 18 | 8.1 | 33400 | 28800 | 86.23% | 2.64 | 0 | 9.5 |  |  |  |  | R-410A | 2.7333 | Residential & Commercial | USHP
214091987 | Central HP <5.4 tons | YORK | HRCU-A-CB (Split System: Heat Pump with Remote Outdoor Unit-Air-Source) | HMH72B341 | ASPEN |  | D(A,C,E)48B34+TDR | TM8V080C16MP12 | 32600 | 17.5 | 8.5 | 33800 | 27400 | 81.07% | 2.66 | 0 | 10 |  |  |  |  | R-410A | 2.7167 | Residential & Commercial | USHP | Ducted CEE Tier 1
214596009 | Central HP <5.4 tons | AIRQUEST | HRCU-A-C (Split System: Heat Pump with Remote Outdoor Unit with No Indoor Fan --Air Source) | DLCURAH24ABK | ADP |  | H,PG31930+TD | 0 | 24000 | 16 | 9.2 | 23400 | 19600 | 83.76% | 1.9 | 0 | 10.5 |  |  |  |  | R-410A | 2 | Residential & Commercial | USHP | Ducted CEE Tier 1
214596075 | Central HP <5.4 tons | AIRQUEST | HRCU-A-C (Split System: Heat Pump with Remote Outdoor Unit with No Indoor Fan --Air Source) | DLCURAH24ABK | ADP |  | H,PG80936+TD | 0 | 24000 | 16 | 9.5 | 23400 | 19600 | 83.76% | 1.95 | 0 | 10.5 |  |  |  |  | R-410A | 2 | Residential & Commercial | USHP | Ducted CEE Tier 1
214595925 | Central HP <5.4 tons | AIRQUEST | HRCU-A-C (Split System: Heat Pump with Remote Outdoor Unit with No Indoor Fan --Air Source) | DLCURAH18ABK | ADP |  | HG8J936+TD | 0 | 18000 | 16 | 9.5 | 17400 | 14600 | 83.91% | 2.2 | 0 | 11.7 |  |  |  |  | R-410A | 1.5 | Residential & Commercial | USHP | Ducted CEE Tier 1
216681832 | Central HP <5.4 tons | HEIL | HRCU-A-CB (Split System: Heat Pump with Remote Outdoor Unit-Air-Source) | DLCURAH36ABK |  |  | EHD4X36AAL | *97VTN1002120A* | 35600 | 15.5 | 8.5 | 38500 | 34600 | 89.87% | 1.78 | 0 | 9.8 |  |  |  |  | R-410A | 2.9667 | Residential & Commercial | USHP
214595948 | Central HP <5.4 tons | AIRQUEST | HRCU-A-C (Split System: Heat Pump with Remote Outdoor Unit with No Indoor Fan --Air Source) | DLCURAH36ABK | ADP |  | HG82936+TD | 0 | 36000 | 15.2 | 8.6 | 36400 | 31200 | 85.71% | 1.85 | 0 | 10 |  |  |  |  | R-410A | 3 | Residential & Commercial | USHP | Ducted CEE Tier 1
214091950 | Central HP <5.4 tons | YORK | HRCU-A-CB (Split System: Heat Pump with Remote Outdoor Unit-Air-Source) | HMH72B341 | ASPEN |  | D(A,C,E)42A44+TDR | TL9E060B12UH11 | 32400 | 18 | 8.1 | 34000 | 27800 | 81.76% | 2.6 | 0 | 9.5 |  |  |  |  | R-410A | 2.7 | Residential & Commercial | USHP
214091988 | Central HP <5.4 tons | YORK | HRCU-A-CB (Split System: Heat Pump with Remote Outdoor Unit-Air-Source) | HMH72B341 | ASPEN |  | D(A,C,E)36A34+TDR | TM8V100C16MP12 | 31600 | 17.5 | 8.4 | 33800 | 27400 | 81.07% | 2.64 | 0 | 9.8 |  |  |  |  | R-410A | 2.6333 | Residential & Commercial | USHP
214091989 | Central HP <5.4 tons | YORK | HRCU-A-CB (Split System: Heat Pump with Remote Outdoor Unit-Air-Source) | HMH72B341 | ASPEN |  | D(A,C,E)42A44+TDR | TM8V100C16MP12 | 32400 | 17.5 | 8.5 | 33800 | 27400 | 81.07% | 2.66 | 0 | 10 |  |  |  |  | R-410A | 2.7 | Residential & Commercial | USHP | Ducted CEE Tier 1
215289836 | Central HP <5.4 tons | AIRQUEST | HRCU-A-CB (Split System: Heat Pump with Remote Outdoor Unit-Air-Source) | DLCURAH18ABK | ADP |  | HE31924 | *96MSN0401712A* | 16600 | 15.2 | 8.5 | 16700 | 19000 | 113.8% | 2.32 | 0 | 9.5 |  |  |  |  | R-410A | 1.3833 | Residential & Commercial | USHP
215289873 | Central HP <5.4 tons | AIRQUEST | HRCU-A-CB (Split System: Heat Pump with Remote Outdoor Unit-Air-Source) | DLCURAH18ABK | ADP |  | H,GE23936 | *96MSN0601412A* | 17400 | 16 | 8.5 | 17000 | 19400 | 114.1% | 2.38 | 0 | 10.5 |  |  |  |  | R-410A | 1.45 | Residential & Commercial | USHP | Ducted CEE Tier 1
214092006 | Central HP <5.4 tons | YORK | HRCU-A-CB (Split System: Heat Pump with Remote Outdoor Unit-Air-Source) | HMH72B341 | ASPEN |  | D(A,C,E)36A34+TDR | TM8Y100C16MP11 | 31600 | 18.4 | 8.4 | 34000 | 27400 | 80.59% | 2.67 | 0 | 9.8 |  |  |  |  | R-410A | 2.6333 | Residential & Commercial | USHP
214092057 | Central HP <5.4 tons | YORK | HRCU-A-CB (Split System: Heat Pump with Remote Outdoor Unit-Air-Source) | HMH72B341 | ASPEN |  | D(A,C,E)42A44+TDR | TM9Y060B12MP11 | 32600 | 17.5 | 8.1 | 33800 | 29600 | 87.57% | 2.63 | 0 | 9.5 |  |  |  |  | R-410A | 2.7167 | Residential & Commercial | USHP
213773614 | Central HP <5.4 tons | TEMPSTAR | HRCU-A-CB (Split System: Heat Pump with Remote Outdoor Unit-Air-Source) | TVH825GKA3* |  |  | EA*4X43L21A*+WALLCON | *80CTL1102120B* | 24400 | 17 | 8.1 | 21200 | 16600 | 78.3% | 2.02 | 0 | 11 |  |  |  |  | R-410A | 2.0333 | Residential & Commercial | USHP | Ducted CEE Tier 1
213773834 | Central HP <5.4 tons | TEMPSTAR | HRCU-A-CB (Split System: Heat Pump with Remote Outdoor Unit-Air-Source) | TVH825GKA3* |  |  | EA*4X48L24A*+WALLCON | *80CTL1352422B* | 24200 | 17 | 8.1 | 21000 | 16500 | 78.57% | 2.02 | 0 | 11 |  |  |  |  | R-410A | 2.0167 | Residential & Commercial | USHP | Ducted CEE Tier 1
214595949 | Central HP <5.4 tons | AIRQUEST | HRCU-A-C (Split System: Heat Pump with Remote Outdoor Unit with No Indoor Fan --Air Source) | DLCURAH36ABK | ADP |  | HG8J936+TD | 0 | 35600 | 15.2 | 8.45 | 36400 | 31200 | 85.71% | 1.82 | 0 | 9.5 |  |  |  |  | R-410A | 2.9667 | Residential & Commercial | USHP
214596033 | Central HP <5.4 tons | AIRQUEST | HRCU-A-C (Split System: Heat Pump with Remote Outdoor Unit with No Indoor Fan --Air Source) | DLCURAH36ABK | ADP |  | H,PG37936+TD | 0 | 36000 | 15.2 | 8.6 | 36400 | 31200 | 85.71% | 1.85 | 0 | 10 |  |  |  |  | R-410A | 3 | Residential & Commercial | USHP | Ducted CEE Tier 1
215941235 | Central HP <5.4 tons | BRYANT HEATING AND COOLING SYSTEMS | HRCU-A-CB (Split System: Heat Pump with Remote Outdoor Unit-Air-Source) | 293VAN048**AA* |  |  | CSAH*6012AM*+UI | 987TA60080C21*** | 45000 | 20 | 9 | 48500 | 36600 | 75.46% | 1.82 | 0 | 11 |  |  |  |  | R-454B | 3.75 | Residential & Commercial | USHP | Ducted CEE Tier 1
213369646 | Central HP <5.4 tons | ECO-AIR | HRCU-A-C (Split System: Heat Pump with Remote Outdoor Unit with No Indoor Fan --Air Source) | MOX430U-24HFN1-MR0 | ADP |  | *G21924+TD | 0 | 23000 | 15.2 | 9.05 | 23600 | 18000 | 76.27% | 2.06 | 0 | 9.5 |  |  |  |  | R-410A | 1.9167 | Residential & Commercial | USHP
212578203 | Central HP <5.4 tons | CARRIER | HRCU-A-CB (Split System: Heat Pump with Remote Outdoor Unit-Air-Source) | 25VNA424A*031* | ADP |  | H,PG32936 | 58TN*A045C17**12 | 23000 | 20 | 9 | 25200 | 19600 | 77.78% | 2.4 | 0 | 13 |  |  |  |  | R-410A | 1.9167 | Residential & Commercial | USHP | Ducted CEE Tier 1
212578228 | Central HP <5.4 tons | CARRIER | HRCU-A-CB (Split System: Heat Pump with Remote Outdoor Unit-Air-Source) | 25VNA424A*031* | ADP |  | H,PG9J936 | 59MN7B060C21**20 | 23400 | 20 | 10.5 | 25000 | 19500 | 78% | 2.44 | 0 | 13 |  |  |  |  | R-410A | 1.95 | Residential & Commercial | USHP | Ducted CEE Tier 1
213369643 | Central HP <5.4 tons | ECO-AIR | HRCU-A-C (Split System: Heat Pump with Remote Outdoor Unit with No Indoor Fan --Air Source) | MOD30U-30HFN1-MR0(X) | ADP |  | *G32936+TD | 0 | 29000 | 15.2 | 9.2 | 31200 | 26600 | 85.26% | 1.78 | 0 | 10 |  |  |  |  | R-410A | 2.4167 | Residential & Commercial | USHP | Ducted CEE Tier 1
214389569 | Central HP <5.4 tons | CARRIER | HRCU-A-CB (Split System: Heat Pump with Remote Outdoor Unit-Air-Source) | 38MURAQ18AB3* | ASPEN |  | AEW194+TDR | 0 | 17000 | 15.2 | 8.5 | 18000 | 18300 | 101.7% | 2.56 | 0 | 10.5 |  |  |  |  | R-410A | 1.4167 | Residential & Commercial | USHP | Ducted CEE Tier 1
215290159 | Central HP <5.4 tons | AIRQUEST | HRCU-A-CB (Split System: Heat Pump with Remote Outdoor Unit-Air-Source) | DLCURAH18ABK | ADP |  | HE34936 | *96VTN0401712B* | 17200 | 16 | 8.5 | 16600 | 19000 | 114.5% | 2.34 | 0 | 10.5 |  |  |  |  | R-410A | 1.4333 | Residential & Commercial | USHP | Ducted CEE Tier 1
215290161 | Central HP <5.4 tons | AIRQUEST | HRCU-A-CB (Split System: Heat Pump with Remote Outdoor Unit-Air-Source) | DLCURAH18ABK | ADP |  | HG35936 | *96VTN0401712B* | 17300 | 16 | 8.5 | 16400 | 18400 | 112.2% | 2.24 | 0 | 10.5 |  |  |  |  | R-410A | 1.4417 | Residential & Commercial | USHP | Ducted CEE Tier 1
215290168 | Central HP <5.4 tons | AIRQUEST | HRCU-A-CB (Split System: Heat Pump with Remote Outdoor Unit-Air-Source) | DLCURAH18ABK | ADP |  | H,GE7J924 | *96VTN0401712B* | 16900 | 16 | 8.5 | 16600 | 19000 | 114.5% | 2.34 | 0 | 10 |  |  |  |  | R-410A | 1.4083 | Residential & Commercial | USHP | Ducted CEE Tier 1
215290200 | Central HP <5.4 tons | AIRQUEST | HRCU-A-CB (Split System: Heat Pump with Remote Outdoor Unit-Air-Source) | DLCURAH18ABK | ADP |  | H,GG34936 | *96VTN0601412A* | 17900 | 16 | 8.5 | 17000 | 18100 | 106.5% | 2.22 | 0 | 10.5 |  |  |  |  | R-410A | 1.4917 | Residential & Commercial | USHP | Ducted CEE Tier 1
214595212 | Central HP <5.4 tons | PAYNE HEATING AND COOLING | HRCU-A-CB (Split System: Heat Pump with Remote Outdoor Unit-Air-Source) | 38MURAQ18AB3* | ASPEN |  | A(E,F)M194+TDR | 0 | 17500 | 15.2 | 8.2 | 19300 | 18300 | 94.82% | 2.2 | 0 | 9.8 |  |  |  |  | R-410A | 1.4583 | Residential & Commercial | USHP
215375211 | Central HP <5.4 tons | RUUD | HRCU-A-CB (Split System: Heat Pump with Remote Outdoor Unit-Air-Source) | RD17AZ48AJ3N | ASPEN |  | D(A,C,E)48B46+TDR | R801V0755A21DZ | 44000 | 16 | 8.1 | 45500 | 32400 | 71.21% | 2.4 | 0 | 10 |  |  |  |  | R-410A | 3.6667 | Residential & Commercial | USHP | Ducted CEE Tier 1
214092751 | Central HP <5.4 tons | YORK | HRCU-A-CB (Split System: Heat Pump with Remote Outdoor Unit-Air-Source) | HMH72B341 | ASPEN |  | D(A,C,E)48B36+TDR | TM9E080C16MP12 | 33000 | 18 | 8.1 | 33000 | 29000 | 87.88% | 2.71 | 0 | 10 |  |  |  |  | R-410A | 2.75 | Residential & Commercial | USHP | Ducted CEE Tier 1
214092760 | Central HP <5.4 tons | YORK | HRCU-A-CB (Split System: Heat Pump with Remote Outdoor Unit-Air-Source) | HMH72B341 | ASPEN |  | D(A,C,E)42A46+TDR | TM9V080B12MP12 | 32800 | 17 | 8.1 | 33600 | 29600 | 88.1% | 2.69 | 0 | 9.5 |  |  |  |  | R-410A | 2.7333 | Residential & Commercial | USHP
214092762 | Central HP <5.4 tons | YORK | HRCU-A-CB (Split System: Heat Pump with Remote Outdoor Unit-Air-Source) | HMH72B341 | ASPEN |  | D(A,C,E)42A46+TDR | TM9V080C16MP12 | 32600 | 17.5 | 8.1 | 33800 | 27400 | 81.07% | 2.65 | 0 | 10 |  |  |  |  | R-410A | 2.7167 | Residential & Commercial | USHP | Ducted CEE Tier 1
214092780 | Central HP <5.4 tons | YORK | HRCU-A-CB (Split System: Heat Pump with Remote Outdoor Unit-Air-Source) | HMH72B341 | ASPEN |  | D(A,C,E)42A46+TDR | TM9Y120D20MP11 | 32000 | 16.5 | 8.5 | 32400 | 28200 | 87.04% | 2.76 | 0 | 9.4 |  |  |  |  | R-410A | 2.6667 | Residential & Commercial | USHP
214092805 | Central HP <5.4 tons | YORK | HRCU-A-CB (Split System: Heat Pump with Remote Outdoor Unit-Air-Source) | HMH72B341 | ASPEN |  | D(A,C,E)48B36+TDR | TP9C080B12MP13 | 32800 | 17 | 8.1 | 33600 | 29400 | 87.5% | 2.66 | 0 | 9.5 |  |  |  |  | R-410A | 2.7333 | Residential & Commercial | USHP
214092828 | Central HP <5.4 tons | YORK | HRCU-A-CB (Split System: Heat Pump with Remote Outdoor Unit-Air-Source) | HMH72B341 | ASPEN |  | D(A,C,E)48B36+TDR | Y81E040A12LMPS1 | 33200 | 18 | 8.2 | 32800 | 29800 | 90.85% | 2.73 | 0 | 10 |  |  |  |  | R-410A | 2.7667 | Residential & Commercial | USHP | Ducted CEE Tier 1
215375220 | Central HP <5.4 tons | RUUD | HRCU-A-CB (Split System: Heat Pump with Remote Outdoor Unit-Air-Source) | RD17AZ48AJ3N | ASPEN |  | D(A,C,E)60D34+TDR | R801V0755A21UHS | 45500 | 15.2 | 8.1 | 45500 | 32400 | 71.21% | 2.4 | 0 | 10 |  |  |  |  | R-410A | 3.7917 | Residential & Commercial | USHP | Ducted CEE Tier 1
215375287 | Central HP <5.4 tons | RUUD | HRCU-A-CB (Split System: Heat Pump with Remote Outdoor Unit-Air-Source) | RD17AZ48AJ3N | ASPEN |  | D(A,C,E)48B46+TDR | R802V1505A24UHN | 44000 | 16 | 8.1 | 45500 | 32400 | 71.21% | 2.4 | 0 | 10 |  |  |  |  | R-410A | 3.6667 | Residential & Commercial | USHP | Ducted CEE Tier 1
215375306 | Central HP <5.4 tons | RUUD | HRCU-A-CB (Split System: Heat Pump with Remote Outdoor Unit-Air-Source) | RD17AZ48AJ3N | ASPEN |  | D(A,C,E)48B44+TDR | R921V1155A24M4S | 44000 | 16 | 8.1 | 45500 | 32400 | 71.21% | 2.4 | 0 | 10 |  |  |  |  | R-410A | 3.6667 | Residential & Commercial | USHP | Ducted CEE Tier 1
212976408 | Central HP <5.4 tons | HEIL | HRCU-A-CB (Split System: Heat Pump with Remote Outdoor Unit-Air-Source) | DLCURAH24ABK |  |  | EA*4X37L21A* | *96VTN0802120B* | 24400 | 17 | 8.5 | 25200 | 21400 | 84.92% | 1.8 | 0 | 10.5 |  |  |  |  | R-410A | 2.0333 | Residential & Commercial | USHP | Ducted CEE Tier 1
213781247 | Central HP <5.4 tons | HEIL | HRCU-A-CB (Split System: Heat Pump with Remote Outdoor Unit-Air-Source) | HVH837GKA2* |  |  | EA*4X43L21A*+WALLCON | *96CTN0601714B* | 32800 | 17 | 8.1 | 33000 | 25400 | 76.97% | 1.96 | 0 | 11 |  |  |  |  | R-410A | 2.7333 | Residential & Commercial | USHP | Ducted CEE Tier 1
213781197 | Central HP <5.4 tons | HEIL | HRCU-A-CB (Split System: Heat Pump with Remote Outdoor Unit-Air-Source) | HVH837GKA2* |  |  | EA*4X43L21A*+WALLCON | *80CTL1102120B* | 33000 | 17 | 8.5 | 32600 | 25000 | 76.69% | 1.98 | 0 | 11.5 |  |  |  |  | R-410A | 2.75 | Residential & Commercial | USHP | Ducted CEE Tier 1
212977024 | Central HP <5.4 tons | HEIL | HRCU-A-CB (Split System: Heat Pump with Remote Outdoor Unit-Air-Source) | DLCURAH30ABK |  |  | EA*4X37L21A* | *96VTN1002122B* | 30400 | 15.2 | 8.1 | 33400 | 26400 | 79.04% | 1.84 | 0 | 9 |  |  |  |  | R-410A | 2.5333 | Residential & Commercial | USHP
215289887 | Central HP <5.4 tons | AIRQUEST | HRCU-A-CB (Split System: Heat Pump with Remote Outdoor Unit-Air-Source) | DLCURAH18ABK | ADP |  | H,GE32930 | *96MSN0601412A* | 17400 | 16 | 8.5 | 17000 | 19400 | 114.1% | 2.38 | 0 | 10.5 |  |  |  |  | R-410A | 1.45 | Residential & Commercial | USHP | Ducted CEE Tier 1
215289956 | Central HP <5.4 tons | AIRQUEST | HRCU-A-CB (Split System: Heat Pump with Remote Outdoor Unit-Air-Source) | DLCURAH18ABK | ADP |  | HE8J936 | *96MSN0601716A* | 17100 | 16 | 8.5 | 16500 | 19000 | 115.2% | 2.32 | 0 | 10.5 |  |  |  |  | R-410A | 1.425 | Residential & Commercial | USHP | Ducted CEE Tier 1
214092073 | Central HP <5.4 tons | YORK | HRCU-A-CB (Split System: Heat Pump with Remote Outdoor Unit-Air-Source) | HMH72B341 | ASPEN |  | D(A,C,E)48B34+TDR | TM9Y120D20MP11 | 32200 | 16.5 | 8.5 | 32400 | 28200 | 87.04% | 2.76 | 0 | 9.4 |  |  |  |  | R-410A | 2.6833 | Residential & Commercial | USHP
214092105 | Central HP <5.4 tons | YORK | HRCU-A-CB (Split System: Heat Pump with Remote Outdoor Unit-Air-Source) | HMH72B341 | ASPEN |  | D(A,C,E)42A44+TDR | TP9C060B12MP13 | 32600 | 17.5 | 8.1 | 34000 | 27800 | 81.76% | 2.63 | 0 | 9.5 |  |  |  |  | R-410A | 2.7167 | Residential & Commercial | USHP
214092156 | Central HP <5.4 tons | YORK | HRCU-A-CB (Split System: Heat Pump with Remote Outdoor Unit-Air-Source) | HMH72B341 | ASPEN |  | D(A,C,E)42A44+TDR | Y81E100B12LMPS1 | 32400 | 18.5 | 8.1 | 34000 | 28000 | 82.35% | 2.66 | 0 | 9.5 |  |  |  |  | R-410A | 2.7 | Residential & Commercial | USHP
214092172 | Central HP <5.4 tons | YORK | HRCU-A-CB (Split System: Heat Pump with Remote Outdoor Unit-Air-Source) | HMH72B341 | ASPEN |  | D(A,C,E)42A44+TDR | Y81E120C20LMPS1 | 32400 | 17.5 | 8.5 | 34000 | 28000 | 82.35% | 2.66 | 0 | 9.5 |  |  |  |  | R-410A | 2.7 | Residential & Commercial | USHP
215289986 | Central HP <5.4 tons | AIRQUEST | HRCU-A-CB (Split System: Heat Pump with Remote Outdoor Unit-Air-Source) | DLCURAH18ABK | ADP |  | H,GE34936 | *96MSN0801716A* | 17600 | 16 | 8.5 | 17000 | 18700 | 110% | 2.3 | 0 | 11 |  |  |  |  | R-410A | 1.4667 | Residential & Commercial | USHP | Ducted CEE Tier 1
215289989 | Central HP <5.4 tons | AIRQUEST | HRCU-A-CB (Split System: Heat Pump with Remote Outdoor Unit-Air-Source) | DLCURAH18ABK | ADP |  | HG35936 | *96MSN0801716A* | 17600 | 16 | 8.5 | 17000 | 18700 | 110% | 2.3 | 0 | 11 |  |  |  |  | R-410A | 1.4667 | Residential & Commercial | USHP | Ducted CEE Tier 1
214092221 | Central HP <5.4 tons | YORK | HRCU-A-CB (Split System: Heat Pump with Remote Outdoor Unit-Air-Source) | HMH72B341 | ASPEN |  | D(A,C,E)48B34+TDR | YPLC120C20MP13 | 32000 | 16.5 | 8.5 | 32400 | 27800 | 85.8% | 2.69 | 0 | 8.9 |  |  |  |  | R-410A | 2.6667 | Residential & Commercial | USHP
214092692 | Central HP <5.4 tons | YORK | HRCU-A-CB (Split System: Heat Pump with Remote Outdoor Unit-Air-Source) | HMH72B341 | ASPEN |  | D(A,C,E)42A46+TDR | TL8E060A12UH11 | 32800 | 18 | 8.1 | 33400 | 29000 | 86.83% | 2.66 | 0 | 9.5 |  |  |  |  | R-410A | 2.7333 | Residential & Commercial | USHP
214092724 | Central HP <5.4 tons | YORK | HRCU-A-CB (Split System: Heat Pump with Remote Outdoor Unit-Air-Source) | HMH72B341 | ASPEN |  | D(A,C,E)42A46+TDR | TM8V100C16MP12 | 32400 | 17.5 | 8.5 | 33800 | 27400 | 81.07% | 2.66 | 0 | 10 |  |  |  |  | R-410A | 2.7 | Residential & Commercial | USHP | Ducted CEE Tier 1
214092742 | Central HP <5.4 tons | YORK | HRCU-A-CB (Split System: Heat Pump with Remote Outdoor Unit-Air-Source) | HMH72B341 | ASPEN |  | D(A,C,E)42A46+TDR | TM9E040A10MP12 | 32200 | 17 | 8.1 | 33400 | 28000 | 83.83% | 2.57 | 0 | 9.5 |  |  |  |  | R-410A | 2.6833 | Residential & Commercial | USHP
214810458 | Central HP <5.4 tons | COMFORTMAKER | HRCU-A-C (Split System: Heat Pump with Remote Outdoor Unit with No Indoor Fan --Air Source) | DLCURAH18ABK | ADP |  | H,GG33930+TD | 0 | 18000 | 16 | 9.5 | 17400 | 14600 | 83.91% | 2.2 | 0 | 11.7 |  |  |  |  | R-410A | 1.5 | Residential & Commercial | USHP | Ducted CEE Tier 1
215223356 | Central HP <5.4 tons | COMFORTMAKER | HRCU-A-C (Split System: Heat Pump with Remote Outdoor Unit with No Indoor Fan --Air Source) | DLCURAH18ABK | ADP |  | H,GG31918+CI | 0 | 18000 | 16 | 9.2 | 17300 | 14600 | 84.39% | 2.14 | 0 | 11.7 |  |  |  |  | R-410A | 1.5 | Residential & Commercial | USHP | Ducted CEE Tier 1
206765530 | Central HP <5.4 tons | AIRQUEST | HRCU-A-CB (Split System: Heat Pump with Remote Outdoor Unit-Air-Source) | HVH825GKA3* |  |  | EA*4X25L17A*+WALLCON | *97CMN0601714A* | 24200 | 15.5 | 8.1 | 20000 | 16000 | 80% | 1.94 | 11.5 | 10.5 |  |  |  |  | R-410A | 2.0167 | Residential & Commercial | USHP | Ducted CEE Tier 1
206765989 | Central HP <5.4 tons | AIRQUEST | HRCU-A-CB (Split System: Heat Pump with Remote Outdoor Unit-Air-Source) | HVH825GKA3* |  |  | EA*4X37L21A*+WALLCON | *97CMN0801714A* | 24400 | 16.5 | 8.1 | 21200 | 16700 | 78.77% | 2.02 | 11 | 11 |  |  |  |  | R-410A | 2.0333 | Residential & Commercial | USHP | Ducted CEE Tier 1
214081305 | Central HP <5.4 tons | ARMSTRONG AIR | HRCU-A-CB (Split System: Heat Pump with Remote Outdoor Unit-Air-Source) | 4SHP18LX136P | ADP |  | H,A,DP06936 | A96DS2V070B16 | 23400 | 18 | 8.4 | 22400 | 16200 | 72.32% | 2.14 | 0 | 12 |  |  |  |  | R-410A | 1.95 | Residential & Commercial | USHP | Ducted CEE Tier 1
205751005 | Central HP <5.4 tons | DAY & NIGHT | HRCU-A-CB (Split System: Heat Pump with Remote Outdoor Unit-Air-Source) | CVH837GKA** |  |  | EA*4X37L21A*+WALLCON | *80CTL0701716A* | 32800 | 17.5 | 8.5 | 33000 | 25200 | 76.36% | 1.98 | 11 | 11.5 |  |  |  |  | R-410A | 2.7333 | Residential & Commercial | USHP | Ducted CEE Tier 1
213739833 | Central HP <5.4 tons | DAY & NIGHT | HRCU-A-CB (Split System: Heat Pump with Remote Outdoor Unit-Air-Source) | DLCURAH24ABK | ADP |  | PL36H175P069 | *80MS(N,L)0451412A* | 23600 | 17 | 8.5 | 24800 | 23800 | 95.97% | 2 | 0 | 10.5 |  |  |  |  | R-410A | 1.9667 | Residential & Commercial | USHP | Ducted CEE Tier 1
213739848 | Central HP <5.4 tons | DAY & NIGHT | HRCU-A-CB (Split System: Heat Pump with Remote Outdoor Unit-Air-Source) | DLCURAH24ABK | ADP |  | V,G36H***P449 | *80MS(N,L)0701412A* | 23600 | 17 | 8.5 | 24600 | 24200 | 98.37% | 2.04 | 0 | 10.5 |  |  |  |  | R-410A | 1.9667 | Residential & Commercial | USHP | Ducted CEE Tier 1
213739863 | Central HP <5.4 tons | DAY & NIGHT | HRCU-A-CB (Split System: Heat Pump with Remote Outdoor Unit-Air-Source) | DLCURAH24ABK | ADP |  | FG33936 | *80MSU0401712A* | 23400 | 17 | 9 | 25200 | 26000 | 103.2% | 2.24 | 0 | 10 |  |  |  |  | R-410A | 1.95 | Residential & Commercial | USHP | Ducted CEE Tier 1
215290218 | Central HP <5.4 tons | AIRQUEST | HRCU-A-CB (Split System: Heat Pump with Remote Outdoor Unit-Air-Source) | DLCURAH18ABK | ADP |  | H,GG80936 | *96VTN0601412A* | 18000 | 16 | 8.5 | 17000 | 18000 | 105.9% | 2.22 | 0 | 11 |  |  |  |  | R-410A | 1.5 | Residential & Commercial | USHP | Ducted CEE Tier 1
215290241 | Central HP <5.4 tons | AIRQUEST | HRCU-A-CB (Split System: Heat Pump with Remote Outdoor Unit-Air-Source) | DLCURAH18ABK | ADP |  | HE33936 | *96VTN0601412B* | 17400 | 16 | 8.5 | 16900 | 18800 | 111.2% | 2.3 | 0 | 10.5 |  |  |  |  | R-410A | 1.45 | Residential & Commercial | USHP | Ducted CEE Tier 1
215290261 | Central HP <5.4 tons | AIRQUEST | HRCU-A-CB (Split System: Heat Pump with Remote Outdoor Unit-Air-Source) | DLCURAH18ABK | ADP |  | HG9J936 | *96VTN0601412B* | 17500 | 16 | 8.5 | 16900 | 18800 | 111.2% | 2.3 | 0 | 10.5 |  |  |  |  | R-410A | 1.4583 | Residential & Commercial | USHP | Ducted CEE Tier 1
215290320 | Central HP <5.4 tons | AIRQUEST | HRCU-A-CB (Split System: Heat Pump with Remote Outdoor Unit-Air-Source) | DLCURAH18ABK | ADP |  | HG32936 | *96VTN0601716B* | 17100 | 16 | 8.5 | 16800 | 19100 | 113.7% | 2.34 | 0 | 10 |  |  |  |  | R-410A | 1.425 | Residential & Commercial | USHP | Ducted CEE Tier 1
215290336 | Central HP <5.4 tons | AIRQUEST | HRCU-A-CB (Split System: Heat Pump with Remote Outdoor Unit-Air-Source) | DLCURAH18ABK | ADP |  | H,GE30924 | *96VTN0601716B* | 16600 | 15.2 | 8.5 | 16800 | 19100 | 113.7% | 2.34 | 0 | 10 |  |  |  |  | R-410A | 1.3833 | Residential & Commercial | USHP | Ducted CEE Tier 1
215290343 | Central HP <5.4 tons | AIRQUEST | HRCU-A-CB (Split System: Heat Pump with Remote Outdoor Unit-Air-Source) | DLCURAH18ABK | ADP |  | HG8J936 | *96VTN0601716B* | 17400 | 16 | 8.5 | 16800 | 19100 | 113.7% | 2.34 | 0 | 10.5 |  |  |  |  | R-410A | 1.45 | Residential & Commercial | USHP | Ducted CEE Tier 1
213753796 | Central HP <5.4 tons | CARRIER | HRCU-A-CB (Split System: Heat Pump with Remote Outdoor Unit-Air-Source) | 38MURAQ36AB3* | ASPEN |  | D(A,C,E)42B34+TDR | 59SC6A080M21**20 | 35200 | 16 | 8.1 | 39000 | 32200 | 82.56% | 2.52 | 0 | 9.5 |  |  |  |  | R-410A | 2.9333 | Residential & Commercial | USHP
213753862 | Central HP <5.4 tons | CARRIER | HRCU-A-CB (Split System: Heat Pump with Remote Outdoor Unit-Air-Source) | 38MURAQ36AB3* | ASPEN |  | D(A,C,E)42B34+TDR | 59TP6C080V17**16 | 33800 | 16 | 8.1 | 37800 | 31800 | 84.13% | 2.7 | 0 | 9.9 |  |  |  |  | R-410A | 2.8167 | Residential & Commercial | USHP
216797068 | Central HP <5.4 tons | TRANE | HRCU-A-CB (Split System: Heat Pump with Remote Outdoor Unit-Air-Source) | 5TWV8X36A1 | ASPEN |  | D(A,C,E)48C3J+TDR | *UHMC100CCV4+LRP | 30400 | 18 | 8.5 | 32400 | 32400 | 100% | 2.87 | 0 | 9.8 |  |  |  |  | R-454B | 2.5333 | Residential & Commercial | USHP
214596023 | Central HP <5.4 tons | AIRQUEST | HRCU-A-C (Split System: Heat Pump with Remote Outdoor Unit with No Indoor Fan --Air Source) | DLCURAH30ABK | ADP |  | H,PG35936+TD | 0 | 30000 | 15.2 | 9.6 | 31400 | 26600 | 84.71% | 1.84 | 0 | 10.5 |  |  |  |  | R-410A | 2.5 | Residential & Commercial | USHP | Ducted CEE Tier 1
213772994 | Central HP <5.4 tons | TEMPSTAR | HRCU-A-CB (Split System: Heat Pump with Remote Outdoor Unit-Air-Source) | TVH825GKA3* |  |  | EA*4X36L17A*+WALLCON | *97CMN0601714B* | 23400 | 16 | 8.1 | 21600 | 16700 | 77.31% | 1.92 | 0 | 10.5 |  |  |  |  | R-410A | 1.95 | Residential & Commercial | USHP | Ducted CEE Tier 1
213773194 | Central HP <5.4 tons | TEMPSTAR | HRCU-A-CB (Split System: Heat Pump with Remote Outdoor Unit-Air-Source) | TVH825GKA3* |  |  | EA*4X37L17A*+WALLCON | *80CTL0901716B* | 24200 | 16.5 | 8.1 | 21400 | 16700 | 78.04% | 1.98 | 0 | 10.5 |  |  |  |  | R-410A | 2.0167 | Residential & Commercial | USHP | Ducted CEE Tier 1
213773594 | Central HP <5.4 tons | TEMPSTAR | HRCU-A-CB (Split System: Heat Pump with Remote Outdoor Unit-Air-Source) | TVH825GKA3* |  |  | EA*4X43L21A*+WALLCON | *80CTL0901716B* | 24200 | 17 | 8.1 | 21000 | 16600 | 79.05% | 2.02 | 0 | 11 |  |  |  |  | R-410A | 2.0167 | Residential & Commercial | USHP | Ducted CEE Tier 1
213781027 | Central HP <5.4 tons | HEIL | HRCU-A-CB (Split System: Heat Pump with Remote Outdoor Unit-Air-Source) | HVH837GKA2* |  |  | EA*4X42L21A*+WALLCON | *97CMN0601714B* | 31600 | 16.5 | 8.1 | 33200 | 24600 | 74.1% | 1.84 | 0 | 10.5 |  |  |  |  | R-410A | 2.6333 | Residential & Commercial | USHP | Ducted CEE Tier 1
216683182 | Central HP <5.4 tons | CARRIER | HRCU-A-CB (Split System: Heat Pump with Remote Outdoor Unit-Air-Source) | 38MURAQ36AB3* |  |  | CAP**4824AL* | 59TP7A120V24**22 | 35600 | 16 | 8.5 | 37400 | 34200 | 91.44% | 1.96 | 0 | 10 |  |  |  |  | R-410A | 2.9667 | Residential & Commercial | USHP | Ducted CEE Tier 1
212972738 | Central HP <5.4 tons | HEIL | HRCU-A-CB (Split System: Heat Pump with Remote Outdoor Unit-Air-Source) | DLCURAH18ABK |  |  | EN(A,D)4X24L14** | *96VSN0401410B* | 17400 | 15.5 | 8.5 | 18500 | 19200 | 103.8% | 2.3 | 0 | 10.5 |  |  |  |  | R-410A | 1.45 | Residential & Commercial | USHP | Ducted CEE Tier 1
212975393 | Central HP <5.4 tons | HEIL | HRCU-A-CB (Split System: Heat Pump with Remote Outdoor Unit-Air-Source) | DLCURAH18ABK |  |  | EA*4X24L14A* | *96VTN0601412B* | 17200 | 16 | 8.5 | 18100 | 19400 | 107.2% | 2.34 | 0 | 10.5 |  |  |  |  | R-410A | 1.4333 | Residential & Commercial | USHP | Ducted CEE Tier 1
213778777 | Central HP <5.4 tons | HEIL | HRCU-A-CB (Split System: Heat Pump with Remote Outdoor Unit-Air-Source) | HVH837GKA** |  |  | EA*4X36L17A*+WALLCON | *97CMN0601714B* | 31200 | 16.5 | 8.1 | 33400 | 24600 | 73.65% | 1.82 | 0 | 10.5 |  |  |  |  | R-410A | 2.6 | Residential & Commercial | USHP | Ducted CEE Tier 1
213778877 | Central HP <5.4 tons | HEIL | HRCU-A-CB (Split System: Heat Pump with Remote Outdoor Unit-Air-Source) | HVH837GKA** |  |  | EA*4X36L21A*+WALLCON | *97CMN0601714B* | 31200 | 16.5 | 8.1 | 33200 | 24600 | 74.1% | 1.82 | 0 | 10.5 |  |  |  |  | R-410A | 2.6 | Residential & Commercial | USHP | Ducted CEE Tier 1
213778927 | Central HP <5.4 tons | HEIL | HRCU-A-CB (Split System: Heat Pump with Remote Outdoor Unit-Air-Source) | HVH837GKA** |  |  | EA*4X36L21A*+WALLCON | *96CTN1002122B* | 31600 | 17 | 8.1 | 32800 | 24200 | 73.78% | 1.86 | 0 | 11 |  |  |  |  | R-410A | 2.6333 | Residential & Commercial | USHP | Ducted CEE Tier 1
213779227 | Central HP <5.4 tons | HEIL | HRCU-A-CB (Split System: Heat Pump with Remote Outdoor Unit-Air-Source) | HVH837GKA** |  |  | EA*4X42L24A*+WALLCON | *96CTN1002122B* | 31800 | 17 | 8.1 | 33000 | 24200 | 73.33% | 1.88 | 0 | 11 |  |  |  |  | R-410A | 2.65 | Residential & Commercial | USHP | Ducted CEE Tier 1
215375186 | Central HP <5.4 tons | RUUD | HRCU-A-CB (Split System: Heat Pump with Remote Outdoor Unit-Air-Source) | RD17AZ36AJ3N | ASPEN |  | D(A,C,E)36C46+TDR | R951V0603A17UHU | 33000 | 18 | 8.1 | 34200 | 31600 | 92.4% | 1.9 | 0 | 10 |  |  |  |  | R-410A | 2.75 | Residential & Commercial | USHP | Ducted CEE Tier 1
215375200 | Central HP <5.4 tons | RUUD | HRCU-A-CB (Split System: Heat Pump with Remote Outdoor Unit-Air-Source) | RD17AZ36AJ3N | ASPEN |  | D(A,C,E)36C46+TDR | R962V0603A17M4S | 33000 | 18 | 8.1 | 34200 | 31600 | 92.4% | 1.9 | 0 | 10 |  |  |  |  | R-410A | 2.75 | Residential & Commercial | USHP | Ducted CEE Tier 1
215375202 | Central HP <5.4 tons | RUUD | HRCU-A-CB (Split System: Heat Pump with Remote Outdoor Unit-Air-Source) | RD17AZ36AJ3N | ASPEN |  | D(A,C,E)36C46+TDR | R962V0703A17M4S | 33000 | 18 | 8.1 | 34200 | 31400 | 91.81% | 1.9 | 0 | 10 |  |  |  |  | R-410A | 2.75 | Residential & Commercial | USHP | Ducted CEE Tier 1
215375168 | Central HP <5.4 tons | RUUD | HRCU-A-CB (Split System: Heat Pump with Remote Outdoor Unit-Air-Source) | RD17AZ36AJ3N | ASPEN |  | D(A,C,E)36C46+TDR | R921V0855A21M4S | 33000 | 18 | 8.1 | 34200 | 31400 | 91.81% | 1.9 | 0 | 10 |  |  |  |  | R-410A | 2.75 | Residential & Commercial | USHP | Ducted CEE Tier 1
215375234 | Central HP <5.4 tons | RUUD | HRCU-A-CB (Split System: Heat Pump with Remote Outdoor Unit-Air-Source) | RD17AZ48AJ3N | ASPEN |  | D(A,C,E)48B44+TDR | R801V1005A21UHU | 44000 | 16 | 8.1 | 45500 | 32400 | 71.21% | 2.4 | 0 | 10 |  |  |  |  | R-410A | 3.6667 | Residential & Commercial | USHP | Ducted CEE Tier 1
215375266 | Central HP <5.4 tons | RUUD | HRCU-A-CB (Split System: Heat Pump with Remote Outdoor Unit-Air-Source) | RD17AZ48AJ3N | ASPEN |  | D(A,C,E)48B44+TDR | R802V1005A21UHN | 44000 | 16 | 8.1 | 45500 | 32400 | 71.21% | 2.4 | 0 | 10 |  |  |  |  | R-410A | 3.6667 | Residential & Commercial | USHP | Ducted CEE Tier 1
214092830 | Central HP <5.4 tons | YORK | HRCU-A-CB (Split System: Heat Pump with Remote Outdoor Unit-Air-Source) | HMH72B341 | ASPEN |  | D(A,C,E)42A46+TDR | Y81E040A12SMPS1 | 33200 | 18 | 8.3 | 32800 | 30000 | 91.46% | 2.76 | 0 | 10 |  |  |  |  | R-410A | 2.7667 | Residential & Commercial | USHP | Ducted CEE Tier 1
214092835 | Central HP <5.4 tons | YORK | HRCU-A-CB (Split System: Heat Pump with Remote Outdoor Unit-Air-Source) | HMH72B341 | ASPEN |  | D(A,C,E)36A36+TDR | Y81E080B12SMPS1 | 33000 | 18 | 8.1 | 32600 | 29400 | 90.18% | 2.68 | 0 | 9.5 |  |  |  |  | R-410A | 2.75 | Residential & Commercial | USHP
214092853 | Central HP <5.4 tons | YORK | HRCU-A-CB (Split System: Heat Pump with Remote Outdoor Unit-Air-Source) | HMH72B341 | ASPEN |  | D(A,C,E)36A36+TDR | Y81E100B12SMPS1 | 31600 | 18.4 | 8.1 | 33800 | 27800 | 82.25% | 2.66 | 0 | 9.3 |  |  |  |  | R-410A | 2.6333 | Residential & Commercial | USHP
213771934 | Central HP <5.4 tons | TEMPSTAR | HRCU-A-CB (Split System: Heat Pump with Remote Outdoor Unit-Air-Source) | TVH825GKA2* |  |  | EHD4X30AAL+WALLCON | *80CTL0701412B* | 23800 | 16 | 8.1 | 21800 | 16800 | 77.06% | 1.98 | 0 | 10.5 |  |  |  |  | R-410A | 1.9833 | Residential & Commercial | USHP | Ducted CEE Tier 1
214092774 | Central HP <5.4 tons | YORK | HRCU-A-CB (Split System: Heat Pump with Remote Outdoor Unit-Air-Source) | HMH72B341 | ASPEN |  | D(A,C,E)42A46+TDR | TM9Y080C16MP11 | 32400 | 18.5 | 8.1 | 34000 | 28000 | 82.35% | 2.65 | 0 | 9.5 |  |  |  |  | R-410A | 2.7 | Residential & Commercial | USHP
214092808 | Central HP <5.4 tons | YORK | HRCU-A-CB (Split System: Heat Pump with Remote Outdoor Unit-Air-Source) | HMH72B341 | ASPEN |  | D(A,C,E)42A46+TDR | TP9C100C16MP13 | 32400 | 17.5 | 8.5 | 34000 | 27400 | 80.59% | 2.66 | 0 | 10 |  |  |  |  | R-410A | 2.7 | Residential & Commercial | USHP | Ducted CEE Tier 1
214092822 | Central HP <5.4 tons | YORK | HRCU-A-CB (Split System: Heat Pump with Remote Outdoor Unit-Air-Source) | HMH72B341 | ASPEN |  | D(A,C,E)42A46+TDR | TPLC100C20MP13 | 31800 | 16.5 | 8.5 | 32400 | 27800 | 85.8% | 2.69 | 0 | 8.9 |  |  |  |  | R-410A | 2.65 | Residential & Commercial | USHP
214092889 | Central HP <5.4 tons | YORK | HRCU-A-CB (Split System: Heat Pump with Remote Outdoor Unit-Air-Source) | HMH72B341 | ASPEN |  | D(A,C,E)36A36+TDR | Y82E100C20LMPS1 | 31600 | 18.4 | 8.5 | 33200 | 27400 | 82.53% | 2.71 | 0 | 9.3 |  |  |  |  | R-410A | 2.6333 | Residential & Commercial | USHP
214092906 | Central HP <5.4 tons | YORK | HRCU-A-CB (Split System: Heat Pump with Remote Outdoor Unit-Air-Source) | HMH72B341 | ASPEN |  | D(A,C,E)48B36+TDR | YP9C120D20MP13 | 32200 | 17 | 8.5 | 32400 | 28200 | 87.04% | 2.79 | 0 | 9.4 |  |  |  |  | R-410A | 2.6833 | Residential & Commercial | USHP
214091972 | Central HP <5.4 tons | YORK | HRCU-A-CB (Split System: Heat Pump with Remote Outdoor Unit-Air-Source) | HMH72B341 | ASPEN |  | D(A,C,E)48B34+TDR | TM8E100B12MP11 | 32800 | 18 | 8.1 | 33800 | 27400 | 81.07% | 2.63 | 0 | 10 |  |  |  |  | R-410A | 2.7333 | Residential & Commercial | USHP | Ducted CEE Tier 1
214092706 | Central HP <5.4 tons | YORK | HRCU-A-CB (Split System: Heat Pump with Remote Outdoor Unit-Air-Source) | HMH72B341 | ASPEN |  | D(A,C,E)42A46+TDR | TM8E060A12MP11 | 32600 | 18 | 8.1 | 33800 | 27400 | 81.07% | 2.63 | 0 | 10 |  |  |  |  | R-410A | 2.7167 | Residential & Commercial | USHP | Ducted CEE Tier 1
214092708 | Central HP <5.4 tons | YORK | HRCU-A-CB (Split System: Heat Pump with Remote Outdoor Unit-Air-Source) | HMH72B341 | ASPEN |  | D(A,C,E)42A46+TDR | TM8E080B12MP11 | 32400 | 18 | 8.1 | 34000 | 28000 | 82.35% | 2.61 | 0 | 9.5 |  |  |  |  | R-410A | 2.7 | Residential & Commercial | USHP
216952914 | Central HP <5.4 tons | TRANE | HRCU-A-CB (Split System: Heat Pump with Remote Outdoor Unit-Air-Source) | 5TWR5060A1 | ASPEN |  | DH60T4J | S8X2C100M5PTC | 52500 | 15.5 | 8.1 | 52000 | 36400 | 70% | 2.82 | 0 | 9.8 |  |  |  |  | R-454B | 4.375 | Residential & Commercial | USHP
215375355 | Central HP <5.4 tons | RUUD | HRCU-A-CB (Split System: Heat Pump with Remote Outdoor Unit-Air-Source) | RD17AZ60AJ3N | ASPEN |  | D(A,C,E)60D36+TDR | R801V1505A24UH | 52000 | 17.8 | 8.1 | 53500 | 50500 | 94.39% | 1.75 | 0 | 9.8 |  |  |  |  | R-410A | 4.3333 | Residential & Commercial | USHP
216953028 | Central HP <5.4 tons | TRANE | HRCU-A-CB (Split System: Heat Pump with Remote Outdoor Unit-Air-Source) | 5TWX5060A1 | ASPEN |  | DH60T4J | S8X1C100M5PSC | 51500 | 15.5 | 8.1 | 50000 | 35400 | 70.8% | 2.7 | 0 | 9.8 |  |  |  |  | R-454B | 4.2917 | Residential & Commercial | USHP
216953030 | Central HP <5.4 tons | TRANE | HRCU-A-CB (Split System: Heat Pump with Remote Outdoor Unit-Air-Source) | 5TWX5060A1 | ASPEN |  | DH60T4J | S8X1C100M5PTC | 51500 | 15.5 | 8.1 | 50000 | 35400 | 70.8% | 2.7 | 0 | 9.8 |  |  |  |  | R-454B | 4.2917 | Residential & Commercial | USHP
215290345 | Central HP <5.4 tons | AIRQUEST | HRCU-A-CB (Split System: Heat Pump with Remote Outdoor Unit-Air-Source) | DLCURAH18ABK | ADP |  | HE8J936 | *96VTN0601716B* | 17400 | 16 | 8.5 | 16800 | 19100 | 113.7% | 2.34 | 0 | 10.5 |  |  |  |  | R-410A | 1.45 | Residential & Commercial | USHP | Ducted CEE Tier 1
215290359 | Central HP <5.4 tons | AIRQUEST | HRCU-A-CB (Split System: Heat Pump with Remote Outdoor Unit-Air-Source) | DLCURAH18ABK | ADP |  | HE31924 | *96VTN0801716A* | 16800 | 15.2 | 8.5 | 16700 | 18800 | 112.6% | 2.3 | 0 | 10 |  |  |  |  | R-410A | 1.4 | Residential & Commercial | USHP | Ducted CEE Tier 1
215935043 | Central HP <5.4 tons | TEMPSTAR | HRCU-A-CB (Split System: Heat Pump with Remote Outdoor Unit-Air-Source) | T5H3V36*K*AAA* |  |  | EVM5X49M21A*+WALLCON | *80CTL0902120B* | 35600 | 22 | 8.5 | 38000 | 28400 | 74.74% | 2.04 | 0 | 12.5 |  |  |  |  | R-454B | 2.9667 | Residential & Commercial | USHP | Ducted CEE Tier 1
215290368 | Central HP <5.4 tons | AIRQUEST | HRCU-A-CB (Split System: Heat Pump with Remote Outdoor Unit-Air-Source) | DLCURAH18ABK | ADP |  | H,GG33936 | *96VTN0801716A* | 17400 | 16 | 8.5 | 16700 | 18800 | 112.6% | 2.3 | 0 | 10.5 |  |  |  |  | R-410A | 1.45 | Residential & Commercial | USHP | Ducted CEE Tier 1
215290375 | Central HP <5.4 tons | AIRQUEST | HRCU-A-CB (Split System: Heat Pump with Remote Outdoor Unit-Air-Source) | DLCURAH18ABK | ADP |  | HE34936 | *96VTN0801716A* | 17400 | 16 | 8.5 | 16700 | 18800 | 112.6% | 2.3 | 0 | 10.5 |  |  |  |  | R-410A | 1.45 | Residential & Commercial | USHP | Ducted CEE Tier 1
216974793 | Central HP <5.4 tons | BRYANT HEATING AND COOLING SYSTEMS | HRCU-A-CB (Split System: Heat Pump with Remote Outdoor Unit-Air-Source) | 293VAN048**AA* | ADP |  | A60VHA*+TXV | 83*CA60100C21*** | 44500 | 21 | 9.5 | 46500 | 36000 | 77.42% | 2 | 0 | 11 |  |  |  |  | R-454B | 3.7083 | Residential & Commercial | USHP | Ducted CEE Tier 1
216974809 | Central HP <5.4 tons | BRYANT HEATING AND COOLING SYSTEMS | HRCU-A-CB (Split System: Heat Pump with Remote Outdoor Unit-Air-Source) | 293VAN048**AA* | ADP |  | V,C48H175P78*+TXV | 83*CB48060C17*** | 43500 | 21 | 9.5 | 46000 | 36200 | 78.7% | 1.9 | 0 | 11 |  |  |  |  | R-454B | 3.625 | Residential & Commercial | USHP | Ducted CEE Tier 1
215289990 | Central HP <5.4 tons | AIRQUEST | HRCU-A-CB (Split System: Heat Pump with Remote Outdoor Unit-Air-Source) | DLCURAH18ABK | ADP |  | H,GG36936 | *96MSN0801716A* | 17600 | 16 | 8.5 | 17000 | 18700 | 110% | 2.3 | 0 | 11 |  |  |  |  | R-410A | 1.4667 | Residential & Commercial | USHP | Ducted CEE Tier 1
215290037 | Central HP <5.4 tons | AIRQUEST | HRCU-A-CB (Split System: Heat Pump with Remote Outdoor Unit-Air-Source) | DLCURAH18ABK | ADP |  | HG7J924 | *96VTN0401410A* | 17200 | 16 | 8.5 | 16700 | 18800 | 112.6% | 2.3 | 0 | 10 |  |  |  |  | R-410A | 1.4333 | Residential & Commercial | USHP | Ducted CEE Tier 1
215290055 | Central HP <5.4 tons | AIRQUEST | HRCU-A-CB (Split System: Heat Pump with Remote Outdoor Unit-Air-Source) | DLCURAH18ABK | ADP |  | H,GE31924 | *96VTN0401410B* | 16600 | 16 | 8.5 | 16600 | 19000 | 114.5% | 2.34 | 0 | 9.5 |  |  |  |  | R-410A | 1.3833 | Residential & Commercial | USHP
215290056 | Central HP <5.4 tons | AIRQUEST | HRCU-A-CB (Split System: Heat Pump with Remote Outdoor Unit-Air-Source) | DLCURAH18ABK | ADP |  | H,GE31930 | *96VTN0401410B* | 16600 | 16 | 8.5 | 16600 | 19000 | 114.5% | 2.34 | 0 | 9.5 |  |  |  |  | R-410A | 1.3833 | Residential & Commercial | USHP
215290139 | Central HP <5.4 tons | AIRQUEST | HRCU-A-CB (Split System: Heat Pump with Remote Outdoor Unit-Air-Source) | DLCURAH18ABK | ADP |  | H,GG31930 | *96VTN0401712B* | 16900 | 15.2 | 8.5 | 17000 | 18800 | 110.6% | 2.3 | 0 | 10 |  |  |  |  | R-410A | 1.4083 | Residential & Commercial | USHP | Ducted CEE Tier 1
215290206 | Central HP <5.4 tons | AIRQUEST | HRCU-A-CB (Split System: Heat Pump with Remote Outdoor Unit-Air-Source) | DLCURAH18ABK | ADP |  | H,GG30924 | *96VTN0601412A* | 17100 | 15.2 | 8.5 | 17200 | 18300 | 106.4% | 2.26 | 0 | 10.5 |  |  |  |  | R-410A | 1.425 | Residential & Commercial | USHP | Ducted CEE Tier 1
215290207 | Central HP <5.4 tons | AIRQUEST | HRCU-A-CB (Split System: Heat Pump with Remote Outdoor Unit-Air-Source) | DLCURAH18ABK | ADP |  | H,GE30924 | *96VTN0601412A* | 17100 | 15.2 | 8.5 | 17200 | 18300 | 106.4% | 2.26 | 0 | 10.5 |  |  |  |  | R-410A | 1.425 | Residential & Commercial | USHP | Ducted CEE Tier 1
215290238 | Central HP <5.4 tons | AIRQUEST | HRCU-A-CB (Split System: Heat Pump with Remote Outdoor Unit-Air-Source) | DLCURAH18ABK | ADP |  | H,GG33936 | *96VTN0601412B* | 17400 | 16 | 8.5 | 16900 | 18800 | 111.2% | 2.3 | 0 | 10.5 |  |  |  |  | R-410A | 1.45 | Residential & Commercial | USHP | Ducted CEE Tier 1
213779327 | Central HP <5.4 tons | HEIL | HRCU-A-CB (Split System: Heat Pump with Remote Outdoor Unit-Air-Source) | HVH837GKA** |  |  | EA*4X43L21A*+WALLCON | *97CMN1002122B* | 33000 | 17 | 8.5 | 32600 | 25000 | 76.69% | 1.98 | 0 | 11.5 |  |  |  |  | R-410A | 2.75 | Residential & Commercial | USHP | Ducted CEE Tier 1
214092151 | Central HP <5.4 tons | YORK | HRCU-A-CB (Split System: Heat Pump with Remote Outdoor Unit-Air-Source) | HMH72B341 | ASPEN |  | D(A,C,E)48B34+TDR | Y81E080C16SMPS1 | 32600 | 18 | 8.5 | 33400 | 27600 | 82.63% | 2.7 | 0 | 10 |  |  |  |  | R-410A | 2.7167 | Residential & Commercial | USHP | Ducted CEE Tier 1
214092194 | Central HP <5.4 tons | YORK | HRCU-A-CB (Split System: Heat Pump with Remote Outdoor Unit-Air-Source) | HMH72B341 | ASPEN |  | D(A,C,E)48B34+TDR | YP9C080C16MP13 | 32800 | 17.5 | 8.1 | 33800 | 27400 | 81.07% | 2.65 | 0 | 10 |  |  |  |  | R-410A | 2.7333 | Residential & Commercial | USHP | Ducted CEE Tier 1
214092208 | Central HP <5.4 tons | YORK | HRCU-A-CB (Split System: Heat Pump with Remote Outdoor Unit-Air-Source) | HMH72B341 | ASPEN |  | D(A,C,E)42A44+TDR | YPLC080B12MP13 | 32400 | 17 | 8.1 | 33600 | 29400 | 87.5% | 2.63 | 0 | 9.5 |  |  |  |  | R-410A | 2.7 | Residential & Commercial | USHP
206136290 | Central HP <5.4 tons | DAY & NIGHT | HRCU-A-CB (Split System: Heat Pump with Remote Outdoor Unit-Air-Source) | CVH837GKA** |  |  | EN(A,D,W)4X48L21**+WALLCON | *95CSU1002122A* | 32400 | 17.5 | 8.1 | 32800 | 24600 | 75% | 1.98 | 12 | 11.7 |  |  |  |  | R-410A | 2.7 | Residential & Commercial | USHP | Ducted CEE Tier 1
213739865 | Central HP <5.4 tons | DAY & NIGHT | HRCU-A-CB (Split System: Heat Pump with Remote Outdoor Unit-Air-Source) | DLCURAH24ABK | ADP |  | V,G36H175P159 | *80MSU0401712A* | 23600 | 17 | 8.5 | 24600 | 24000 | 97.56% | 2.02 | 0 | 10.5 |  |  |  |  | R-410A | 1.9667 | Residential & Commercial | USHP | Ducted CEE Tier 1
213739881 | Central HP <5.4 tons | DAY & NIGHT | HRCU-A-CB (Split System: Heat Pump with Remote Outdoor Unit-Air-Source) | DLCURAH24ABK | ADP |  | FG32936 | *80VTL0451412B* | 23200 | 17 | 8.5 | 25400 | 24600 | 96.85% | 2.08 | 0 | 10 |  |  |  |  | R-410A | 1.9333 | Residential & Commercial | USHP | Ducted CEE Tier 1
213739917 | Central HP <5.4 tons | DAY & NIGHT | HRCU-A-CB (Split System: Heat Pump with Remote Outdoor Unit-Air-Source) | DLCURAH24ABK | ADP |  | PL36H***P039 | *96MSN0261410A* | 22600 | 16 | 8.5 | 25400 | 25800 | 101.6% | 2.2 | 0 | 9.5 |  |  |  |  | R-410A | 1.8833 | Residential & Commercial | USHP
213739933 | Central HP <5.4 tons | DAY & NIGHT | HRCU-A-CB (Split System: Heat Pump with Remote Outdoor Unit-Air-Source) | DLCURAH24ABK | ADP |  | V,G36H***P449 | *96MSN0401410A* | 23600 | 16 | 8.5 | 24600 | 23600 | 95.93% | 1.98 | 0 | 10 |  |  |  |  | R-410A | 1.9667 | Residential & Commercial | USHP | Ducted CEE Tier 1
215935064 | Central HP <5.4 tons | CARRIER | HRCU-A-CB (Split System: Heat Pump with Remote Outdoor Unit-Air-Source) | 27VNA336A*030* |  |  | CVAMA4921XMA*+UI | 59CU5B080C21**20 | 35600 | 21.5 | 8.5 | 38000 | 28600 | 75.26% | 2.02 | 0 | 12 |  |  |  |  | R-454B | 2.9667 | Residential & Commercial | USHP | Ducted CEE Tier 1
215935364 | Central HP <5.4 tons | CARRIER | HRCU-A-CB (Split System: Heat Pump with Remote Outdoor Unit-Air-Source) | 27VNA336A*030* |  |  | CVAMA6024XMA*+UI | 58TN*B135C24**22 | 35600 | 22 | 8.5 | 38000 | 28400 | 74.74% | 2.04 | 0 | 12.5 |  |  |  |  | R-454B | 2.9667 | Residential & Commercial | USHP | Ducted CEE Tier 1
215375268 | Central HP <5.4 tons | RUUD | HRCU-A-CB (Split System: Heat Pump with Remote Outdoor Unit-Air-Source) | RD17AZ48AJ3N | ASPEN |  | D(A,C,E)60D34+TDR | R802V1005A21UHN | 45500 | 16 | 8.1 | 45500 | 32400 | 71.21% | 2.4 | 0 | 10 |  |  |  |  | R-410A | 3.7917 | Residential & Commercial | USHP | Ducted CEE Tier 1
215375277 | Central HP <5.4 tons | RUUD | HRCU-A-CB (Split System: Heat Pump with Remote Outdoor Unit-Air-Source) | RD17AZ48AJ3N | ASPEN |  | D(A,C,E)60D36+TDR | R802V1255A24DZ | 45500 | 16 | 8.1 | 45500 | 32400 | 71.21% | 2.4 | 0 | 10 |  |  |  |  | R-410A | 3.7917 | Residential & Commercial | USHP | Ducted CEE Tier 1
215375286 | Central HP <5.4 tons | RUUD | HRCU-A-CB (Split System: Heat Pump with Remote Outdoor Unit-Air-Source) | RD17AZ48AJ3N | ASPEN |  | D(A,C,E)48B44+TDR | R802V1505A24UHN | 44000 | 16 | 8.1 | 45500 | 32400 | 71.21% | 2.4 | 0 | 10 |  |  |  |  | R-410A | 3.6667 | Residential & Commercial | USHP | Ducted CEE Tier 1
215375325 | Central HP <5.4 tons | RUUD | HRCU-A-CB (Split System: Heat Pump with Remote Outdoor Unit-Air-Source) | RD17AZ48AJ3N | ASPEN |  | D(A,C,E)60D36+TDR | R951V1005A21UHU | 45500 | 15.2 | 8.1 | 45500 | 32600 | 71.65% | 2.3 | 0 | 10 |  |  |  |  | R-410A | 3.7917 | Residential & Commercial | USHP | Ducted CEE Tier 1
215375327 | Central HP <5.4 tons | RUUD | HRCU-A-CB (Split System: Heat Pump with Remote Outdoor Unit-Air-Source) | RD17AZ48AJ3N | ASPEN |  | D(A,C,E)48B46+TDR | R951V1155A24M4S | 44000 | 16 | 8.1 | 45500 | 32400 | 71.21% | 2.4 | 0 | 10 |  |  |  |  | R-410A | 3.6667 | Residential & Commercial | USHP | Ducted CEE Tier 1
215289728 | Central HP <5.4 tons | AIRQUEST | HRCU-A-CB (Split System: Heat Pump with Remote Outdoor Unit-Air-Source) | DLCURAH18ABK | ADP |  | HE7J936 | *92MSN0801716A* | 17600 | 16 | 8.5 | 17100 | 18900 | 110.5% | 2.32 | 0 | 10.5 |  |  |  |  | R-410A | 1.4667 | Residential & Commercial | USHP | Ducted CEE Tier 1
215289747 | Central HP <5.4 tons | AIRQUEST | HRCU-A-CB (Split System: Heat Pump with Remote Outdoor Unit-Air-Source) | DLCURAH18ABK | ADP |  | HE31930 | *96MSN0261410A* | 16600 | 19 | 8.1 | 16700 | 18800 | 112.6% | 2.3 | 0 | 10 |  |  |  |  | R-410A | 1.3833 | Residential & Commercial | USHP | Ducted CEE Tier 1
214241856 | Central HP <5.4 tons | BRYANT HEATING AND COOLING SYSTEMS | HRCU-A-CB (Split System: Heat Pump with Remote Outdoor Unit-Air-Source) | 288BNV025*0**C* |  |  | CNPV*3617AL*+UI | 986TD42080C17*** | 23400 | 16.5 | 8.1 | 21600 | 16700 | 77.31% | 1.9 | 0 | 10.5 |  |  |  |  | R-410A | 1.95 | Residential & Commercial | USHP | Ducted CEE Tier 1
216953038 | Central HP <5.4 tons | TRANE | HRCU-A-CB (Split System: Heat Pump with Remote Outdoor Unit-Air-Source) | 5TWX5060A1 | ASPEN |  | DH60T4J | S8X2C100M5PTC | 51500 | 15.5 | 8.1 | 50000 | 35400 | 70.8% | 2.7 | 0 | 9.8 |  |  |  |  | R-454B | 4.2917 | Residential & Commercial | USHP
216984650 | Central HP <5.4 tons | BRYANT HEATING AND COOLING SYSTEMS | HRCU-A-CB (Split System: Heat Pump with Remote Outdoor Unit-Air-Source) | 293VAN048**AA* | ADP |  | C48A***L18*+TXV | 987TA66100C21*** | 44500 | 21 | 9.5 | 46000 | 36000 | 78.26% | 2 | 0 | 11 |  |  |  |  | R-454B | 3.7083 | Residential & Commercial | USHP | Ducted CEE Tier 1
214596083 | Central HP <5.4 tons | AIRQUEST | HRCU-A-C (Split System: Heat Pump with Remote Outdoor Unit with No Indoor Fan --Air Source) | DLCURAH30ABK | ADP |  | H,PG82936+TD | 0 | 30000 | 15.2 | 9.7 | 31400 | 26600 | 84.71% | 1.85 | 0 | 10.5 |  |  |  |  | R-410A | 2.5 | Residential & Commercial | USHP | Ducted CEE Tier 1
213773154 | Central HP <5.4 tons | TEMPSTAR | HRCU-A-CB (Split System: Heat Pump with Remote Outdoor Unit-Air-Source) | TVH825GKA3* |  |  | EA*4X36L21A*+WALLCON | *96CTN1002122B* | 23600 | 16.5 | 8.1 | 21400 | 16600 | 77.57% | 1.94 | 0 | 10.5 |  |  |  |  | R-410A | 1.9667 | Residential & Commercial | USHP | Ducted CEE Tier 1
213753883 | Central HP <5.4 tons | CARRIER | HRCU-A-CB (Split System: Heat Pump with Remote Outdoor Unit-Air-Source) | 38MURAQ36AB3* | ASPEN |  | D(A,C,E)42B34+TDR | 59TP6C120V24**22 | 34000 | 16.5 | 8.5 | 37800 | 31800 | 84.13% | 2.72 | 0 | 9.9 |  |  |  |  | R-410A | 2.8333 | Residential & Commercial | USHP
216974482 | Central HP <5.4 tons | BRYANT HEATING AND COOLING SYSTEMS | HRCU-A-CB (Split System: Heat Pump with Remote Outdoor Unit-Air-Source) | 290VAN060**AA* | ADP |  | C60A***L16*+TXV | 83*CA60100C21*** | 54000 | 18 | 8.5 | 57500 | 41000 | 71.3% | 1.9 | 0 | 8 |  |  |  |  | R-454B | 4.5 | Residential & Commercial | USHP
216974484 | Central HP <5.4 tons | BRYANT HEATING AND COOLING SYSTEMS | HRCU-A-CB (Split System: Heat Pump with Remote Outdoor Unit-Air-Source) | 290VAN060**AA* | ADP |  | V,C60H210P17*+TXV | 83*CA60100C21*** | 55000 | 18 | 9 | 58000 | 41500 | 71.55% | 2 | 0 | 8.5 |  |  |  |  | R-454B | 4.5833 | Residential & Commercial | USHP
216974759 | Central HP <5.4 tons | BRYANT HEATING AND COOLING SYSTEMS | HRCU-A-CB (Split System: Heat Pump with Remote Outdoor Unit-Air-Source) | 293VAN036**AA* | ADP |  | PL36H210P74*+TXV | 83*CA48060C17*** | 32600 | 20 | 9.5 | 33200 | 26400 | 79.52% | 2 | 0 | 11 |  |  |  |  | R-454B | 2.7167 | Residential & Commercial | USHP | Ducted CEE Tier 1
216676391 | Central HP <5.4 tons | ARCOAIRE | HRCU-A-CB (Split System: Heat Pump with Remote Outdoor Unit-Air-Source) | D5CURAH24AAK |  |  | EA*5X37M21A* | *80MSU0401712A* | 24400 | 16 | 8.5 | 23000 | 19000 | 82.61% | 1.94 | 0 | 10 |  |  |  |  | R-454B | 2.0333 | Residential & Commercial | USHP | Ducted CEE Tier 1
216676402 | Central HP <5.4 tons | ARCOAIRE | HRCU-A-CB (Split System: Heat Pump with Remote Outdoor Unit-Air-Source) | D5CURAH24AAK |  |  | EA*5X24M17A* | *80MSU0401712A* | 23400 | 15.2 | 9 | 24600 | 19600 | 79.67% | 2 | 0 | 9.8 |  |  |  |  | R-454B | 1.95 | Residential & Commercial | USHP
214092773 | Central HP <5.4 tons | YORK | HRCU-A-CB (Split System: Heat Pump with Remote Outdoor Unit-Air-Source) | HMH72B341 | ASPEN |  | D(A,C,E)48B36+TDR | TM9Y080B12MP11 | 32600 | 17.5 | 8.1 | 33400 | 27400 | 82.04% | 2.63 | 0 | 9.5 |  |  |  |  | R-410A | 2.7167 | Residential & Commercial | USHP
213296055 | Central HP <5.4 tons | YORK | HRCU-A-CB (Split System: Heat Pump with Remote Outdoor Unit-Air-Source) | HMH72B341 | ASPEN |  | D(A,C,E)36A3G+TXV+TDR | TM9Y120D20MP11 | 31200 | 16.3 | 8.5 | 32400 | 28200 | 87.04% | 2.76 | 0 | 9.3 |  |  |  |  | R-410A | 2.6 | Residential & Commercial | USHP
215375237 | Central HP <5.4 tons | RUUD | HRCU-A-CB (Split System: Heat Pump with Remote Outdoor Unit-Air-Source) | RD17AZ48AJ3N | ASPEN |  | D(A,C,E)60D36+TDR | R801V1005A21UHU | 45500 | 16 | 8.1 | 45500 | 32400 | 71.21% | 2.4 | 0 | 10 |  |  |  |  | R-410A | 3.7917 | Residential & Commercial | USHP | Ducted CEE Tier 1
215375356 | Central HP <5.4 tons | RUUD | HRCU-A-CB (Split System: Heat Pump with Remote Outdoor Unit-Air-Source) | RD17AZ60AJ3N | ASPEN |  | D(A,C,E)60D36+TDR | R802V0755A21DZ | 52000 | 17.8 | 8.1 | 54000 | 50500 | 93.52% | 1.75 | 0 | 9.8 |  |  |  |  | R-410A | 4.3333 | Residential & Commercial | USHP
216682441 | Central HP <5.4 tons | CARRIER | HRCU-A-CB (Split System: Heat Pump with Remote Outdoor Unit-Air-Source) | 38MURAQ18AB3* |  |  | CSPH*2412AL* | 59TP7A100V21**20 | 17400 | 15.2 | 8.1 | 18100 | 18400 | 101.7% | 2.05 | 0 | 10 |  |  |  |  | R-410A | 1.45 | Residential & Commercial | USHP | Ducted CEE Tier 1
216683095 | Central HP <5.4 tons | CARRIER | HRCU-A-CB (Split System: Heat Pump with Remote Outdoor Unit-Air-Source) | 38MURAQ18AB3* |  |  | CSPH*3012AL* | 59TP7A100V21**22 | 18100 | 16 | 8.5 | 18600 | 18000 | 96.77% | 2.02 | 0 | 10.5 |  |  |  |  | R-410A | 1.5083 | Residential & Commercial | USHP | Ducted CEE Tier 1
215375375 | Central HP <5.4 tons | RUUD | HRCU-A-CB (Split System: Heat Pump with Remote Outdoor Unit-Air-Source) | RD17AZ60AJ3N | ASPEN |  | D(A,C,E)60D36+TDR | R951V1155A24M4S | 52000 | 17.8 | 8.1 | 54000 | 50500 | 93.52% | 1.75 | 0 | 9.8 |  |  |  |  | R-410A | 4.3333 | Residential & Commercial | USHP
214092709 | Central HP <5.4 tons | YORK | HRCU-A-CB (Split System: Heat Pump with Remote Outdoor Unit-Air-Source) | HMH72B341 | ASPEN |  | D(A,C,E)48B36+TDR | TM8E080B12MP11 | 32600 | 18 | 8.1 | 34000 | 28000 | 82.35% | 2.61 | 0 | 9.5 |  |  |  |  | R-410A | 2.7167 | Residential & Commercial | USHP
214092756 | Central HP <5.4 tons | YORK | HRCU-A-CB (Split System: Heat Pump with Remote Outdoor Unit-Air-Source) | HMH72B341 | ASPEN |  | D(A,C,E)42A46+TDR | TM9V040A10MP12 | 31800 | 17 | 8.1 | 33200 | 27400 | 82.53% | 2.62 | 0 | 9.4 |  |  |  |  | R-410A | 2.65 | Residential & Commercial | USHP
214092757 | Central HP <5.4 tons | YORK | HRCU-A-CB (Split System: Heat Pump with Remote Outdoor Unit-Air-Source) | HMH72B341 | ASPEN |  | D(A,C,E)48B36+TDR | TM9V040A10MP12 | 32200 | 17 | 8.1 | 33200 | 27400 | 82.53% | 2.62 | 0 | 9.5 |  |  |  |  | R-410A | 2.6833 | Residential & Commercial | USHP
214092790 | Central HP <5.4 tons | YORK | HRCU-A-CB (Split System: Heat Pump with Remote Outdoor Unit-Air-Source) | HMH72B341 | ASPEN |  | D(A,C,E)42A46+TDR | TMLE100B12MP11 | 32600 | 18 | 8.1 | 33800 | 27400 | 81.07% | 2.63 | 0 | 10 |  |  |  |  | R-410A | 2.7167 | Residential & Commercial | USHP | Ducted CEE Tier 1
213296023 | Central HP <5.4 tons | YORK | HRCU-A-CB (Split System: Heat Pump with Remote Outdoor Unit-Air-Source) | HMH72B341 | ASPEN |  | D(A,C,E)36A3G+TXV+TDR | TM8E120C16MP11 | 33200 | 18 | 8.1 | 33600 | 28600 | 85.12% | 2.66 | 0 | 10 |  |  |  |  | R-410A | 2.7667 | Residential & Commercial | USHP | Ducted CEE Tier 1
213296209 | Central HP <5.4 tons | YORK | HRCU-A-CB (Split System: Heat Pump with Remote Outdoor Unit-Air-Source) | HMH72B341 | ASPEN |  | C(A,C,D,E)36C24+TDR | TM8E100C16MP11 | 31400 | 18 | 8.4 | 34000 | 28400 | 83.53% | 2.73 | 0 | 9.9 |  |  |  |  | R-410A | 2.6167 | Residential & Commercial | USHP
216487938 | Central HP <5.4 tons | BRYANT HEATING AND COOLING SYSTEMS | HRCU-A-CB (Split System: Heat Pump with Remote Outdoor Unit-Air-Source) | 293VAN036**AA* | ADP |  | H,PG53*36+TXV | 986TD60080C21*** | 34000 | 20 | 9.5 | 32600 | 25600 | 78.53% | 2.06 | 0 | 11.7 |  |  |  |  | R-454B | 2.8333 | Residential & Commercial | USHP | Ducted CEE Tier 1
216984313 | Central HP <5.4 tons | BRYANT HEATING AND COOLING SYSTEMS | HRCU-A-CB (Split System: Heat Pump with Remote Outdoor Unit-Air-Source) | 290VAN060**AA* | ADP |  | V,C60H210P17*+TXV | 987TA66100C21*** | 55000 | 18 | 9 | 57500 | 41000 | 71.3% | 1.9 | 0 | 9 |  |  |  |  | R-454B | 4.5833 | Residential & Commercial | USHP
216984315 | Central HP <5.4 tons | BRYANT HEATING AND COOLING SYSTEMS | HRCU-A-CB (Split System: Heat Pump with Remote Outdoor Unit-Air-Source) | 290VAN060**AA* | ADP |  | C60A***L19*+TXV | 987TA66100C21*** | 55500 | 18 | 9 | 58000 | 41500 | 71.55% | 2.02 | 0 | 9 |  |  |  |  | R-454B | 4.625 | Residential & Commercial | USHP
216984597 | Central HP <5.4 tons | BRYANT HEATING AND COOLING SYSTEMS | HRCU-A-CB (Split System: Heat Pump with Remote Outdoor Unit-Air-Source) | 293VAN036**AA* | ADP |  | A36VCA*+TXV | 987TA42060C17*** | 32400 | 19 | 9 | 33800 | 26600 | 78.7% | 1.9 | 0 | 10.5 |  |  |  |  | R-454B | 2.7 | Residential & Commercial | USHP | Ducted CEE Tier 1
216984599 | Central HP <5.4 tons | BRYANT HEATING AND COOLING SYSTEMS | HRCU-A-CB (Split System: Heat Pump with Remote Outdoor Unit-Air-Source) | 293VAN036**AA* | ADP |  | PL36H175P14*+TXV | 987TA42060C17*** | 32400 | 19 | 9 | 34000 | 27000 | 79.41% | 1.88 | 0 | 10.5 |  |  |  |  | R-454B | 2.7 | Residential & Commercial | USHP | Ducted CEE Tier 1
216761990 | Central HP <5.4 tons | BRYANT HEATING AND COOLING SYSTEMS | HRCU-A-CB (Split System: Heat Pump with Remote Outdoor Unit-Air-Source) | 38MURAQ36AB3* | ADP |  | H,PG9J936 | 927TA60080V21*** | 37600 | 18 | 11.5 | 43000 | 42000 | 97.67% | 2.12 | 0 | 11.5 |  |  |  |  | R-410A | 3.1333 | Residential & Commercial | USHP | Ducted CEE Tier 1
214092912 | Central HP <5.4 tons | YORK | HRCU-A-CB (Split System: Heat Pump with Remote Outdoor Unit-Air-Source) | HMH72B341 | ASPEN |  | D(A,C,E)48B36+TDR | YPLC080C16MP13 | 32800 | 17.5 | 8.5 | 33800 | 27400 | 81.07% | 2.66 | 0 | 10 |  |  |  |  | R-410A | 2.7333 | Residential & Commercial | USHP | Ducted CEE Tier 1
215223251 | Central HP <5.4 tons | COMFORTMAKER | HRCU-A-C (Split System: Heat Pump with Remote Outdoor Unit with No Indoor Fan --Air Source) | DLCURAH18ABK | ADP |  | H,GG32924+TD | 0 | 18000 | 16 | 9.4 | 17400 | 14600 | 83.91% | 2.18 | 0 | 11.7 |  |  |  |  | R-410A | 1.5 | Residential & Commercial | USHP | Ducted CEE Tier 1
215289665 | Central HP <5.4 tons | AIRQUEST | HRCU-A-CB (Split System: Heat Pump with Remote Outdoor Unit-Air-Source) | DLCURAH18ABK | ADP |  | H,GG33936 | *92MSN0601714A* | 17500 | 16 | 8.5 | 16900 | 19000 | 112.4% | 2.34 | 0 | 10.5 |  |  |  |  | R-410A | 1.4583 | Residential & Commercial | USHP | Ducted CEE Tier 1
212970961 | Central HP <5.4 tons | HEIL | HRCU-A-CB (Split System: Heat Pump with Remote Outdoor Unit-Air-Source) | DLCURAH18ABK |  |  | EN(A,D)4X30L17** | *80VTL0451412B* | 17400 | 16.5 | 8.1 | 17900 | 18600 | 103.9% | 2.24 | 0 | 11 |  |  |  |  | R-410A | 1.45 | Residential & Commercial | USHP | Ducted CEE Tier 1
214243106 | Central HP <5.4 tons | BRYANT HEATING AND COOLING SYSTEMS | HRCU-A-CB (Split System: Heat Pump with Remote Outdoor Unit-Air-Source) | 288BNV025*0**B* |  |  | CNPV*4821AL*+UI | 88*TB60090C21*** | 24200 | 17 | 8.1 | 21200 | 16600 | 78.3% | 2.02 | 0 | 11.5 |  |  |  |  | R-410A | 2.0167 | Residential & Commercial | USHP | Ducted CEE Tier 1
214239954 | Central HP <5.4 tons | BRYANT HEATING AND COOLING SYSTEMS | HRCU-A-CB (Split System: Heat Pump with Remote Outdoor Unit-Air-Source) | 288BNV037*0**A* |  |  | CNPV*4821AL*+UI | 986TD66100C21*** | 32400 | 17 | 8.1 | 32600 | 24600 | 75.46% | 1.96 | 0 | 11.7 |  |  |  |  | R-410A | 2.7 | Residential & Commercial | USHP | Ducted CEE Tier 1
214240004 | Central HP <5.4 tons | BRYANT HEATING AND COOLING SYSTEMS | HRCU-A-CB (Split System: Heat Pump with Remote Outdoor Unit-Air-Source) | 288BNV037*0**A* |  |  | CNPV*4824AL*+UI | 987MC66120C24*** | 32400 | 17 | 8.1 | 32800 | 24600 | 75% | 1.94 | 0 | 11.5 |  |  |  |  | R-410A | 2.7 | Residential & Commercial | USHP | Ducted CEE Tier 1
213781497 | Central HP <5.4 tons | HEIL | HRCU-A-CB (Split System: Heat Pump with Remote Outdoor Unit-Air-Source) | HVH837GKA2* |  |  | EA*4X60L24A*+WALLCON | *97CMN1002122B* | 32800 | 17.5 | 8.1 | 31800 | 24600 | 77.36% | 1.98 | 0 | 11.5 |  |  |  |  | R-410A | 2.7333 | Residential & Commercial | USHP | Ducted CEE Tier 1
213781227 | Central HP <5.4 tons | HEIL | HRCU-A-CB (Split System: Heat Pump with Remote Outdoor Unit-Air-Source) | HVH837GKA2* |  |  | EA*4X43L21A*+WALLCON | *97CMN0801714B* | 32800 | 17 | 8.1 | 33000 | 25200 | 76.36% | 1.96 | 0 | 11 |  |  |  |  | R-410A | 2.7333 | Residential & Commercial | USHP | Ducted CEE Tier 1
213781297 | Central HP <5.4 tons | HEIL | HRCU-A-CB (Split System: Heat Pump with Remote Outdoor Unit-Air-Source) | HVH837GKA2* |  |  | EA*4X48L21A*+WALLCON | *80CTL0901716B* | 32400 | 17 | 8.1 | 32600 | 25000 | 76.69% | 1.96 | 0 | 11 |  |  |  |  | R-410A | 2.7 | Residential & Commercial | USHP | Ducted CEE Tier 1
213781347 | Central HP <5.4 tons | HEIL | HRCU-A-CB (Split System: Heat Pump with Remote Outdoor Unit-Air-Source) | HVH837GKA2* |  |  | EA*4X48L21A*+WALLCON | *97CMN0801714B* | 32200 | 17 | 8.1 | 32600 | 25000 | 76.69% | 1.94 | 0 | 11 |  |  |  |  | R-410A | 2.6833 | Residential & Commercial | USHP | Ducted CEE Tier 1
216974795 | Central HP <5.4 tons | BRYANT HEATING AND COOLING SYSTEMS | HRCU-A-CB (Split System: Heat Pump with Remote Outdoor Unit-Air-Source) | 293VAN048**AA* | ADP |  | PL48H210P75*+TXV | 83*CA60100C21*** | 43500 | 20 | 9.5 | 46000 | 36200 | 78.7% | 2 | 0 | 10.5 |  |  |  |  | R-454B | 3.625 | Residential & Commercial | USHP | Ducted CEE Tier 1
214242616 | Central HP <5.4 tons | BRYANT HEATING AND COOLING SYSTEMS | HRCU-A-CB (Split System: Heat Pump with Remote Outdoor Unit-Air-Source) | 288BNV025*0**B* |  |  | CNPV*3017AL*+UI | 986TD42060C17*** | 23400 | 16 | 8.1 | 21600 | 16800 | 77.78% | 1.9 | 0 | 10.5 |  |  |  |  | R-410A | 1.95 | Residential & Commercial | USHP | Ducted CEE Tier 1
214854009 | Central HP <5.4 tons | RUUD | HRCU-A-CB (Split System: Heat Pump with Remote Outdoor Unit-Air-Source) | RD17AZ36AJ3N | ASPEN |  | AE*S+CM36B34+TDR | 0 | 31600 | 17 | 8.1 | 32400 | 25400 | 78.4% | 3.08 | 0 | 10 |  |  |  |  | R-410A | 2.6333 | Residential & Commercial | USHP | Ducted CEE Tier 1
206136170 | Central HP <5.4 tons | DAY & NIGHT | HRCU-A-CB (Split System: Heat Pump with Remote Outdoor Unit-Air-Source) | CVH837GKA** |  |  | EA*4X48L21A*+WALLCON | *95CSU0802120A* | 32400 | 17.5 | 8.5 | 32600 | 25000 | 76.69% | 1.98 | 12 | 11.5 |  |  |  |  | R-410A | 2.7 | Residential & Commercial | USHP | Ducted CEE Tier 1
212977617 | Central HP <5.4 tons | HEIL | HRCU-A-CB (Split System: Heat Pump with Remote Outdoor Unit-Air-Source) | DLCURAH24ABK |  |  | EA*4X30L17A* | *80MS(N,L)0451412A* | 23600 | 17 | 8.5 | 26000 | 24000 | 92.31% | 2 | 0 | 10 |  |  |  |  | R-410A | 1.9667 | Residential & Commercial | USHP | Ducted CEE Tier 1
213781097 | Central HP <5.4 tons | HEIL | HRCU-A-CB (Split System: Heat Pump with Remote Outdoor Unit-Air-Source) | HVH837GKA2* |  |  | EA*4X42L24A*+WALLCON | *80CTL1102120B* | 31800 | 17 | 8.1 | 32800 | 24200 | 73.78% | 1.88 | 0 | 11 |  |  |  |  | R-410A | 2.65 | Residential & Commercial | USHP | Ducted CEE Tier 1
213781147 | Central HP <5.4 tons | HEIL | HRCU-A-CB (Split System: Heat Pump with Remote Outdoor Unit-Air-Source) | HVH837GKA2* |  |  | EA*4X42L24A*+WALLCON | *96CTN1202422B* | 31800 | 17 | 8.1 | 33000 | 24200 | 73.33% | 1.88 | 0 | 11 |  |  |  |  | R-410A | 2.65 | Residential & Commercial | USHP | Ducted CEE Tier 1
213781317 | Central HP <5.4 tons | HEIL | HRCU-A-CB (Split System: Heat Pump with Remote Outdoor Unit-Air-Source) | HVH837GKA2* |  |  | EA*4X48L21A*+WALLCON | *80CTL1102120B* | 32400 | 17 | 8.1 | 32400 | 24800 | 76.54% | 1.98 | 0 | 11 |  |  |  |  | R-410A | 2.7 | Residential & Commercial | USHP | Ducted CEE Tier 1
213781367 | Central HP <5.4 tons | HEIL | HRCU-A-CB (Split System: Heat Pump with Remote Outdoor Unit-Air-Source) | HVH837GKA2* |  |  | EA*4X48L21A*+WALLCON | *96CTN0601714B* | 32200 | 17 | 8.1 | 32600 | 25200 | 77.3% | 1.94 | 0 | 11 |  |  |  |  | R-410A | 2.6833 | Residential & Commercial | USHP | Ducted CEE Tier 1
213785253 | Central HP <5.4 tons | CARRIER | HRCU-A-CB (Split System: Heat Pump with Remote Outdoor Unit-Air-Source) | 25VNA424A*031* |  |  | CSPH*4212AL*+UI | 58TN*B090C21**20 | 23800 | 19 | 10 | 26400 | 19700 | 74.62% | 2.52 | 0 | 13 |  |  |  |  | R-410A | 1.9833 | Residential & Commercial | USHP | Ducted CEE Tier 1
213772624 | Central HP <5.4 tons | TEMPSTAR | HRCU-A-CB (Split System: Heat Pump with Remote Outdoor Unit-Air-Source) | TVH825GKA3* |  |  | EA*4X24L17A*+WALLCON | *80CTL0451712B* | 23200 | 16 | 8.1 | 22000 | 16900 | 76.82% | 1.88 | 0 | 10 |  |  |  |  | R-410A | 1.9333 | Residential & Commercial | USHP | Ducted CEE Tier 1
215375093 | Central HP <5.4 tons | RUUD | HRCU-A-CB (Split System: Heat Pump with Remote Outdoor Unit-Air-Source) | RD17AZ24AJ3N | ASPEN |  | D(A,C,E)30B36+TDR | R921V0403A17M4S | 21600 | 17 | 8.1 | 22600 | 19000 | 84.07% | 2 | 0 | 10 |  |  |  |  | R-410A | 1.8 | Residential & Commercial | USHP | Ducted CEE Tier 1
215375100 | Central HP <5.4 tons | RUUD | HRCU-A-CB (Split System: Heat Pump with Remote Outdoor Unit-Air-Source) | RD17AZ24AJ3N | ASPEN |  | D(A,C,E)30B36+TDR | R951V0703A17M4S | 21600 | 17 | 8.1 | 22600 | 19000 | 84.07% | 2 | 0 | 10 |  |  |  |  | R-410A | 1.8 | Residential & Commercial | USHP | Ducted CEE Tier 1
216682625 | Central HP <5.4 tons | CARRIER | HRCU-A-CB (Split System: Heat Pump with Remote Outdoor Unit-Air-Source) | 38MURAQ36AB3* |  |  | CSPH*4812AL* | 59TP7A100V21**22 | 36000 | 16 | 8.5 | 38000 | 34400 | 90.53% | 1.82 | 0 | 10 |  |  |  |  | R-410A | 3 | Residential & Commercial | USHP | Ducted CEE Tier 1
216974766 | Central HP <5.4 tons | BRYANT HEATING AND COOLING SYSTEMS | HRCU-A-CB (Split System: Heat Pump with Remote Outdoor Unit-Air-Source) | 293VAN036**AA* | ADP |  | A36VCA*+TXV | 83*CB36040C17*** | 32800 | 20 | 9.5 | 32800 | 25800 | 78.66% | 2.04 | 0 | 11.5 |  |  |  |  | R-454B | 2.7333 | Residential & Commercial | USHP | Ducted CEE Tier 1
216676996 | Central HP <5.4 tons | ARCOAIRE | HRCU-A-CB (Split System: Heat Pump with Remote Outdoor Unit-Air-Source) | D5CURAH24AAK |  |  | ESH5X36M12A* | *92MSN0802120A* | 24600 | 15.2 | 8.5 | 23800 | 19300 | 81.09% | 1.92 | 0 | 10 |  |  |  |  | R-454B | 2.05 | Residential & Commercial | USHP | Ducted CEE Tier 1
214731131 | Central HP <5.4 tons | AIRQUEST | HRCU-A-C (Split System: Heat Pump with Remote Outdoor Unit with No Indoor Fan --Air Source) | DLCURAH36ABK | ADP |  | HG48936+TD | 0 | 36000 | 15.2 | 8.6 | 36400 | 31200 | 85.71% | 1.85 | 0 | 10 |  |  |  |  | R-410A | 3 | Residential & Commercial | USHP | Ducted CEE Tier 1
214522561 | Central HP <5.4 tons | YORK | HRCU-A-CB (Split System: Heat Pump with Remote Outdoor Unit-Air-Source) | HMH72B361 | ASPEN |  | DX36E34+TDR | Y81E120C16SMPS1 | 35000 | 17 | 8.1 | 36000 | 29800 | 82.78% | 1.76 | 0 | 9 |  |  |  |  | R-410A | 2.9167 | Residential & Commercial | USHP
216676879 | Central HP <5.4 tons | ARCOAIRE | HRCU-A-CB (Split System: Heat Pump with Remote Outdoor Unit-Air-Source) | D5CURAH24AAK |  |  | EA*5X36M17A* | *92MSN0601412A* | 24000 | 15.2 | 8.5 | 24000 | 19400 | 80.83% | 1.92 | 0 | 10 |  |  |  |  | R-454B | 2 | Residential & Commercial | USHP | Ducted CEE Tier 1
216676414 | Central HP <5.4 tons | ARCOAIRE | HRCU-A-CB (Split System: Heat Pump with Remote Outdoor Unit-Air-Source) | D5CURAH24AAK |  |  | EA*5X30M17A* | *80MSU0401712A* | 23600 | 15.5 | 8.5 | 24000 | 19400 | 80.83% | 1.9 | 0 | 9.8 |  |  |  |  | R-454B | 1.9667 | Residential & Commercial | USHP
212989067 | Central HP <5.4 tons | TEMPSTAR | HRCU-A-CB (Split System: Heat Pump with Remote Outdoor Unit-Air-Source) | DLCURAH30ABK |  |  | EA*4X43L21A* | *95MSU0601716A* | 30600 | 15.2 | 8.5 | 33600 | 26400 | 78.57% | 1.86 | 0 | 9 |  |  |  |  | R-410A | 2.55 | Residential & Commercial | USHP
216702212 | Central HP <5.4 tons | GREE | HRCU-A-CB (Split System: Heat Pump with Remote Outdoor Unit-Air-Source) | FXU24HP230V1R32AO | ADP |  | CE2301A*+TXV | 0 | 23600 | 15.2 | 9.35 | 22400 | 23600 | 105.4% | 1.78 | 0 | 11.5 |  |  |  |  | R-32 | 1.9667 | Residential & Commercial | USHP | Ducted CEE Tier 1
214391664 | Central HP <5.4 tons | RUUD | HRCU-A-CB (Split System: Heat Pump with Remote Outdoor Unit-Air-Source) | RP15AZ24AJ2N | ASPEN |  | CP31A34+TDR | R802V0754A17DZ | 22400 | 16 | 8.3 | 23000 | 17200 | 74.78% | 3.05 | 0 | 11.9 |  |  |  |  | R-410A | 1.8667 | Residential & Commercial | USHP | Ducted CEE Tier 1
216974796 | Central HP <5.4 tons | BRYANT HEATING AND COOLING SYSTEMS | HRCU-A-CB (Split System: Heat Pump with Remote Outdoor Unit-Air-Source) | 293VAN048**AA* | ADP |  | V,C48H210P75*+TXV | 83*CA60100C21*** | 43500 | 20 | 9.5 | 46000 | 36200 | 78.7% | 2 | 0 | 10.5 |  |  |  |  | R-454B | 3.625 | Residential & Commercial | USHP | Ducted CEE Tier 1
213781467 | Central HP <5.4 tons | HEIL | HRCU-A-CB (Split System: Heat Pump with Remote Outdoor Unit-Air-Source) | HVH837GKA2* |  |  | EA*4X60L24A*+WALLCON | *80CTL0902120B* | 32800 | 17.5 | 8.1 | 31800 | 24600 | 77.36% | 1.98 | 0 | 11.5 |  |  |  |  | R-410A | 2.7333 | Residential & Commercial | USHP | Ducted CEE Tier 1
212976091 | Central HP <5.4 tons | HEIL | HRCU-A-CB (Split System: Heat Pump with Remote Outdoor Unit-Air-Source) | DLCURAH24ABK |  |  | EN(A,D)4X24L17** | *96VTN0801716B* | 23400 | 16.5 | 8.5 | 27000 | 24800 | 91.85% | 2.04 | 0 | 10 |  |  |  |  | R-410A | 1.95 | Residential & Commercial | USHP | Ducted CEE Tier 1
212976395 | Central HP <5.4 tons | HEIL | HRCU-A-CB (Split System: Heat Pump with Remote Outdoor Unit-Air-Source) | DLCURAH24ABK |  |  | EA*4X36L21A* | *96VTN0802120B* | 24000 | 17 | 8.5 | 26400 | 23400 | 88.64% | 1.94 | 0 | 10 |  |  |  |  | R-410A | 2 | Residential & Commercial | USHP | Ducted CEE Tier 1
216953057 | Central HP <5.4 tons | TRANE | HRCU-A-CB (Split System: Heat Pump with Remote Outdoor Unit-Air-Source) | 5TWX5060A1 | ASPEN |  | DH60T4J | S9X2D120U5PSB | 52500 | 15.5 | 8.1 | 52000 | 36400 | 70% | 2.81 | 0 | 9.8 |  |  |  |  | R-454B | 4.375 | Residential & Commercial | USHP
214092710 | Central HP <5.4 tons | YORK | HRCU-A-CB (Split System: Heat Pump with Remote Outdoor Unit-Air-Source) | HMH72B341 | ASPEN |  | D(A,C,E)42A46+TDR | TM8E080C16MP11 | 33000 | 18 | 8.3 | 33000 | 29000 | 87.88% | 2.72 | 0 | 10 |  |  |  |  | R-410A | 2.75 | Residential & Commercial | USHP | Ducted CEE Tier 1
215290273 | Central HP <5.4 tons | AIRQUEST | HRCU-A-CB (Split System: Heat Pump with Remote Outdoor Unit-Air-Source) | DLCURAH18ABK | ADP |  | HE31924 | *96VTN0601714A* | 17100 | 15.2 | 8.5 | 17000 | 18700 | 110% | 2.3 | 0 | 10 |  |  |  |  | R-410A | 1.425 | Residential & Commercial | USHP | Ducted CEE Tier 1
216984247 | Central HP <5.4 tons | BRYANT HEATING AND COOLING SYSTEMS | HRCU-A-CB (Split System: Heat Pump with Remote Outdoor Unit-Air-Source) | 290VAN036**AA* | ADP |  | PL36H175P15*+TXV | 987TA42060C17*** | 33400 | 17 | 9 | 33600 | 25000 | 74.4% | 1.88 | 0 | 9.5 |  |  |  |  | R-454B | 2.7833 | Residential & Commercial | USHP
215375134 | Central HP <5.4 tons | RUUD | HRCU-A-CB (Split System: Heat Pump with Remote Outdoor Unit-Air-Source) | RD17AZ36AJ3N | ASPEN |  | D(A,C,E)36C46+TDR | R802V0504A17UHN | 33000 | 18 | 8.1 | 34200 | 31400 | 91.81% | 1.9 | 0 | 10 |  |  |  |  | R-410A | 2.75 | Residential & Commercial | USHP | Ducted CEE Tier 1
215292733 | Central HP <5.4 tons | AIRQUEST | HRCU-A-CB (Split System: Heat Pump with Remote Outdoor Unit-Air-Source) | DLCURAH24ABK | ADP |  | H,GE31924 | *96VTN0601412A* | 22800 | 16 | 8.5 | 24800 | 25200 | 101.6% | 2.14 | 0 | 9.5 |  |  |  |  | R-410A | 1.9 | Residential & Commercial | USHP
215292740 | Central HP <5.4 tons | AIRQUEST | HRCU-A-CB (Split System: Heat Pump with Remote Outdoor Unit-Air-Source) | DLCURAH24ABK | ADP |  | HG32936 | *96VTN0601412A* | 23200 | 16 | 8.5 | 24800 | 25200 | 101.6% | 2.14 | 0 | 10 |  |  |  |  | R-410A | 1.9333 | Residential & Commercial | USHP | Ducted CEE Tier 1
215292742 | Central HP <5.4 tons | AIRQUEST | HRCU-A-CB (Split System: Heat Pump with Remote Outdoor Unit-Air-Source) | DLCURAH24ABK | ADP |  | H,GE32936 | *96VTN0601412A* | 23200 | 16 | 8.5 | 24800 | 25200 | 101.6% | 2.14 | 0 | 10 |  |  |  |  | R-410A | 1.9333 | Residential & Commercial | USHP | Ducted CEE Tier 1
215292758 | Central HP <5.4 tons | AIRQUEST | HRCU-A-CB (Split System: Heat Pump with Remote Outdoor Unit-Air-Source) | DLCURAH24ABK | ADP |  | H,GE30924 | *96VTN0601412A* | 22400 | 16 | 8.5 | 24800 | 25200 | 101.6% | 2.14 | 0 | 9.5 |  |  |  |  | R-410A | 1.8667 | Residential & Commercial | USHP
214242476 | Central HP <5.4 tons | BRYANT HEATING AND COOLING SYSTEMS | HRCU-A-CB (Split System: Heat Pump with Remote Outdoor Unit-Air-Source) | 288BNV025*0**B* |  |  | CNPV*2417AL*+UI | 987MC42080C17*** | 23200 | 16 | 8.1 | 22000 | 16900 | 76.82% | 1.92 | 0 | 10.5 |  |  |  |  | R-410A | 1.9333 | Residential & Commercial | USHP | Ducted CEE Tier 1
214391671 | Central HP <5.4 tons | RUUD | HRCU-A-CB (Split System: Heat Pump with Remote Outdoor Unit-Air-Source) | RP15AZ24AJ2N | ASPEN |  | CP37A34+TDR | R802V1004A17UHS | 22400 | 16 | 8.3 | 23000 | 17000 | 73.91% | 3.04 | 0 | 11.9 |  |  |  |  | R-410A | 1.8667 | Residential & Commercial | USHP | Ducted CEE Tier 1
214391673 | Central HP <5.4 tons | RUUD | HRCU-A-CB (Split System: Heat Pump with Remote Outdoor Unit-Air-Source) | RP15AZ24AJ2N | ASPEN |  | CP37A34+TDR | R921V0403A17M4S | 22400 | 15.6 | 8.3 | 23000 | 16500 | 71.74% | 2.9 | 0 | 11.9 |  |  |  |  | R-410A | 1.8667 | Residential & Commercial | USHP | Ducted CEE Tier 1
214391689 | Central HP <5.4 tons | RUUD | HRCU-A-CB (Split System: Heat Pump with Remote Outdoor Unit-Air-Source) | RP15AZ24AJ2N | ASPEN |  | CP37A34+TDR | R962V0403A17M4S | 22400 | 15.6 | 8.3 | 23000 | 16500 | 71.74% | 2.9 | 0 | 11.9 |  |  |  |  | R-410A | 1.8667 | Residential & Commercial | USHP | Ducted CEE Tier 1
216819384 | Central HP <5.4 tons | FRIEDRICH | HRCU-A-CB (Split System: Heat Pump with Remote Outdoor Unit-Air-Source) | RD18AY48AJVC |  |  | RCFY4824MTANM | FR98MV1005A21UP | 42500 | 17 | 8.1 | 42500 | 33600 | 79.06% | 2 | 0 | 10 |  |  |  |  | R-454B | 3.5417 | Residential & Commercial | USHP | Ducted CEE Tier 1
214391971 | Central HP <5.4 tons | RUUD | HRCU-A-CB (Split System: Heat Pump with Remote Outdoor Unit-Air-Source) | RP15AZ48AJ2N | ASPEN |  | CP49B34+TDR | R801V0755A21DZ | 44000 | 15.3 | 8.1 | 45500 | 36400 | 80% | 3.01 | 0 | 10 |  |  |  |  | R-410A | 3.6667 | Residential & Commercial | USHP | Ducted CEE Tier 1
214391973 | Central HP <5.4 tons | RUUD | HRCU-A-CB (Split System: Heat Pump with Remote Outdoor Unit-Air-Source) | RP15AZ48AJ2N | ASPEN |  | CP49B34+TDR | R801V0755A21UH | 44000 | 15.3 | 8.1 | 45500 | 36600 | 80.44% | 3.01 | 0 | 10 |  |  |  |  | R-410A | 3.6667 | Residential & Commercial | USHP | Ducted CEE Tier 1
215292774 | Central HP <5.4 tons | AIRQUEST | HRCU-A-CB (Split System: Heat Pump with Remote Outdoor Unit-Air-Source) | DLCURAH24ABK | ADP |  | H,GE22936 | *96VTN0601412B* | 22400 | 16 | 8.5 | 25200 | 26400 | 104.8% | 2.28 | 0 | 9.5 |  |  |  |  | R-410A | 1.8667 | Residential & Commercial | USHP
215292776 | Central HP <5.4 tons | AIRQUEST | HRCU-A-CB (Split System: Heat Pump with Remote Outdoor Unit-Air-Source) | DLCURAH24ABK | ADP |  | H,GG24936 | *96VTN0601412B* | 23000 | 17 | 8.5 | 24600 | 23600 | 95.93% | 2 | 0 | 9.5 |  |  |  |  | R-410A | 1.9167 | Residential & Commercial | USHP
215292817 | Central HP <5.4 tons | AIRQUEST | HRCU-A-CB (Split System: Heat Pump with Remote Outdoor Unit-Air-Source) | DLCURAH24ABK | ADP |  | H,GG9J936 | *96VTN0601412B* | 23600 | 17 | 8.5 | 24600 | 23600 | 95.93% | 2 | 0 | 10 |  |  |  |  | R-410A | 1.9667 | Residential & Commercial | USHP | Ducted CEE Tier 1
215292824 | Central HP <5.4 tons | AIRQUEST | HRCU-A-CB (Split System: Heat Pump with Remote Outdoor Unit-Air-Source) | DLCURAH24ABK | ADP |  | H,GG81936 | *96VTN0601412B* | 23600 | 17 | 8.5 | 24600 | 23600 | 95.93% | 2 | 0 | 10 |  |  |  |  | R-410A | 1.9667 | Residential & Commercial | USHP | Ducted CEE Tier 1
215292867 | Central HP <5.4 tons | AIRQUEST | HRCU-A-CB (Split System: Heat Pump with Remote Outdoor Unit-Air-Source) | DLCURAH24ABK | ADP |  | H,GE9J936 | *96VTN0601714A* | 24000 | 16 | 8.5 | 24400 | 22400 | 91.8% | 1.88 | 0 | 10 |  |  |  |  | R-410A | 2 | Residential & Commercial | USHP | Ducted CEE Tier 1
215292899 | Central HP <5.4 tons | AIRQUEST | HRCU-A-CB (Split System: Heat Pump with Remote Outdoor Unit-Air-Source) | DLCURAH24ABK | ADP |  | H,GG35936 | *96VTN0601716B* | 24000 | 16 | 9 | 24400 | 22800 | 93.44% | 1.92 | 0 | 10.5 |  |  |  |  | R-410A | 2 | Residential & Commercial | USHP | Ducted CEE Tier 1
215292915 | Central HP <5.4 tons | AIRQUEST | HRCU-A-CB (Split System: Heat Pump with Remote Outdoor Unit-Air-Source) | DLCURAH24ABK | ADP |  | HE8J936 | *96VTN0601716B* | 24000 | 16 | 9 | 24400 | 22800 | 93.44% | 1.92 | 0 | 10.5 |  |  |  |  | R-410A | 2 | Residential & Commercial | USHP | Ducted CEE Tier 1
215292917 | Central HP <5.4 tons | AIRQUEST | HRCU-A-CB (Split System: Heat Pump with Remote Outdoor Unit-Air-Source) | DLCURAH24ABK | ADP |  | HG9J936 | *96VTN0601716B* | 24000 | 16 | 9 | 24400 | 22800 | 93.44% | 1.92 | 0 | 10.5 |  |  |  |  | R-410A | 2 | Residential & Commercial | USHP | Ducted CEE Tier 1
215292924 | Central HP <5.4 tons | AIRQUEST | HRCU-A-CB (Split System: Heat Pump with Remote Outdoor Unit-Air-Source) | DLCURAH24ABK | ADP |  | HG81936 | *96VTN0601716B* | 24000 | 16 | 9 | 24400 | 22800 | 93.44% | 1.92 | 0 | 10.5 |  |  |  |  | R-410A | 2 | Residential & Commercial | USHP | Ducted CEE Tier 1
215292933 | Central HP <5.4 tons | AIRQUEST | HRCU-A-CB (Split System: Heat Pump with Remote Outdoor Unit-Air-Source) | DLCURAH24ABK | ADP |  | HE31924 | *96VTN0801716A* | 23600 | 16 | 8.5 | 25200 | 23600 | 93.65% | 1.98 | 0 | 10 |  |  |  |  | R-410A | 1.9667 | Residential & Commercial | USHP | Ducted CEE Tier 1
215292944 | Central HP <5.4 tons | AIRQUEST | HRCU-A-CB (Split System: Heat Pump with Remote Outdoor Unit-Air-Source) | DLCURAH24ABK | ADP |  | H,GE33936 | *96VTN0801716A* | 24000 | 16 | 8.1 | 24600 | 22600 | 91.87% | 1.9 | 0 | 10.5 |  |  |  |  | R-410A | 2 | Residential & Commercial | USHP | Ducted CEE Tier 1
215292960 | Central HP <5.4 tons | AIRQUEST | HRCU-A-CB (Split System: Heat Pump with Remote Outdoor Unit-Air-Source) | DLCURAH24ABK | ADP |  | H,GE7J936 | *96VTN0801716A* | 24200 | 16 | 8.5 | 24600 | 22000 | 89.43% | 1.86 | 0 | 10 |  |  |  |  | R-410A | 2.0167 | Residential & Commercial | USHP | Ducted CEE Tier 1
215292976 | Central HP <5.4 tons | AIRQUEST | HRCU-A-CB (Split System: Heat Pump with Remote Outdoor Unit-Air-Source) | DLCURAH24ABK | ADP |  | H,GG31924 | *96VTN0801716B* | 23200 | 16 | 8.5 | 25400 | 25200 | 99.21% | 2.14 | 0 | 9.5 |  |  |  |  | R-410A | 1.9333 | Residential & Commercial | USHP
215292983 | Central HP <5.4 tons | AIRQUEST | HRCU-A-CB (Split System: Heat Pump with Remote Outdoor Unit-Air-Source) | DLCURAH24ABK | ADP |  | H,GG32930 | *96VTN0801716B* | 22800 | 17 | 8.5 | 24600 | 24600 | 100% | 2.08 | 0 | 9.5 |  |  |  |  | R-410A | 1.9 | Residential & Commercial | USHP
215293008 | Central HP <5.4 tons | AIRQUEST | HRCU-A-CB (Split System: Heat Pump with Remote Outdoor Unit-Air-Source) | DLCURAH24ABK | ADP |  | HG7J936 | *96VTN0801716B* | 23000 | 17 | 8.5 | 24600 | 23600 | 95.93% | 2 | 0 | 9.5 |  |  |  |  | R-410A | 1.9167 | Residential & Commercial | USHP
215293069 | Central HP <5.4 tons | AIRQUEST | HRCU-A-CB (Split System: Heat Pump with Remote Outdoor Unit-Air-Source) | DLCURAH24ABK | ADP |  | HG80936 | *96VTN0802120A* | 23600 | 17 | 8.1 | 24200 | 23400 | 96.69% | 1.98 | 0 | 10.5 |  |  |  |  | R-410A | 1.9667 | Residential & Commercial | USHP | Ducted CEE Tier 1
214242826 | Central HP <5.4 tons | BRYANT HEATING AND COOLING SYSTEMS | HRCU-A-CB (Split System: Heat Pump with Remote Outdoor Unit-Air-Source) | 288BNV025*0**B* |  |  | CNPV*3621AL*+UI | 986TD42060C17*** | 23400 | 16 | 8.1 | 21600 | 16800 | 77.78% | 1.9 | 0 | 10.5 |  |  |  |  | R-410A | 1.95 | Residential & Commercial | USHP | Ducted CEE Tier 1
214243096 | Central HP <5.4 tons | BRYANT HEATING AND COOLING SYSTEMS | HRCU-A-CB (Split System: Heat Pump with Remote Outdoor Unit-Air-Source) | 288BNV025*0**B* |  |  | CNPV*4821AL*+UI | 88*TB48090C17*** | 24200 | 17 | 8.1 | 21200 | 16600 | 78.3% | 2.02 | 0 | 11 |  |  |  |  | R-410A | 2.0167 | Residential & Commercial | USHP | Ducted CEE Tier 1
216974897 | Central HP <5.4 tons | BRYANT HEATING AND COOLING SYSTEMS | HRCU-A-CB (Split System: Heat Pump with Remote Outdoor Unit-Air-Source) | 293VAN060**AA* | ADP |  | C60A***L19*+TXV | 83*CA60100C21*** | 56500 | 19 | 8.5 | 58500 | 46000 | 78.63% | 2.02 | 0 | 11 |  |  |  |  | R-454B | 4.7083 | Residential & Commercial | USHP | Ducted CEE Tier 1
214092794 | Central HP <5.4 tons | YORK | HRCU-A-CB (Split System: Heat Pump with Remote Outdoor Unit-Air-Source) | HMH72B341 | ASPEN |  | D(A,C,E)42A46+TDR | TMLE120C16MP11 | 33200 | 18 | 8.3 | 33000 | 29200 | 88.48% | 2.73 | 0 | 10 |  |  |  |  | R-410A | 2.7667 | Residential & Commercial | USHP | Ducted CEE Tier 1
214092819 | Central HP <5.4 tons | YORK | HRCU-A-CB (Split System: Heat Pump with Remote Outdoor Unit-Air-Source) | HMH72B341 | ASPEN |  | D(A,C,E)48B36+TDR | TPLC080C16MP13 | 32800 | 17.5 | 8.5 | 33800 | 27400 | 81.07% | 2.66 | 0 | 10 |  |  |  |  | R-410A | 2.7333 | Residential & Commercial | USHP | Ducted CEE Tier 1
214092821 | Central HP <5.4 tons | YORK | HRCU-A-CB (Split System: Heat Pump with Remote Outdoor Unit-Air-Source) | HMH72B341 | ASPEN |  | D(A,C,E)48B36+TDR | TPLC100C16MP13 | 32800 | 17.5 | 8.5 | 33800 | 27400 | 81.07% | 2.66 | 0 | 10 |  |  |  |  | R-410A | 2.7333 | Residential & Commercial | USHP | Ducted CEE Tier 1
214092894 | Central HP <5.4 tons | YORK | HRCU-A-CB (Split System: Heat Pump with Remote Outdoor Unit-Air-Source) | HMH72B341 | ASPEN |  | D(A,C,E)48B36+TDR | Y82E120C20LMPS1 | 32600 | 18.5 | 8.5 | 33400 | 28000 | 83.83% | 2.7 | 0 | 9.5 |  |  |  |  | R-410A | 2.7167 | Residential & Commercial | USHP
214092903 | Central HP <5.4 tons | YORK | HRCU-A-CB (Split System: Heat Pump with Remote Outdoor Unit-Air-Source) | HMH72B341 | ASPEN |  | D(A,C,E)42A46+TDR | YP9C100C20MP13 | 32400 | 17.5 | 8.1 | 34000 | 28400 | 83.53% | 2.69 | 0 | 9.5 |  |  |  |  | R-410A | 2.7 | Residential & Commercial | USHP
214242956 | Central HP <5.4 tons | BRYANT HEATING AND COOLING SYSTEMS | HRCU-A-CB (Split System: Heat Pump with Remote Outdoor Unit-Air-Source) | 288BNV025*0**B* |  |  | CNPV*4221AL*+UI | 88*TB36045C17*** | 23600 | 16 | 8.1 | 21600 | 16800 | 77.78% | 1.94 | 0 | 10.5 |  |  |  |  | R-410A | 1.9667 | Residential & Commercial | USHP | Ducted CEE Tier 1
214243056 | Central HP <5.4 tons | BRYANT HEATING AND COOLING SYSTEMS | HRCU-A-CB (Split System: Heat Pump with Remote Outdoor Unit-Air-Source) | 288BNV025*0**B* |  |  | CNPV*4221AL*+UI | 986TD42080C17*** | 23800 | 16.5 | 8.1 | 21400 | 16700 | 78.04% | 1.96 | 0 | 11 |  |  |  |  | R-410A | 1.9833 | Residential & Commercial | USHP | Ducted CEE Tier 1
214243206 | Central HP <5.4 tons | BRYANT HEATING AND COOLING SYSTEMS | HRCU-A-CB (Split System: Heat Pump with Remote Outdoor Unit-Air-Source) | 288BNV025*0**B* |  |  | CNPV*4824AL*+UI | 88*TB60110C21*** | 24200 | 17 | 8.1 | 21200 | 16600 | 78.3% | 2.02 | 0 | 11.5 |  |  |  |  | R-410A | 2.0167 | Residential & Commercial | USHP | Ducted CEE Tier 1
215375238 | Central HP <5.4 tons | RUUD | HRCU-A-CB (Split System: Heat Pump with Remote Outdoor Unit-Air-Source) | RD17AZ48AJ3N | ASPEN |  | D(A,C,E)48B44+TDR | R801V1255A24DZ | 44000 | 16 | 8.1 | 45500 | 32400 | 71.21% | 2.4 | 0 | 10 |  |  |  |  | R-410A | 3.6667 | Residential & Commercial | USHP | Ducted CEE Tier 1
215375240 | Central HP <5.4 tons | RUUD | HRCU-A-CB (Split System: Heat Pump with Remote Outdoor Unit-Air-Source) | RD17AZ48AJ3N | ASPEN |  | D(A,C,E)60D34+TDR | R801V1255A24DZ | 45500 | 16 | 8.1 | 45500 | 32400 | 71.21% | 2.4 | 0 | 10 |  |  |  |  | R-410A | 3.7917 | Residential & Commercial | USHP | Ducted CEE Tier 1
215375256 | Central HP <5.4 tons | RUUD | HRCU-A-CB (Split System: Heat Pump with Remote Outdoor Unit-Air-Source) | RD17AZ48AJ3N | ASPEN |  | D(A,C,E)60D34+TDR | R802V0755A21UHN | 45500 | 15.2 | 8.1 | 45500 | 32400 | 71.21% | 2.4 | 0 | 10 |  |  |  |  | R-410A | 3.7917 | Residential & Commercial | USHP | Ducted CEE Tier 1
215375289 | Central HP <5.4 tons | RUUD | HRCU-A-CB (Split System: Heat Pump with Remote Outdoor Unit-Air-Source) | RD17AZ48AJ3N | ASPEN |  | D(A,C,E)60D36+TDR | R802V1505A24UHN | 45500 | 16 | 8.1 | 45500 | 32400 | 71.21% | 2.4 | 0 | 10 |  |  |  |  | R-410A | 3.7917 | Residential & Commercial | USHP | Ducted CEE Tier 1
214243086 | Central HP <5.4 tons | BRYANT HEATING AND COOLING SYSTEMS | HRCU-A-CB (Split System: Heat Pump with Remote Outdoor Unit-Air-Source) | 288BNV025*0**B* |  |  | CNPV*4821AL*+UI | 88*TB48070C17*** | 24000 | 17 | 8.1 | 21400 | 16600 | 77.57% | 2 | 0 | 11 |  |  |  |  | R-410A | 2 | Residential & Commercial | USHP | Ducted CEE Tier 1
214243186 | Central HP <5.4 tons | BRYANT HEATING AND COOLING SYSTEMS | HRCU-A-CB (Split System: Heat Pump with Remote Outdoor Unit-Air-Source) | 288BNV025*0**B* |  |  | CNPV*4821AL*+UI | 986TD66100C21*** | 24200 | 17 | 8.1 | 21200 | 16600 | 78.3% | 2.02 | 0 | 11.5 |  |  |  |  | R-410A | 2.0167 | Residential & Commercial | USHP | Ducted CEE Tier 1
216761973 | Central HP <5.4 tons | BRYANT HEATING AND COOLING SYSTEMS | HRCU-A-CB (Split System: Heat Pump with Remote Outdoor Unit-Air-Source) | 38MURAQ24AB3* | ADP |  | H,PG7J936 | 927TA48060V17*** | 25200 | 18 | 10.5 | 24800 | 35200 | 141.9% | 2.72 | 0 | 11 |  |  |  |  | R-410A | 2.1 | Residential & Commercial | USHP | Ducted CEE Tier 1
214731158 | Central HP <5.4 tons | BRYANT HEATING AND COOLING SYSTEMS | HRCU-A-CB (Split System: Heat Pump with Remote Outdoor Unit-Air-Source) | 38MURAQ24AB3* | ADP |  | H,PG35936 | 916SA48060M17*** | 23600 | 17 | 9 | 24200 | 23200 | 95.87% | 1.96 | 0 | 10 |  |  |  |  | R-410A | 1.9667 | Residential & Commercial | USHP | Ducted CEE Tier 1
214596069 | Central HP <5.4 tons | AIRQUEST | HRCU-A-C (Split System: Heat Pump with Remote Outdoor Unit with No Indoor Fan --Air Source) | DLCURAH18ABK | ADP |  | H,PG80936+TD | 0 | 18000 | 16 | 9.5 | 17400 | 14600 | 83.91% | 2.2 | 0 | 11.7 |  |  |  |  | R-410A | 1.5 | Residential & Commercial | USHP | Ducted CEE Tier 1
216952945 | Central HP <5.4 tons | TRANE | HRCU-A-CB (Split System: Heat Pump with Remote Outdoor Unit-Air-Source) | 5TWR5060A1 | ASPEN |  | DH60T4J | S9X2C080U5PSB | 52500 | 15.5 | 8.1 | 52000 | 36400 | 70% | 2.85 | 0 | 9.8 |  |  |  |  | R-454B | 4.375 | Residential & Commercial | USHP
214242176 | Central HP <5.4 tons | BRYANT HEATING AND COOLING SYSTEMS | HRCU-A-CB (Split System: Heat Pump with Remote Outdoor Unit-Air-Source) | 288BNV025*0**C* |  |  | CNPV*4221AL*+UI | 986TD42060C17*** | 23600 | 16 | 8.1 | 21600 | 16700 | 77.31% | 1.94 | 0 | 11 |  |  |  |  | R-410A | 1.9667 | Residential & Commercial | USHP | Ducted CEE Tier 1
214091952 | Central HP <5.4 tons | YORK | HRCU-A-CB (Split System: Heat Pump with Remote Outdoor Unit-Air-Source) | HMH72B341 | ASPEN |  | D(A,C,E)36A34+TDR | TL9E080C16UH11 | 31600 | 17.5 | 8.1 | 33800 | 27800 | 82.25% | 2.65 | 0 | 9.3 |  |  |  |  | R-410A | 2.6333 | Residential & Commercial | USHP
214091975 | Central HP <5.4 tons | YORK | HRCU-A-CB (Split System: Heat Pump with Remote Outdoor Unit-Air-Source) | HMH72B341 | ASPEN |  | D(A,C,E)48B34+TDR | TM8E100C16MP11 | 33000 | 18 | 8.2 | 32800 | 28600 | 87.2% | 2.68 | 0 | 10 |  |  |  |  | R-410A | 2.75 | Residential & Commercial | USHP | Ducted CEE Tier 1
214091977 | Central HP <5.4 tons | YORK | HRCU-A-CB (Split System: Heat Pump with Remote Outdoor Unit-Air-Source) | HMH72B341 | ASPEN |  | D(A,C,E)42A44+TDR | TM8E120C16MP11 | 33200 | 18 | 8.3 | 33000 | 29200 | 88.48% | 2.73 | 0 | 10 |  |  |  |  | R-410A | 2.7667 | Residential & Commercial | USHP | Ducted CEE Tier 1
214092041 | Central HP <5.4 tons | YORK | HRCU-A-CB (Split System: Heat Pump with Remote Outdoor Unit-Air-Source) | HMH72B341 | ASPEN |  | D(A,C,E)36A34+TDR | TM9V080B12MP12 | 32800 | 17 | 8.1 | 33600 | 29400 | 87.5% | 2.63 | 0 | 9.5 |  |  |  |  | R-410A | 2.7333 | Residential & Commercial | USHP
214092091 | Central HP <5.4 tons | YORK | HRCU-A-CB (Split System: Heat Pump with Remote Outdoor Unit-Air-Source) | HMH72B341 | ASPEN |  | D(A,C,E)48B34+TDR | TMLE100C16MP11 | 33000 | 18 | 8.2 | 32800 | 28600 | 87.2% | 2.68 | 0 | 10 |  |  |  |  | R-410A | 2.75 | Residential & Commercial | USHP | Ducted CEE Tier 1
214092118 | Central HP <5.4 tons | YORK | HRCU-A-CB (Split System: Heat Pump with Remote Outdoor Unit-Air-Source) | HMH72B341 | ASPEN |  | D(A,C,E)48B34+TDR | TP9C100C20MP13 | 32600 | 17.5 | 8.1 | 34000 | 28400 | 83.53% | 2.69 | 0 | 9.5 |  |  |  |  | R-410A | 2.7167 | Residential & Commercial | USHP
214092166 | Central HP <5.4 tons | YORK | HRCU-A-CB (Split System: Heat Pump with Remote Outdoor Unit-Air-Source) | HMH72B341 | ASPEN |  | D(A,C,E)42A44+TDR | Y81E100C20SMPS1 | 32400 | 17.5 | 8.5 | 33400 | 27600 | 82.63% | 2.7 | 0 | 9.5 |  |  |  |  | R-410A | 2.7 | Residential & Commercial | USHP
214092175 | Central HP <5.4 tons | YORK | HRCU-A-CB (Split System: Heat Pump with Remote Outdoor Unit-Air-Source) | HMH72B341 | ASPEN |  | D(A,C,E)48B34+TDR | Y81E120C20SMPS1 | 32600 | 17.5 | 8.5 | 34000 | 28000 | 82.35% | 2.66 | 0 | 9.5 |  |  |  |  | R-410A | 2.7167 | Residential & Commercial | USHP
214392048 | Central HP <5.4 tons | RUUD | HRCU-A-CB (Split System: Heat Pump with Remote Outdoor Unit-Air-Source) | RP15AZ48AJ2N | ASPEN |  | CP61B34+TDR | U802VA100521Z | 44000 | 15.5 | 8.2 | 45000 | 33800 | 75.11% | 3.04 | 0 | 10 |  |  |  |  | R-410A | 3.6667 | Residential & Commercial | USHP | Ducted CEE Tier 1
216990661 | Central HP <5.4 tons | BRYANT HEATING AND COOLING SYSTEMS | HRCU-A-CB (Split System: Heat Pump with Remote Outdoor Unit-Air-Source) | 293VAN048**AA* | ADP |  | C48A***L16*+TXV | 88*TB60110C21*** | 44000 | 21 | 9.5 | 46000 | 36000 | 78.26% | 1.92 | 0 | 11 |  |  |  |  | R-454B | 3.6667 | Residential & Commercial | USHP | Ducted CEE Tier 1
216990663 | Central HP <5.4 tons | BRYANT HEATING AND COOLING SYSTEMS | HRCU-A-CB (Split System: Heat Pump with Remote Outdoor Unit-Air-Source) | 293VAN048**AA* | ADP |  | PL60H210P17*+TXV | 88*TB60110C21*** | 45000 | 21 | 9.5 | 46000 | 35800 | 77.83% | 2 | 0 | 11 |  |  |  |  | R-454B | 3.75 | Residential & Commercial | USHP | Ducted CEE Tier 1
211756126 | Central HP <5.4 tons | YORK | HRCU-A-CB (Split System: Heat Pump with Remote Outdoor Unit-Air-Source) | HMH72B341 | ASPEN |  | D(A,C,E)36B36+TDR | YPLC100C16MP13 | 32000 | 17.5 | 8.1 | 33800 | 27400 | 81.07% | 2.54 | 0 | 9.9 |  |  |  |  | R-410A | 2.6667 | Residential & Commercial | USHP
215289762 | Central HP <5.4 tons | AIRQUEST | HRCU-A-CB (Split System: Heat Pump with Remote Outdoor Unit-Air-Source) | DLCURAH18ABK | ADP |  | HE34936 | *96MSN0261410A* | 17300 | 20 | 8.1 | 16700 | 18800 | 112.6% | 2.3 | 0 | 10.5 |  |  |  |  | R-410A | 1.4417 | Residential & Commercial | USHP | Ducted CEE Tier 1
214442673 | Central HP <5.4 tons | YORK | HRCU-A-CB (Split System: Heat Pump with Remote Outdoor Unit-Air-Source) | YH2F48TB21 | ASPEN |  | L(E,G)M60F4 | 0 | 44500 | 15.2 | 8.1 | 45500 | 37400 | 82.2% | 3.63 | 0 | 12 |  |  |  |  | R-410A | 3.7083 | Residential & Commercial | USHP | Ducted CEE Tier 1
216676347 | Central HP <5.4 tons | ARCOAIRE | HRCU-A-CB (Split System: Heat Pump with Remote Outdoor Unit-Air-Source) | D5CURAH24AAK |  |  | ESH5X36M12A* | *80MSU0401712A* | 24200 | 15.2 | 8.5 | 23600 | 19300 | 81.78% | 1.94 | 0 | 10 |  |  |  |  | R-454B | 2.0167 | Residential & Commercial | USHP | Ducted CEE Tier 1
216794555 | Central HP <5.4 tons | TRANE | HRCU-A-CB (Split System: Heat Pump with Remote Outdoor Unit-Air-Source) | 5TWV0X48A1 | ASPEN |  | D(A,C,E)60B4J+TDR | S9V2C100D5PSC+LRP | 41500 | 20 | 9 | 46000 | 41500 | 90.22% | 2.69 | 0 | 11.7 |  |  |  |  | R-454B | 3.4583 | Residential & Commercial | USHP | Ducted CEE Tier 1
216676214 | Central HP <5.4 tons | ARCOAIRE | HRCU-A-CB (Split System: Heat Pump with Remote Outdoor Unit-Air-Source) | D5CURAH24AAK |  |  | EA*5X36M17A* | *80VSL0701412B* | 23800 | 15.5 | 8.5 | 24000 | 19400 | 80.83% | 1.92 | 0 | 10 |  |  |  |  | R-454B | 1.9833 | Residential & Commercial | USHP | Ducted CEE Tier 1
216677951 | Central HP <5.4 tons | ARCOAIRE | HRCU-A-CB (Split System: Heat Pump with Remote Outdoor Unit-Air-Source) | D5CURAH24AAK |  |  | EA*5X37M17A* | *96VTN0401712B* | 24200 | 15.2 | 8.5 | 23600 | 19300 | 81.78% | 1.96 | 0 | 9.8 |  |  |  |  | R-454B | 2.0167 | Residential & Commercial | USHP
214595924 | Central HP <5.4 tons | AIRQUEST | HRCU-A-C (Split System: Heat Pump with Remote Outdoor Unit with No Indoor Fan --Air Source) | DLCURAH18ABK | ADP |  | HG80936+TD | 0 | 18000 | 16 | 9.5 | 17400 | 14600 | 83.91% | 2.2 | 0 | 11.7 |  |  |  |  | R-410A | 1.5 | Residential & Commercial | USHP | Ducted CEE Tier 1
216990361 | Central HP <5.4 tons | BRYANT HEATING AND COOLING SYSTEMS | HRCU-A-CB (Split System: Heat Pump with Remote Outdoor Unit-Air-Source) | 290VAN060**AA* | ADP |  | PL60H210P17*+TXV | 88*TB60070C21*** | 54500 | 18 | 8.5 | 57500 | 41500 | 72.17% | 1.88 | 0 | 8.5 |  |  |  |  | R-454B | 4.5417 | Residential & Commercial | USHP
216990370 | Central HP <5.4 tons | BRYANT HEATING AND COOLING SYSTEMS | HRCU-A-CB (Split System: Heat Pump with Remote Outdoor Unit-Air-Source) | 290VAN060**AA* | ADP |  | V,C60H210P17*+TXV | 88*TB60090C21*** | 55500 | 19 | 9 | 57500 | 41000 | 71.3% | 2.02 | 0 | 8.5 |  |  |  |  | R-454B | 4.625 | Residential & Commercial | USHP
216990259 | Central HP <5.4 tons | BRYANT HEATING AND COOLING SYSTEMS | HRCU-A-CB (Split System: Heat Pump with Remote Outdoor Unit-Air-Source) | 290VAN036**AA* | ADP |  | A36VCA*+TXV | 88*TB48070C17*** | 33000 | 18 | 9 | 33600 | 24800 | 73.81% | 1.88 | 0 | 9.5 |  |  |  |  | R-454B | 2.75 | Residential & Commercial | USHP
216990286 | Central HP <5.4 tons | BRYANT HEATING AND COOLING SYSTEMS | HRCU-A-CB (Split System: Heat Pump with Remote Outdoor Unit-Air-Source) | 290VAN036**AA* | ADP |  | C36A***L53*+TXV | 88*TB60070C21*** | 34400 | 18 | 9 | 33800 | 24800 | 73.37% | 1.88 | 0 | 10 |  |  |  |  | R-454B | 2.8667 | Residential & Commercial | USHP | Ducted CEE Tier 1
216676324 | Central HP <5.4 tons | ARCOAIRE | HRCU-A-CB (Split System: Heat Pump with Remote Outdoor Unit-Air-Source) | D5CURAH24AAK |  |  | EA*5X37M21A* | *80VSL0902120B* | 25000 | 15.2 | 8.5 | 23200 | 19100 | 82.33% | 1.96 | 0 | 10 |  |  |  |  | R-454B | 2.0833 | Residential & Commercial | USHP | Ducted CEE Tier 1
211263551 | Central HP <5.4 tons | ARCOAIRE | HRCU-A-CB (Split System: Heat Pump with Remote Outdoor Unit-Air-Source) | DLCURAH18ABK |  |  | EN(A,D)4X24L17** | OLV098A12* | 18100 | 15.5 | 8.5 | 19100 | 18700 | 97.91% | 2.24 | 0 | 10.5 |  |  |  |  | R-410A | 1.5083 | Residential & Commercial | USHP | Ducted CEE Tier 1
211263760 | Central HP <5.4 tons | ARCOAIRE | HRCU-A-CB (Split System: Heat Pump with Remote Outdoor Unit-Air-Source) | DLCURAH18ABK |  |  | EN(A,D)4X30L14** | *95ESN0261410A* | 18100 | 15.5 | 8.5 | 18800 | 18400 | 97.87% | 2.2 | 0 | 11 |  |  |  |  | R-410A | 1.5083 | Residential & Commercial | USHP | Ducted CEE Tier 1
214242316 | Central HP <5.4 tons | BRYANT HEATING AND COOLING SYSTEMS | HRCU-A-CB (Split System: Heat Pump with Remote Outdoor Unit-Air-Source) | 288BNV025*0**C* |  |  | CNPV*4821AL*+UI | 986TD66100C21*** | 24200 | 17 | 8.1 | 21200 | 16500 | 77.83% | 2 | 0 | 11.5 |  |  |  |  | R-410A | 2.0167 | Residential & Commercial | USHP | Ducted CEE Tier 1
214242366 | Central HP <5.4 tons | BRYANT HEATING AND COOLING SYSTEMS | HRCU-A-CB (Split System: Heat Pump with Remote Outdoor Unit-Air-Source) | 288BNV025*0**C* |  |  | CNPV*4824AL*+UI | 987MC66120C24*** | 24200 | 17 | 8.1 | 21200 | 16600 | 78.3% | 2 | 0 | 11 |  |  |  |  | R-410A | 2.0167 | Residential & Commercial | USHP | Ducted CEE Tier 1
213500970 | Central HP <5.4 tons | YORK | HRCU-A-CB (Split System: Heat Pump with Remote Outdoor Unit-Air-Source) | YH2F48TB21 | ASPEN |  | D(A,C,E)60B44+TDR | TM9E100C16MP12 | 43000 | 16.1 | 8.3 | 44500 | 31200 | 70.11% | 3.14 | 0 | 11 |  |  |  |  | R-410A | 3.5833 | Residential & Commercial | USHP | Ducted CEE Tier 1
214610132 | Central HP <5.4 tons | FRIEDRICH | HRCU-A-CB (Split System: Heat Pump with Remote Outdoor Unit-Air-Source) | FRP18AZ36AJVC |  |  | TCFZ6021SEAAM | FR97MV0855A21DH | 34200 | 19 | 8.5 | 34200 | 43000 | 125.7% | 2.2 | 0 | 12.5 |  |  |  |  | R-410A | 2.85 | Residential & Commercial | USHP | Ducted CEE Tier 1
216676531 | Central HP <5.4 tons | ARCOAIRE | HRCU-A-CB (Split System: Heat Pump with Remote Outdoor Unit-Air-Source) | D5CURAH24AAK |  |  | ESH5X36M12A* | *80MS(N,L)0701712A* | 23800 | 15.2 | 8.5 | 23600 | 19200 | 81.36% | 1.94 | 0 | 9.8 |  |  |  |  | R-454B | 1.9833 | Residential & Commercial | USHP
216677848 | Central HP <5.4 tons | ARCOAIRE | HRCU-A-CB (Split System: Heat Pump with Remote Outdoor Unit-Air-Source) | D5CURAH24AAK |  |  | ESH5X36M12A* | *95MSU1002122A* | 24800 | 16 | 8.5 | 24000 | 19400 | 80.83% | 1.92 | 0 | 10 |  |  |  |  | R-454B | 2.0667 | Residential & Commercial | USHP | Ducted CEE Tier 1
213613500 | Central HP <5.4 tons | PAYNE HEATING AND COOLING | HRCU-A-CB (Split System: Heat Pump with Remote Outdoor Unit-Air-Source) | 38MURAQ24AB3* | ASPEN |  | L(E,G)M36C4 | 0 | 23800 | 15.2 | 8.5 | 26400 | 23400 | 88.64% | 1.92 | 0 | 9.8 |  |  |  |  | R-410A | 1.9833 | Residential & Commercial | USHP
204299109 | Central HP <5.4 tons | ARCOAIRE | HRCU-A-CB (Split System: Heat Pump with Remote Outdoor Unit-Air-Source) | HVH837GKA** |  |  | EA*4X42L24A*+WALLCON | *97CMN1002122A* | 31800 | 17.5 | 8.1 | 33000 | 24400 | 73.94% | 1.9 | 12 | 11.5 |  |  |  |  | R-410A | 2.65 | Residential & Commercial | USHP | Ducted CEE Tier 1
212578276 | Central HP <5.4 tons | CARRIER | HRCU-A-CB (Split System: Heat Pump with Remote Outdoor Unit-Air-Source) | 25VNA448A*031* | ADP |  | H,PG3K960 | 58TN*A135C24**22 | 44500 | 21 | 9 | 43500 | 35600 | 81.84% | 2.36 | 0 | 12 |  |  |  |  | R-410A | 3.7083 | Residential & Commercial | USHP | Ducted CEE Tier 1
214627169 | Central HP <5.4 tons | CARRIER | HRCU-A-CB (Split System: Heat Pump with Remote Outdoor Unit-Air-Source) | 25VNA448A*031* | ADP |  | PL60H210P299 | 59CU5A080C21**20 | 44000 | 21 | 8.5 | 44500 | 36000 | 80.9% | 2.18 | 0 | 12 |  |  |  |  | R-410A | 3.6667 | Residential & Commercial | USHP | Ducted CEE Tier 1
215375194 | Central HP <5.4 tons | RUUD | HRCU-A-CB (Split System: Heat Pump with Remote Outdoor Unit-Air-Source) | RD17AZ36AJ3N | ASPEN |  | D(A,C,E)36C46+TDR | R951V1005A21M4S | 33000 | 17 | 8.1 | 34200 | 31400 | 91.81% | 1.9 | 0 | 10 |  |  |  |  | R-410A | 2.75 | Residential & Commercial | USHP | Ducted CEE Tier 1
213779097 | Central HP <5.4 tons | HEIL | HRCU-A-CB (Split System: Heat Pump with Remote Outdoor Unit-Air-Source) | HVH837GKA** |  |  | EA*4X42L21A*+WALLCON | *80CTL1102120B* | 31800 | 17 | 8.1 | 32800 | 24200 | 73.78% | 1.88 | 0 | 11 |  |  |  |  | R-410A | 2.65 | Residential & Commercial | USHP | Ducted CEE Tier 1
213779467 | Central HP <5.4 tons | HEIL | HRCU-A-CB (Split System: Heat Pump with Remote Outdoor Unit-Air-Source) | HVH837GKA** |  |  | EA*4X48L21A*+WALLCON | *96CTN0801714B* | 32200 | 17 | 8.1 | 32800 | 25000 | 76.22% | 1.96 | 0 | 11 |  |  |  |  | R-410A | 2.6833 | Residential & Commercial | USHP | Ducted CEE Tier 1
212970482 | Central HP <5.4 tons | HEIL | HRCU-A-CB (Split System: Heat Pump with Remote Outdoor Unit-Air-Source) | DLCURAH36ABK |  |  | EN(A,D,W)4X48L21** | *80VSL0701716B* | 36200 | 16 | 8.1 | 38500 | 35000 | 90.91% | 2 | 0 | 10 |  |  |  |  | R-410A | 3.0167 | Residential & Commercial | USHP | Ducted CEE Tier 1
212974058 | Central HP <5.4 tons | HEIL | HRCU-A-CB (Split System: Heat Pump with Remote Outdoor Unit-Air-Source) | DLCURAH36ABK |  |  | EA*4X48L21A* | *96VSN0801716B* | 35400 | 16 | 8.1 | 37800 | 34800 | 92.06% | 2 | 0 | 10 |  |  |  |  | R-410A | 2.95 | Residential & Commercial | USHP | Ducted CEE Tier 1
216571264 | Central HP <5.4 tons | TRANE | HRCU-A-CB (Split System: Heat Pump with Remote Outdoor Unit-Air-Source) | 5TWV8X36A1 |  |  | 5PX*C009AS3 | S8V2C080M5PCB | 33000 | 18.1 | 8.5 | 33000 | 25200 | 76.36% | 2.1 | 0 | 10.5 |  |  |  |  | R-454B | 2.75 | Residential & Commercial | USHP | Ducted CEE Tier 1
216678274 | Central HP <5.4 tons | ARCOAIRE | HRCU-A-CB (Split System: Heat Pump with Remote Outdoor Unit-Air-Source) | D5CURAH24AAK |  |  | EA*5X37M21A* | *97VTN0601716A* | 24400 | 15.5 | 8.5 | 23000 | 19000 | 82.61% | 1.96 | 0 | 10 |  |  |  |  | R-454B | 2.0333 | Residential & Commercial | USHP | Ducted CEE Tier 1
212982970 | Central HP <5.4 tons | TEMPSTAR | HRCU-A-CB (Split System: Heat Pump with Remote Outdoor Unit-Air-Source) | DLCURAH30ABK |  |  | EA*4X42L24A* | *80MSU0802120A* | 29600 | 15.5 | 8.5 | 33600 | 27400 | 81.55% | 1.78 | 0 | 9 |  |  |  |  | R-410A | 2.4667 | Residential & Commercial | USHP
214392155 | Central HP <5.4 tons | RUUD | HRCU-A-CB (Split System: Heat Pump with Remote Outdoor Unit-Air-Source) | RD17AZ24AJ3N | ASPEN |  | D(A,C,E)30B34+TDR | R801V0504A17UHN | 21600 | 18 | 8.1 | 22600 | 16900 | 74.78% | 2 | 0 | 10 |  |  |  |  | R-410A | 1.8 | Residential & Commercial | USHP | Ducted CEE Tier 1
206766034 | Central HP <5.4 tons | AIRQUEST | HRCU-A-CB (Split System: Heat Pump with Remote Outdoor Unit-Air-Source) | HVH825GKA3* |  |  | EA*4X37L21A*+WALLCON | *80CTL0901716A* | 24600 | 17.5 | 8.5 | 21000 | 16500 | 78.57% | 2.04 | 12 | 11.7 |  |  |  |  | R-410A | 2.05 | Residential & Commercial | USHP | Ducted CEE Tier 1
214392157 | Central HP <5.4 tons | RUUD | HRCU-A-CB (Split System: Heat Pump with Remote Outdoor Unit-Air-Source) | RD17AZ24AJ3N | ASPEN |  | D(A,C,E)30D24+TDR | R801V0504A17UHN | 20800 | 17.8 | 8.1 | 22600 | 16900 | 74.78% | 2 | 0 | 9.7 |  |  |  |  | R-410A | 1.7333 | Residential & Commercial | USHP
214392241 | Central HP <5.4 tons | RUUD | HRCU-A-CB (Split System: Heat Pump with Remote Outdoor Unit-Air-Source) | RD17AZ24AJ3N | ASPEN |  | D(A,C,E)36C24+TDR | R801V0754A17UHN | 20800 | 18.8 | 8.1 | 22600 | 16800 | 74.34% | 2.1 | 0 | 9.7 |  |  |  |  | R-410A | 1.7333 | Residential & Commercial | USHP
216990559 | Central HP <5.4 tons | BRYANT HEATING AND COOLING SYSTEMS | HRCU-A-CB (Split System: Heat Pump with Remote Outdoor Unit-Air-Source) | 293VAN036**AA* | ADP |  | PL36H***P44*+TXV | 88*TB36045C17*** | 33000 | 19 | 9 | 33800 | 26800 | 79.29% | 1.9 | 0 | 10.5 |  |  |  |  | R-454B | 2.75 | Residential & Commercial | USHP | Ducted CEE Tier 1
216990561 | Central HP <5.4 tons | BRYANT HEATING AND COOLING SYSTEMS | HRCU-A-CB (Split System: Heat Pump with Remote Outdoor Unit-Air-Source) | 293VAN036**AA* | ADP |  | C36A***L53*+TXV | 88*TB36045C17*** | 33800 | 19 | 9 | 33600 | 26400 | 78.57% | 1.92 | 0 | 11 |  |  |  |  | R-454B | 2.8167 | Residential & Commercial | USHP | Ducted CEE Tier 1
215293074 | Central HP <5.4 tons | AIRQUEST | HRCU-A-CB (Split System: Heat Pump with Remote Outdoor Unit-Air-Source) | DLCURAH24ABK | ADP |  | H,GE24936 | *96VTN0802120B* | 23200 | 17 | 8.5 | 24800 | 23600 | 95.16% | 1.98 | 0 | 10 |  |  |  |  | R-410A | 1.9333 | Residential & Commercial | USHP | Ducted CEE Tier 1
215293076 | Central HP <5.4 tons | AIRQUEST | HRCU-A-CB (Split System: Heat Pump with Remote Outdoor Unit-Air-Source) | DLCURAH24ABK | ADP |  | H,GG31930 | *96VTN0802120B* | 22800 | 16 | 8.5 | 24800 | 23600 | 95.16% | 1.98 | 0 | 10 |  |  |  |  | R-410A | 1.9 | Residential & Commercial | USHP | Ducted CEE Tier 1
215293135 | Central HP <5.4 tons | AIRQUEST | HRCU-A-CB (Split System: Heat Pump with Remote Outdoor Unit-Air-Source) | DLCURAH24ABK | ADP |  | HG32924 | *96VTN1002120A* | 23400 | 17 | 8.5 | 24400 | 22400 | 91.8% | 1.9 | 0 | 9.5 |  |  |  |  | R-410A | 1.95 | Residential & Commercial | USHP
215293149 | Central HP <5.4 tons | AIRQUEST | HRCU-A-CB (Split System: Heat Pump with Remote Outdoor Unit-Air-Source) | DLCURAH24ABK | ADP |  | H,GE35936 | *96VTN1002120A* | 24000 | 17 | 8.5 | 24400 | 22400 | 91.8% | 1.9 | 0 | 10 |  |  |  |  | R-410A | 2 | Residential & Commercial | USHP | Ducted CEE Tier 1
215293167 | Central HP <5.4 tons | AIRQUEST | HRCU-A-CB (Split System: Heat Pump with Remote Outdoor Unit-Air-Source) | DLCURAH24ABK | ADP |  | H,GG80936 | *96VTN1002120A* | 24000 | 17 | 8.5 | 24400 | 22400 | 91.8% | 1.9 | 0 | 10 |  |  |  |  | R-410A | 2 | Residential & Commercial | USHP | Ducted CEE Tier 1
215293201 | Central HP <5.4 tons | AIRQUEST | HRCU-A-CB (Split System: Heat Pump with Remote Outdoor Unit-Air-Source) | DLCURAH24ABK | ADP |  | H,GG37936 | *96VTN1002120B* | 23600 | 17 | 8.5 | 24600 | 24200 | 98.37% | 2.04 | 0 | 10.5 |  |  |  |  | R-410A | 1.9667 | Residential & Commercial | USHP | Ducted CEE Tier 1
215293219 | Central HP <5.4 tons | AIRQUEST | HRCU-A-CB (Split System: Heat Pump with Remote Outdoor Unit-Air-Source) | DLCURAH24ABK | ADP |  | HG80936 | *96VTN1002120B* | 23600 | 17 | 8.5 | 24600 | 24200 | 98.37% | 2.04 | 0 | 10.5 |  |  |  |  | R-410A | 1.9667 | Residential & Commercial | USHP | Ducted CEE Tier 1
215293226 | Central HP <5.4 tons | AIRQUEST | HRCU-A-CB (Split System: Heat Pump with Remote Outdoor Unit-Air-Source) | DLCURAH24ABK | ADP |  | H,GG31924 | *96VTN1002122A* | 22600 | 16 | 8.1 | 24200 | 23400 | 96.69% | 1.98 | 0 | 10 |  |  |  |  | R-410A | 1.8833 | Residential & Commercial | USHP | Ducted CEE Tier 1
216676031 | Central HP <5.4 tons | ARCOAIRE | HRCU-A-CB (Split System: Heat Pump with Remote Outdoor Unit-Air-Source) | D5CURAH24AAK |  |  | EA*5X37M21A* | *80MS(N,L)0901714A* | 24400 | 15.5 | 8.5 | 23000 | 19000 | 82.61% | 1.96 | 0 | 10 |  |  |  |  | R-454B | 2.0333 | Residential & Commercial | USHP | Ducted CEE Tier 1
216676174 | Central HP <5.4 tons | ARCOAIRE | HRCU-A-CB (Split System: Heat Pump with Remote Outdoor Unit-Air-Source) | D5CURAH24AAK |  |  | EA*5X30M14A* | *80VSL0701412B* | 23600 | 15.2 | 8.5 | 24200 | 19400 | 80.17% | 1.9 | 0 | 9.8 |  |  |  |  | R-454B | 1.9667 | Residential & Commercial | USHP
216990677 | Central HP <5.4 tons | BRYANT HEATING AND COOLING SYSTEMS | HRCU-A-CB (Split System: Heat Pump with Remote Outdoor Unit-Air-Source) | 293VAN060**AA* | ADP |  | PL60H210P29*+TXV | 88*TB60090C21*** | 56000 | 18 | 8.1 | 59000 | 45000 | 76.27% | 2 | 0 | 11.5 |  |  |  |  | R-454B | 4.6667 | Residential & Commercial | USHP | Ducted CEE Tier 1
216675847 | Central HP <5.4 tons | ARCOAIRE | HRCU-A-CB (Split System: Heat Pump with Remote Outdoor Unit-Air-Source) | D5CURAH24AAK |  |  | EA*5X24M17A* | *80MS(N,L)0701712A* | 23600 | 15.2 | 9 | 24800 | 19600 | 79.03% | 2 | 0 | 9.8 |  |  |  |  | R-454B | 1.9667 | Residential & Commercial | USHP
215934733 | Central HP <5.4 tons | TEMPSTAR | HRCU-A-CB (Split System: Heat Pump with Remote Outdoor Unit-Air-Source) | T5H3V36*K*AAA* |  |  | EVM5X36M17A*+WALLCON | *96CTN0601714B* | 34000 | 20 | 8.1 | 38000 | 27200 | 71.58% | 2 | 0 | 11 |  |  |  |  | R-454B | 2.8333 | Residential & Commercial | USHP | Ducted CEE Tier 1
215934833 | Central HP <5.4 tons | TEMPSTAR | HRCU-A-CB (Split System: Heat Pump with Remote Outdoor Unit-Air-Source) | T5H3V36*K*AAA* |  |  | EVM5X44M21A*+WALLCON | *80CTL0702120B* | 35600 | 21.5 | 8.5 | 38000 | 28600 | 75.26% | 2.02 | 0 | 12 |  |  |  |  | R-454B | 2.9667 | Residential & Commercial | USHP | Ducted CEE Tier 1
215934853 | Central HP <5.4 tons | TEMPSTAR | HRCU-A-CB (Split System: Heat Pump with Remote Outdoor Unit-Air-Source) | T5H3V36*K*AAA* |  |  | EVM5X44M21A*+WALLCON | *80CTL0902120B* | 35600 | 22 | 8.5 | 38000 | 28400 | 74.74% | 2.02 | 0 | 12.5 |  |  |  |  | R-454B | 2.9667 | Residential & Commercial | USHP | Ducted CEE Tier 1
215934933 | Central HP <5.4 tons | TEMPSTAR | HRCU-A-CB (Split System: Heat Pump with Remote Outdoor Unit-Air-Source) | T5H3V36*K*AAA* |  |  | EVM5X44M21A*+WALLCON | *97CMN1002122B* | 35600 | 22 | 8.5 | 38000 | 28600 | 75.26% | 2.02 | 0 | 12.5 |  |  |  |  | R-454B | 2.9667 | Residential & Commercial | USHP | Ducted CEE Tier 1
215935003 | Central HP <5.4 tons | TEMPSTAR | HRCU-A-CB (Split System: Heat Pump with Remote Outdoor Unit-Air-Source) | T5H3V36*K*AAA* |  |  | EVM5X49M21A*+WALLCON | *80CTL0451712B* | 35200 | 21 | 8.5 | 39000 | 29400 | 75.38% | 2 | 0 | 11.7 |  |  |  |  | R-454B | 2.9333 | Residential & Commercial | USHP | Ducted CEE Tier 1
215375305 | Central HP <5.4 tons | RUUD | HRCU-A-CB (Split System: Heat Pump with Remote Outdoor Unit-Air-Source) | RD17AZ48AJ3N | ASPEN |  | D(A,C,E)60D36+TDR | R921V1005A21M4S | 45500 | 15.2 | 8.1 | 45500 | 32600 | 71.65% | 2.3 | 0 | 10 |  |  |  |  | R-410A | 3.7917 | Residential & Commercial | USHP | Ducted CEE Tier 1
215375321 | Central HP <5.4 tons | RUUD | HRCU-A-CB (Split System: Heat Pump with Remote Outdoor Unit-Air-Source) | RD17AZ48AJ3N | ASPEN |  | D(A,C,E)60D36+TDR | R951V1005A21M4S | 45500 | 15.2 | 8.1 | 45500 | 32600 | 71.65% | 2.3 | 0 | 10 |  |  |  |  | R-410A | 3.7917 | Residential & Commercial | USHP | Ducted CEE Tier 1
214092200 | Central HP <5.4 tons | YORK | HRCU-A-CB (Split System: Heat Pump with Remote Outdoor Unit-Air-Source) | HMH72B341 | ASPEN |  | D(A,C,E)48B34+TDR | YP9C100C20MP13 | 32600 | 17.5 | 8.1 | 34000 | 28400 | 83.53% | 2.69 | 0 | 9.5 |  |  |  |  | R-410A | 2.7167 | Residential & Commercial | USHP
215293242 | Central HP <5.4 tons | AIRQUEST | HRCU-A-CB (Split System: Heat Pump with Remote Outdoor Unit-Air-Source) | DLCURAH24ABK | ADP |  | HE33936 | *96VTN1002122A* | 23200 | 17 | 8.1 | 24200 | 23400 | 96.69% | 1.98 | 0 | 10 |  |  |  |  | R-410A | 1.9333 | Residential & Commercial | USHP | Ducted CEE Tier 1
215293251 | Central HP <5.4 tons | AIRQUEST | HRCU-A-CB (Split System: Heat Pump with Remote Outdoor Unit-Air-Source) | DLCURAH24ABK | ADP |  | H,GG37936 | *96VTN1002122A* | 23600 | 17 | 8.1 | 24200 | 23400 | 96.69% | 1.98 | 0 | 10.5 |  |  |  |  | R-410A | 1.9667 | Residential & Commercial | USHP | Ducted CEE Tier 1
215293260 | Central HP <5.4 tons | AIRQUEST | HRCU-A-CB (Split System: Heat Pump with Remote Outdoor Unit-Air-Source) | DLCURAH24ABK | ADP |  | H,GE8J936 | *96VTN1002122A* | 23400 | 17 | 8.1 | 24200 | 23400 | 96.69% | 1.98 | 0 | 10.5 |  |  |  |  | R-410A | 1.95 | Residential & Commercial | USHP | Ducted CEE Tier 1
215293276 | Central HP <5.4 tons | AIRQUEST | HRCU-A-CB (Split System: Heat Pump with Remote Outdoor Unit-Air-Source) | DLCURAH24ABK | ADP |  | H,GE31924 | *96VTN1002122B* | 23200 | 17 | 8.5 | 24800 | 22800 | 91.94% | 1.92 | 0 | 9.5 |  |  |  |  | R-410A | 1.9333 | Residential & Commercial | USHP
215294596 | Central HP <5.4 tons | AIRQUEST | HRCU-A-CB (Split System: Heat Pump with Remote Outdoor Unit-Air-Source) | DLCURAH36ABK | ADP |  | HE34936 | *92MSN0601412A* | 35000 | 15.2 | 8.5 | 36800 | 34800 | 94.57% | 2 | 0 | 9.5 |  |  |  |  | R-410A | 2.9167 | Residential & Commercial | USHP
215294632 | Central HP <5.4 tons | AIRQUEST | HRCU-A-CB (Split System: Heat Pump with Remote Outdoor Unit-Air-Source) | DLCURAH36ABK | ADP |  | H,GG33936 | *92MSN0601714A* | 35000 | 16 | 8.1 | 36800 | 34800 | 94.57% | 1.82 | 0 | 9.5 |  |  |  |  | R-410A | 2.9167 | Residential & Commercial | USHP
215294737 | Central HP <5.4 tons | AIRQUEST | HRCU-A-CB (Split System: Heat Pump with Remote Outdoor Unit-Air-Source) | DLCURAH36ABK | ADP |  | H,GE33936 | *92MSN0802120A* | 34400 | 16 | 8.5 | 36200 | 34200 | 94.48% | 2.02 | 0 | 9.5 |  |  |  |  | R-410A | 2.8667 | Residential & Commercial | USHP
215294755 | Central HP <5.4 tons | AIRQUEST | HRCU-A-CB (Split System: Heat Pump with Remote Outdoor Unit-Air-Source) | DLCURAH36ABK | ADP |  | H,GE36936 | *92MSN0802120A* | 35600 | 16 | 8.5 | 36200 | 34200 | 94.48% | 2.02 | 0 | 10 |  |  |  |  | R-410A | 2.9667 | Residential & Commercial | USHP | Ducted CEE Tier 1
215294762 | Central HP <5.4 tons | AIRQUEST | HRCU-A-CB (Split System: Heat Pump with Remote Outdoor Unit-Air-Source) | DLCURAH36ABK | ADP |  | HG48936 | *92MSN0802120A* | 35800 | 16 | 8.5 | 36200 | 34200 | 94.48% | 2.02 | 0 | 10 |  |  |  |  | R-410A | 2.9833 | Residential & Commercial | USHP | Ducted CEE Tier 1
215294764 | Central HP <5.4 tons | AIRQUEST | HRCU-A-CB (Split System: Heat Pump with Remote Outdoor Unit-Air-Source) | DLCURAH36ABK | ADP |  | HG7J936 | *92MSN0802120A* | 34200 | 16 | 8.5 | 36200 | 34200 | 94.48% | 2.02 | 0 | 9.5 |  |  |  |  | R-410A | 2.85 | Residential & Commercial | USHP
215294832 | Central HP <5.4 tons | AIRQUEST | HRCU-A-CB (Split System: Heat Pump with Remote Outdoor Unit-Air-Source) | DLCURAH36ABK | ADP |  | H,GG32936 | *92MSN1002122A* | 34200 | 16 | 8.5 | 36200 | 34200 | 94.48% | 2.04 | 0 | 9.5 |  |  |  |  | R-410A | 2.85 | Residential & Commercial | USHP
215294839 | Central HP <5.4 tons | AIRQUEST | HRCU-A-CB (Split System: Heat Pump with Remote Outdoor Unit-Air-Source) | DLCURAH36ABK | ADP |  | HE33936 | *92MSN1002122A* | 35200 | 16 | 8.1 | 36800 | 34600 | 94.02% | 1.88 | 0 | 10 |  |  |  |  | R-410A | 2.9333 | Residential & Commercial | USHP | Ducted CEE Tier 1
215294855 | Central HP <5.4 tons | AIRQUEST | HRCU-A-CB (Split System: Heat Pump with Remote Outdoor Unit-Air-Source) | DLCURAH36ABK | ADP |  | H,GE7J936 | *92MSN1002122A* | 34000 | 16 | 8.1 | 36800 | 34600 | 94.02% | 2 | 0 | 10 |  |  |  |  | R-410A | 2.8333 | Residential & Commercial | USHP | Ducted CEE Tier 1
216974895 | Central HP <5.4 tons | BRYANT HEATING AND COOLING SYSTEMS | HRCU-A-CB (Split System: Heat Pump with Remote Outdoor Unit-Air-Source) | 293VAN060**AA* | ADP |  | V,C60H210P17*+TXV | 83*CA60100C21*** | 55500 | 19 | 8.5 | 58500 | 46000 | 78.63% | 2.02 | 0 | 10.5 |  |  |  |  | R-454B | 4.625 | Residential & Commercial | USHP | Ducted CEE Tier 1
206767137 | Central HP <5.4 tons | DAY & NIGHT | HRCU-A-CB (Split System: Heat Pump with Remote Outdoor Unit-Air-Source) | CVH825GKA3* |  |  | EA*4X36L17A*+WALLCON | *80CSU0601716A* | 23600 | 16.5 | 8.1 | 21400 | 16700 | 78.04% | 1.92 | 11 | 10.5 |  |  |  |  | R-410A | 1.9667 | Residential & Commercial | USHP | Ducted CEE Tier 1
216677445 | Central HP <5.4 tons | ARCOAIRE | HRCU-A-CB (Split System: Heat Pump with Remote Outdoor Unit-Air-Source) | D5CURAH24AAK |  |  | EA*5X37M17A* | *96VSN0401712B* | 24200 | 15.2 | 8.5 | 23600 | 19300 | 81.78% | 1.96 | 0 | 9.8 |  |  |  |  | R-454B | 2.0167 | Residential & Commercial | USHP
216677595 | Central HP <5.4 tons | ARCOAIRE | HRCU-A-CB (Split System: Heat Pump with Remote Outdoor Unit-Air-Source) | D5CURAH24AAK |  |  | EA*5X37M17A* | *96VSN0801716B* | 24400 | 15.5 | 8.5 | 23600 | 19300 | 81.78% | 1.94 | 0 | 10 |  |  |  |  | R-454B | 2.0333 | Residential & Commercial | USHP | Ducted CEE Tier 1
214243256 | Central HP <5.4 tons | BRYANT HEATING AND COOLING SYSTEMS | HRCU-A-CB (Split System: Heat Pump with Remote Outdoor Unit-Air-Source) | 288BNV025*0**B* |  |  | CNPV*4824AL*+UI | 986TD66120C24*** | 24200 | 17 | 8.1 | 21200 | 16600 | 78.3% | 2.02 | 0 | 11.5 |  |  |  |  | R-410A | 2.0167 | Residential & Commercial | USHP | Ducted CEE Tier 1
215375249 | Central HP <5.4 tons | RUUD | HRCU-A-CB (Split System: Heat Pump with Remote Outdoor Unit-Air-Source) | RD17AZ48AJ3N | ASPEN |  | D(A,C,E)60D36+TDR | R801V1505A24UH | 45500 | 16 | 8.1 | 45500 | 32400 | 71.21% | 2.4 | 0 | 10 |  |  |  |  | R-410A | 3.7917 | Residential & Commercial | USHP | Ducted CEE Tier 1
215375274 | Central HP <5.4 tons | RUUD | HRCU-A-CB (Split System: Heat Pump with Remote Outdoor Unit-Air-Source) | RD17AZ48AJ3N | ASPEN |  | D(A,C,E)48B44+TDR | R802V1255A24DZ | 44000 | 16 | 8.1 | 45500 | 32400 | 71.21% | 2.4 | 0 | 10 |  |  |  |  | R-410A | 3.6667 | Residential & Commercial | USHP | Ducted CEE Tier 1
215375276 | Central HP <5.4 tons | RUUD | HRCU-A-CB (Split System: Heat Pump with Remote Outdoor Unit-Air-Source) | RD17AZ48AJ3N | ASPEN |  | D(A,C,E)60D34+TDR | R802V1255A24DZ | 45500 | 16 | 8.1 | 45500 | 32400 | 71.21% | 2.4 | 0 | 10 |  |  |  |  | R-410A | 3.7917 | Residential & Commercial | USHP | Ducted CEE Tier 1
215375278 | Central HP <5.4 tons | RUUD | HRCU-A-CB (Split System: Heat Pump with Remote Outdoor Unit-Air-Source) | RD17AZ48AJ3N | ASPEN |  | D(A,C,E)48B44+TDR | R802V1255A24UHN | 44000 | 16 | 8.1 | 45500 | 32400 | 71.21% | 2.4 | 0 | 10 |  |  |  |  | R-410A | 3.6667 | Residential & Commercial | USHP | Ducted CEE Tier 1
215375301 | Central HP <5.4 tons | RUUD | HRCU-A-CB (Split System: Heat Pump with Remote Outdoor Unit-Air-Source) | RD17AZ48AJ3N | ASPEN |  | D(A,C,E)60D36+TDR | R921V0855A21M4S | 45500 | 15.2 | 8.1 | 45500 | 32600 | 71.65% | 2.3 | 0 | 10 |  |  |  |  | R-410A | 3.7917 | Residential & Commercial | USHP | Ducted CEE Tier 1
215375310 | Central HP <5.4 tons | RUUD | HRCU-A-CB (Split System: Heat Pump with Remote Outdoor Unit-Air-Source) | RD17AZ48AJ3N | ASPEN |  | D(A,C,E)48B44+TDR | R951V0705A21M4S | 44000 | 15.2 | 8.1 | 45500 | 32600 | 71.65% | 2.3 | 0 | 10 |  |  |  |  | R-410A | 3.6667 | Residential & Commercial | USHP | Ducted CEE Tier 1
216675983 | Central HP <5.4 tons | ARCOAIRE | HRCU-A-CB (Split System: Heat Pump with Remote Outdoor Unit-Air-Source) | D5CURAH24AAK |  |  | EA*5X30M17A* | *80MS(N,L)0901714A* | 23600 | 15.2 | 8.5 | 24200 | 19400 | 80.17% | 1.9 | 0 | 9.8 |  |  |  |  | R-454B | 1.9667 | Residential & Commercial | USHP
214392248 | Central HP <5.4 tons | RUUD | HRCU-A-CB (Split System: Heat Pump with Remote Outdoor Unit-Air-Source) | RD17AZ24AJ3N | ASPEN |  | D(A,C,E)24D24+TDR | R801V0754A17UHS | 20400 | 18.6 | 8.1 | 22600 | 16800 | 74.34% | 2.1 | 0 | 9 |  |  |  |  | R-410A | 1.7 | Residential & Commercial | USHP
214392316 | Central HP <5.4 tons | RUUD | HRCU-A-CB (Split System: Heat Pump with Remote Outdoor Unit-Air-Source) | RD17AZ24AJ3N | ASPEN |  | D(A,C,E)30C24+TDR | R802V0503A14UHS | 20400 | 17.7 | 8.1 | 22600 | 16900 | 74.78% | 2 | 0 | 9 |  |  |  |  | R-410A | 1.7 | Residential & Commercial | USHP
214392364 | Central HP <5.4 tons | RUUD | HRCU-A-CB (Split System: Heat Pump with Remote Outdoor Unit-Air-Source) | RD17AZ24AJ3N | ASPEN |  | D(A,C,E)30C24+TDR | R802V0754A17DZ | 20400 | 18.6 | 8.1 | 22600 | 16800 | 74.34% | 2.1 | 0 | 9 |  |  |  |  | R-410A | 1.7 | Residential & Commercial | USHP
214392384 | Central HP <5.4 tons | RUUD | HRCU-A-CB (Split System: Heat Pump with Remote Outdoor Unit-Air-Source) | RD17AZ24AJ3N | ASPEN |  | D(A,C,E)36B24+TDR | R802V0754A17UHN | 20400 | 18.6 | 8.1 | 22600 | 16800 | 74.34% | 2.1 | 0 | 9 |  |  |  |  | R-410A | 1.7 | Residential & Commercial | USHP
214392466 | Central HP <5.4 tons | RUUD | HRCU-A-CB (Split System: Heat Pump with Remote Outdoor Unit-Air-Source) | RD17AZ24AJ3N | ASPEN |  | D(A,C,E)36D24+TDR | R921V0603A17M4S | 21000 | 17.9 | 8.1 | 22600 | 17000 | 75.22% | 2 | 0 | 9.8 |  |  |  |  | R-410A | 1.75 | Residential & Commercial | USHP
212975320 | Central HP <5.4 tons | CARRIER | HRCU-A-CB (Split System: Heat Pump with Remote Outdoor Unit-Air-Source) | 38MURAQ24AB3* |  |  | CAP**3721AL* | 59TP6C040V17**12 | 24200 | 16.5 | 8.5 | 25400 | 21600 | 85.04% | 1.8 | 0 | 10 |  |  |  |  | R-410A | 2.0167 | Residential & Commercial | USHP | Ducted CEE Tier 1
212975639 | Central HP <5.4 tons | CARRIER | HRCU-A-CB (Split System: Heat Pump with Remote Outdoor Unit-Air-Source) | 38MURAQ24AB3* |  |  | CAP**2417AL* | 59TP6C060V14**12 | 23200 | 16.5 | 8.5 | 26800 | 26800 | 100% | 2.28 | 0 | 10 |  |  |  |  | R-410A | 1.9333 | Residential & Commercial | USHP | Ducted CEE Tier 1
213361076 | Central HP <5.4 tons | LENNOX | HRCU-A-CB (Split System: Heat Pump with Remote Outdoor Unit-Air-Source) | SL25XPV-048-230A** | ADP |  | LH40/61W9 | EL297UH090XV60C* | 44500 | 20 | 9.2 | 43500 | 37200 | 85.52% | 1.82 | 0 | 12 |  |  |  |  | R-410A | 3.7083 | Residential & Commercial | USHP | Ducted CEE Tier 1
207436523 | Central HP <5.4 tons | LENNOX | HRCU-A-CB (Split System: Heat Pump with Remote Outdoor Unit-Air-Source) | SL25XPV-048-230A** |  |  | C35-49C+TDR+TXV | SLP99UH090XV48C* | 45000 | 20 | 8.9 | 44000 | 36000 | 81.82% | 1.76 | 12 | 11.7 |  |  |  |  | R-410A | 3.75 | Residential & Commercial | USHP | Ducted CEE Tier 1
213205452 | Central HP <5.4 tons | TEMPSTAR | HRCU-A-CB (Split System: Heat Pump with Remote Outdoor Unit-Air-Source) | DLCURAH30ABK | ASPEN |  | D(A,C,E)30B34+TDR | *96VTN1002122A* | 29200 | 15.2 | 8.1 | 33800 | 24000 | 71.01% | 2.63 | 0 | 9 |  |  |  |  | R-410A | 2.4333 | Residential & Commercial | USHP
211262290 | Central HP <5.4 tons | ARCOAIRE | HRCU-A-CB (Split System: Heat Pump with Remote Outdoor Unit-Air-Source) | DLCURAH18ABK |  |  | EN(A,D)4X18L14** | *80VTL0451412A* | 17400 | 16 | 8.5 | 18400 | 19400 | 105.4% | 2.34 | 0 | 10.5 |  |  |  |  | R-410A | 1.45 | Residential & Commercial | USHP | Ducted CEE Tier 1
211263011 | Central HP <5.4 tons | ARCOAIRE | HRCU-A-CB (Split System: Heat Pump with Remote Outdoor Unit-Air-Source) | DLCURAH18ABK |  |  | EN(A,D)4X24L17** | *95ESU0601716A* | 18500 | 15.5 | 8.5 | 19500 | 18400 | 94.36% | 2.24 | 0 | 11 |  |  |  |  | R-410A | 1.5417 | Residential & Commercial | USHP | Ducted CEE Tier 1
214242426 | Central HP <5.4 tons | BRYANT HEATING AND COOLING SYSTEMS | HRCU-A-CB (Split System: Heat Pump with Remote Outdoor Unit-Air-Source) | 288BNV025*0**B* |  |  | CNPV*2417AL*+UI | 88*TB36070C14*** | 23200 | 16 | 8.1 | 22000 | 16800 | 76.36% | 1.94 | 0 | 10.5 |  |  |  |  | R-410A | 1.9333 | Residential & Commercial | USHP | Ducted CEE Tier 1
215294866 | Central HP <5.4 tons | AIRQUEST | HRCU-A-CB (Split System: Heat Pump with Remote Outdoor Unit-Air-Source) | DLCURAH36ABK | ADP |  | H,GG80936 | *92MSN1002122A* | 36000 | 16 | 8.5 | 36200 | 34200 | 94.48% | 2.04 | 0 | 10 |  |  |  |  | R-410A | 3 | Residential & Commercial | USHP | Ducted CEE Tier 1
215294871 | Central HP <5.4 tons | AIRQUEST | HRCU-A-CB (Split System: Heat Pump with Remote Outdoor Unit-Air-Source) | DLCURAH36ABK | ADP |  | HG82936 | *92MSN1002122A* | 36000 | 16 | 8.1 | 36800 | 34600 | 94.02% | 2 | 0 | 10.5 |  |  |  |  | R-410A | 3 | Residential & Commercial | USHP | Ducted CEE Tier 1
215294882 | Central HP <5.4 tons | AIRQUEST | HRCU-A-CB (Split System: Heat Pump with Remote Outdoor Unit-Air-Source) | DLCURAH36ABK | ADP |  | H,GE33936 | *92MSN1202420A* | 35600 | 16 | 8.1 | 36800 | 34800 | 94.57% | 1.9 | 0 | 10 |  |  |  |  | R-410A | 2.9667 | Residential & Commercial | USHP | Ducted CEE Tier 1
215294907 | Central HP <5.4 tons | AIRQUEST | HRCU-A-CB (Split System: Heat Pump with Remote Outdoor Unit-Air-Source) | DLCURAH36ABK | ADP |  | H,GG1K936 | *92MSN1202420A* | 36000 | 16 | 8.5 | 36400 | 34400 | 94.51% | 2.04 | 0 | 10 |  |  |  |  | R-410A | 3 | Residential & Commercial | USHP | Ducted CEE Tier 1
215294914 | Central HP <5.4 tons | AIRQUEST | HRCU-A-CB (Split System: Heat Pump with Remote Outdoor Unit-Air-Source) | DLCURAH36ABK | ADP |  | HG82936 | *92MSN1202420A* | 36400 | 16 | 8.1 | 36800 | 34600 | 94.02% | 2.02 | 0 | 10.5 |  |  |  |  | R-410A | 3.0333 | Residential & Commercial | USHP | Ducted CEE Tier 1
215294980 | Central HP <5.4 tons | AIRQUEST | HRCU-A-CB (Split System: Heat Pump with Remote Outdoor Unit-Air-Source) | DLCURAH36ABK | ADP |  | H,GG37936 | *96MSN0601716A* | 35600 | 15.2 | 8.5 | 36400 | 34400 | 94.51% | 2.04 | 0 | 9.5 |  |  |  |  | R-410A | 2.9667 | Residential & Commercial | USHP
215294996 | Central HP <5.4 tons | AIRQUEST | HRCU-A-CB (Split System: Heat Pump with Remote Outdoor Unit-Air-Source) | DLCURAH36ABK | ADP |  | H,GE80936 | *96MSN0601716A* | 35600 | 15.2 | 8.5 | 36400 | 34400 | 94.51% | 2.04 | 0 | 9.5 |  |  |  |  | R-410A | 2.9667 | Residential & Commercial | USHP
215295039 | Central HP <5.4 tons | AIRQUEST | HRCU-A-CB (Split System: Heat Pump with Remote Outdoor Unit-Air-Source) | DLCURAH36ABK | ADP |  | H,GE80936 | *96MSN0801716A* | 35000 | 16 | 8.1 | 36800 | 34600 | 94.02% | 1.98 | 0 | 9.5 |  |  |  |  | R-410A | 2.9167 | Residential & Commercial | USHP
216779067 | Central HP <5.4 tons | BRYANT HEATING AND COOLING SYSTEMS | HRCU-A-CB (Split System: Heat Pump with Remote Outdoor Unit-Air-Source) | 288BNV025*0**C* | ADP |  | H,PG1K*36+TXV | 987MB66100C21*** | 23600 | 17 | 8.1 | 19800 | 16200 | 81.82% | 2.02 | 0 | 11 |  |  |  |  | R-410A | 1.9667 | Residential & Commercial | USHP | Ducted CEE Tier 1
216779053 | Central HP <5.4 tons | BRYANT HEATING AND COOLING SYSTEMS | HRCU-A-CB (Split System: Heat Pump with Remote Outdoor Unit-Air-Source) | 38MURAQ30AB3* | ADP |  | H,PG1K936 | 927TA66120V24*** | 33800 | 17 | 10.5 | 36400 | 37400 | 102.7% | 2.24 | 0 | 10.5 |  |  |  |  | R-410A | 2.8167 | Residential & Commercial | USHP | Ducted CEE Tier 1
215375328 | Central HP <5.4 tons | RUUD | HRCU-A-CB (Split System: Heat Pump with Remote Outdoor Unit-Air-Source) | RD17AZ48AJ3N | ASPEN |  | D(A,C,E)60D34+TDR | R951V1155A24M4S | 45500 | 16 | 8.1 | 45500 | 32400 | 71.21% | 2.4 | 0 | 10 |  |  |  |  | R-410A | 3.7917 | Residential & Commercial | USHP | Ducted CEE Tier 1
215375333 | Central HP <5.4 tons | RUUD | HRCU-A-CB (Split System: Heat Pump with Remote Outdoor Unit-Air-Source) | RD17AZ48AJ3N | ASPEN |  | D(A,C,E)60D36+TDR | R962V0705A21M4S | 45500 | 15.2 | 8.1 | 45500 | 32600 | 71.65% | 2.3 | 0 | 10 |  |  |  |  | R-410A | 3.7917 | Residential & Commercial | USHP | Ducted CEE Tier 1
214627619 | Central HP <5.4 tons | CARRIER | HRCU-A-CB (Split System: Heat Pump with Remote Outdoor Unit-Air-Source) | 38MURAQ18AB3* | ADP |  | PL36H210P749 | 58TP*B070V17**16 | 17500 | 16 | 8.5 | 16900 | 19100 | 113% | 2.34 | 0 | 10.5 |  |  |  |  | R-410A | 1.4583 | Residential & Commercial | USHP | Ducted CEE Tier 1
214627642 | Central HP <5.4 tons | CARRIER | HRCU-A-CB (Split System: Heat Pump with Remote Outdoor Unit-Air-Source) | 38MURAQ18AB3* | ADP |  | PL36H175P149 | 59SC6A026M14**10 | 17300 | 20 | 8.1 | 16700 | 18800 | 112.6% | 2.3 | 0 | 10.5 |  |  |  |  | R-410A | 1.4417 | Residential & Commercial | USHP | Ducted CEE Tier 1
214627769 | Central HP <5.4 tons | CARRIER | HRCU-A-CB (Split System: Heat Pump with Remote Outdoor Unit-Air-Source) | 38MURAQ18AB3* | ADP |  | PL36H210P749 | 59SC6A060M17**16 | 17200 | 16 | 8.5 | 16500 | 19000 | 115.2% | 2.32 | 0 | 10.5 |  |  |  |  | R-410A | 1.4333 | Residential & Commercial | USHP | Ducted CEE Tier 1
213205683 | Central HP <5.4 tons | TEMPSTAR | HRCU-A-CB (Split System: Heat Pump with Remote Outdoor Unit-Air-Source) | DLCURAH36ABK | ASPEN |  | D(A,C,E)42B34+TDR | *96VTN0801716A* | 35200 | 15.5 | 8.1 | 38500 | 32200 | 83.64% | 2.57 | 0 | 9 |  |  |  |  | R-410A | 2.9333 | Residential & Commercial | USHP
207436525 | Central HP <5.4 tons | LENNOX | HRCU-A-CB (Split System: Heat Pump with Remote Outdoor Unit-Air-Source) | SL25XPV-048-230A** |  |  | C35-49C+TDR+TXV | SLP99UH110XV60C* | 45500 | 20 | 8.9 | 44000 | 35800 | 81.36% | 1.78 | 12 | 12 |  |  |  |  | R-410A | 3.7917 | Residential & Commercial | USHP | Ducted CEE Tier 1
216974768 | Central HP <5.4 tons | BRYANT HEATING AND COOLING SYSTEMS | HRCU-A-CB (Split System: Heat Pump with Remote Outdoor Unit-Air-Source) | 293VAN036**AA* | ADP |  | PL36H175P14*+TXV | 83*CB36040C17*** | 32800 | 20 | 9.5 | 33200 | 26200 | 78.92% | 2.02 | 0 | 11.5 |  |  |  |  | R-454B | 2.7333 | Residential & Commercial | USHP | Ducted CEE Tier 1
216974775 | Central HP <5.4 tons | BRYANT HEATING AND COOLING SYSTEMS | HRCU-A-CB (Split System: Heat Pump with Remote Outdoor Unit-Air-Source) | 293VAN036**AA* | ADP |  | V,C36H175P13*+TXV | 83*CB36040C17*** | 32800 | 20 | 9.5 | 33200 | 26200 | 78.92% | 2.02 | 0 | 11.5 |  |  |  |  | R-454B | 2.7333 | Residential & Commercial | USHP | Ducted CEE Tier 1
206766876 | Central HP <5.4 tons | DAY & NIGHT | HRCU-A-CB (Split System: Heat Pump with Remote Outdoor Unit-Air-Source) | CVH825GKA3* |  |  | EHD4X30AAL+WALLCON | *80CTL0901716A* | 23800 | 16 | 8.1 | 21800 | 16700 | 76.61% | 1.98 | 11 | 10.5 |  |  |  |  | R-410A | 1.9833 | Residential & Commercial | USHP | Ducted CEE Tier 1
215935353 | Central HP <5.4 tons | TEMPSTAR | HRCU-A-CB (Split System: Heat Pump with Remote Outdoor Unit-Air-Source) | T5H3V36*K*AAA* |  |  | EVM5X60M24A*+WALLCON | *80CTL0902120B* | 35600 | 22 | 8.5 | 38000 | 28400 | 74.74% | 2.04 | 0 | 12.5 |  |  |  |  | R-454B | 2.9667 | Residential & Commercial | USHP | Ducted CEE Tier 1
212975657 | Central HP <5.4 tons | HEIL | HRCU-A-CB (Split System: Heat Pump with Remote Outdoor Unit-Air-Source) | DLCURAH24ABK |  |  | EA*4X25L17A* | *96VTN0601412B* | 24000 | 17 | 8.5 | 25000 | 21800 | 87.2% | 1.82 | 0 | 10 |  |  |  |  | R-410A | 2 | Residential & Commercial | USHP | Ducted CEE Tier 1
212975316 | Central HP <5.4 tons | HEIL | HRCU-A-CB (Split System: Heat Pump with Remote Outdoor Unit-Air-Source) | DLCURAH24ABK |  |  | EA*4X37L17A* | *96VTN0401712B* | 24000 | 16 | 8.1 | 25400 | 22000 | 86.61% | 1.82 | 0 | 10 |  |  |  |  | R-410A | 2 | Residential & Commercial | USHP | Ducted CEE Tier 1
212973528 | Central HP <5.4 tons | HEIL | HRCU-A-CB (Split System: Heat Pump with Remote Outdoor Unit-Air-Source) | DLCURAH24ABK |  |  | EA*4X24L14A* | *96VSN0601412B* | 23200 | 16.5 | 8.5 | 26800 | 27000 | 100.7% | 2.3 | 0 | 10 |  |  |  |  | R-410A | 1.9333 | Residential & Commercial | USHP | Ducted CEE Tier 1
212973628 | Central HP <5.4 tons | HEIL | HRCU-A-CB (Split System: Heat Pump with Remote Outdoor Unit-Air-Source) | DLCURAH24ABK |  |  | EN(A,D)4X30L17** | *96VSN0601412B* | 23400 | 16.5 | 8.1 | 26200 | 24600 | 93.89% | 2.04 | 0 | 10 |  |  |  |  | R-410A | 1.95 | Residential & Commercial | USHP | Ducted CEE Tier 1
215289726 | Central HP <5.4 tons | AIRQUEST | HRCU-A-CB (Split System: Heat Pump with Remote Outdoor Unit-Air-Source) | DLCURAH18ABK | ADP |  | H,GE7J924 | *92MSN0801716A* | 17600 | 16 | 8.5 | 17100 | 18900 | 110.5% | 2.32 | 0 | 10.5 |  |  |  |  | R-410A | 1.4667 | Residential & Commercial | USHP | Ducted CEE Tier 1
212975382 | Central HP <5.4 tons | HEIL | HRCU-A-CB (Split System: Heat Pump with Remote Outdoor Unit-Air-Source) | DLCURAH18ABK |  |  | EA*4X19L17A* | *96VTN0601412B* | 17700 | 16.5 | 8.1 | 17700 | 17900 | 101.1% | 2.16 | 0 | 10.5 |  |  |  |  | R-410A | 1.475 | Residential & Commercial | USHP | Ducted CEE Tier 1
204299379 | Central HP <5.4 tons | ARCOAIRE | HRCU-A-CB (Split System: Heat Pump with Remote Outdoor Unit-Air-Source) | HVH837GKA** |  |  | EA*4X48L24A*+WALLCON | *96CTN1202422A* | 32400 | 17.5 | 8.5 | 32400 | 24800 | 76.54% | 2 | 12 | 11.7 |  |  |  |  | R-410A | 2.7 | Residential & Commercial | USHP | Ducted CEE Tier 1
216952323 | Central HP <5.4 tons | TRANE | HRCU-A-CB (Split System: Heat Pump with Remote Outdoor Unit-Air-Source) | 5TWX5036A1 | ASPEN |  | DH60T4J | L8V1A040U3VSB | 31400 | 16 | 8.1 | 27400 | 20000 | 72.99% | 2.91 | 0 | 12 |  |  |  |  | R-454B | 2.6167 | Residential & Commercial | USHP | Ducted CEE Tier 1
216677545 | Central HP <5.4 tons | ARCOAIRE | HRCU-A-CB (Split System: Heat Pump with Remote Outdoor Unit-Air-Source) | D5CURAH24AAK |  |  | EA*5X37M21A* | *96VSN0601716B* | 24400 | 15.5 | 8.5 | 23000 | 19000 | 82.61% | 1.96 | 0 | 10 |  |  |  |  | R-454B | 2.0333 | Residential & Commercial | USHP | Ducted CEE Tier 1
216682995 | Central HP <5.4 tons | CARRIER | HRCU-A-CB (Split System: Heat Pump with Remote Outdoor Unit-Air-Source) | 38MURAQ24AB3* |  |  | CSPH*3012AL* | 59TP7A100V21**22 | 23800 | 16 | 9 | 26000 | 22800 | 87.69% | 1.76 | 0 | 10 |  |  |  |  | R-410A | 1.9833 | Residential & Commercial | USHP | Ducted CEE Tier 1
204299339 | Central HP <5.4 tons | ARCOAIRE | HRCU-A-CB (Split System: Heat Pump with Remote Outdoor Unit-Air-Source) | HVH837GKA** |  |  | EA*4X48L21A*+WALLCON | *97CMN0602120A* | 32200 | 17 | 8.1 | 32800 | 25200 | 76.83% | 1.96 | 11.5 | 11 |  |  |  |  | R-410A | 2.6833 | Residential & Commercial | USHP | Ducted CEE Tier 1
215223141 | Central HP <5.4 tons | BRYANT HEATING AND COOLING SYSTEMS | HRCU-A-CB (Split System: Heat Pump with Remote Outdoor Unit-Air-Source) | 288BNV025*0**C* | ADP |  | H,PG9J930 | 987MC60080C21*** | 23800 | 16 | 8.1 | 19800 | 16300 | 82.32% | 1.96 | 0 | 11 |  |  |  |  | R-410A | 1.9833 | Residential & Commercial | USHP | Ducted CEE Tier 1
215295055 | Central HP <5.4 tons | AIRQUEST | HRCU-A-CB (Split System: Heat Pump with Remote Outdoor Unit-Air-Source) | DLCURAH36ABK | ADP |  | H,GG34936 | *96MSN0802120A* | 35600 | 16 | 8.1 | 36800 | 34800 | 94.57% | 1.9 | 0 | 10 |  |  |  |  | R-410A | 2.9667 | Residential & Commercial | USHP | Ducted CEE Tier 1
215295066 | Central HP <5.4 tons | AIRQUEST | HRCU-A-CB (Split System: Heat Pump with Remote Outdoor Unit-Air-Source) | DLCURAH36ABK | ADP |  | H,GG37936 | *96MSN0802120A* | 36000 | 16 | 8.5 | 36400 | 34400 | 94.51% | 2.04 | 0 | 10 |  |  |  |  | R-410A | 3 | Residential & Commercial | USHP | Ducted CEE Tier 1
215295107 | Central HP <5.4 tons | AIRQUEST | HRCU-A-CB (Split System: Heat Pump with Remote Outdoor Unit-Air-Source) | DLCURAH36ABK | ADP |  | H,GE36936 | *96MSN1002120A* | 35800 | 16 | 8.5 | 36200 | 34200 | 94.48% | 2.04 | 0 | 10 |  |  |  |  | R-410A | 2.9833 | Residential & Commercial | USHP | Ducted CEE Tier 1
215295123 | Central HP <5.4 tons | AIRQUEST | HRCU-A-CB (Split System: Heat Pump with Remote Outdoor Unit-Air-Source) | DLCURAH36ABK | ADP |  | H,GG80936 | *96MSN1002120A* | 36000 | 16 | 8.5 | 36200 | 34200 | 94.48% | 2.04 | 0 | 10 |  |  |  |  | R-410A | 3 | Residential & Commercial | USHP | Ducted CEE Tier 1
215295157 | Central HP <5.4 tons | AIRQUEST | HRCU-A-CB (Split System: Heat Pump with Remote Outdoor Unit-Air-Source) | DLCURAH36ABK | ADP |  | HE7J936 | *96MSN1002122A* | 35000 | 16 | 8.5 | 36800 | 34600 | 94.02% | 1.88 | 0 | 9.5 |  |  |  |  | R-410A | 2.9167 | Residential & Commercial | USHP
215295205 | Central HP <5.4 tons | AIRQUEST | HRCU-A-CB (Split System: Heat Pump with Remote Outdoor Unit-Air-Source) | DLCURAH36ABK | ADP |  | HG9J936 | *96MSN1202422A* | 35200 | 16 | 8.1 | 36800 | 34600 | 94.02% | 1.88 | 0 | 10 |  |  |  |  | R-410A | 2.9333 | Residential & Commercial | USHP | Ducted CEE Tier 1
215295223 | Central HP <5.4 tons | AIRQUEST | HRCU-A-CB (Split System: Heat Pump with Remote Outdoor Unit-Air-Source) | DLCURAH36ABK | ADP |  | H,GG33936 | *96MSN1402422A* | 34200 | 16 | 8.5 | 36200 | 34200 | 94.48% | 2.02 | 0 | 9.5 |  |  |  |  | R-410A | 2.85 | Residential & Commercial | USHP
215295384 | Central HP <5.4 tons | AIRQUEST | HRCU-A-CB (Split System: Heat Pump with Remote Outdoor Unit-Air-Source) | DLCURAH36ABK | ADP |  | H,GG33936 | *96VTN0801716A* | 34800 | 15.2 | 8.1 | 36800 | 34600 | 94.02% | 1.86 | 0 | 9 |  |  |  |  | R-410A | 2.9 | Residential & Commercial | USHP
215295398 | Central HP <5.4 tons | AIRQUEST | HRCU-A-CB (Split System: Heat Pump with Remote Outdoor Unit-Air-Source) | DLCURAH36ABK | ADP |  | H,GG37936 | *96VTN0801716A* | 35200 | 15.2 | 8.1 | 36800 | 34600 | 94.02% | 1.86 | 0 | 9.5 |  |  |  |  | R-410A | 2.9333 | Residential & Commercial | USHP
215295405 | Central HP <5.4 tons | AIRQUEST | HRCU-A-CB (Split System: Heat Pump with Remote Outdoor Unit-Air-Source) | DLCURAH36ABK | ADP |  | H,GG9J936 | *96VTN0801716A* | 35200 | 15.2 | 8.1 | 36800 | 34600 | 94.02% | 1.86 | 0 | 9.5 |  |  |  |  | R-410A | 2.9333 | Residential & Commercial | USHP
215295409 | Central HP <5.4 tons | AIRQUEST | HRCU-A-CB (Split System: Heat Pump with Remote Outdoor Unit-Air-Source) | DLCURAH36ABK | ADP |  | H,GG80936 | *96VTN0801716A* | 35200 | 15.2 | 8.1 | 36800 | 34600 | 94.02% | 1.86 | 0 | 9.5 |  |  |  |  | R-410A | 2.9333 | Residential & Commercial | USHP
215295425 | Central HP <5.4 tons | AIRQUEST | HRCU-A-CB (Split System: Heat Pump with Remote Outdoor Unit-Air-Source) | DLCURAH36ABK | ADP |  | HE33936 | *96VTN0801716B* | 34400 | 15.2 | 8.5 | 36800 | 34800 | 94.57% | 2 | 0 | 9.5 |  |  |  |  | R-410A | 2.8667 | Residential & Commercial | USHP
215295432 | Central HP <5.4 tons | AIRQUEST | HRCU-A-CB (Split System: Heat Pump with Remote Outdoor Unit-Air-Source) | DLCURAH36ABK | ADP |  | H,GE35936 | *96VTN0801716B* | 34800 | 16 | 8.1 | 36200 | 34400 | 95.03% | 2 | 0 | 9.5 |  |  |  |  | R-410A | 2.9 | Residential & Commercial | USHP
215295514 | Central HP <5.4 tons | AIRQUEST | HRCU-A-CB (Split System: Heat Pump with Remote Outdoor Unit-Air-Source) | DLCURAH36ABK | ADP |  | HE35936 | *96VTN0802120B* | 35600 | 16 | 8.1 | 36800 | 34800 | 94.57% | 1.9 | 0 | 10 |  |  |  |  | R-410A | 2.9667 | Residential & Commercial | USHP | Ducted CEE Tier 1
215295564 | Central HP <5.4 tons | AIRQUEST | HRCU-A-CB (Split System: Heat Pump with Remote Outdoor Unit-Air-Source) | DLCURAH36ABK | ADP |  | HG8J936 | *96VTN1002120A* | 35800 | 15.2 | 8.1 | 37800 | 34800 | 92.06% | 1.9 | 0 | 10 |  |  |  |  | R-410A | 2.9833 | Residential & Commercial | USHP | Ducted CEE Tier 1
215295582 | Central HP <5.4 tons | AIRQUEST | HRCU-A-CB (Split System: Heat Pump with Remote Outdoor Unit-Air-Source) | DLCURAH36ABK | ADP |  | H,GE32936 | *96VTN1002120B* | 35000 | 16 | 8.1 | 36800 | 34800 | 94.57% | 1.82 | 0 | 10 |  |  |  |  | R-410A | 2.9167 | Residential & Commercial | USHP | Ducted CEE Tier 1
216974742 | Central HP <5.4 tons | BRYANT HEATING AND COOLING SYSTEMS | HRCU-A-CB (Split System: Heat Pump with Remote Outdoor Unit-Air-Source) | 293VAN036**AA* | ADP |  | PL36H175P14*+TXV | 83*CA36040C17*** | 32800 | 20 | 9.5 | 33000 | 26000 | 78.79% | 2.04 | 0 | 11 |  |  |  |  | R-454B | 2.7333 | Residential & Commercial | USHP | Ducted CEE Tier 1
216974744 | Central HP <5.4 tons | BRYANT HEATING AND COOLING SYSTEMS | HRCU-A-CB (Split System: Heat Pump with Remote Outdoor Unit-Air-Source) | 293VAN036**AA* | ADP |  | PL36H175P15*+TXV | 83*CA36040C17*** | 33400 | 20 | 9.5 | 33000 | 26000 | 78.79% | 2.04 | 0 | 11.5 |  |  |  |  | R-454B | 2.7833 | Residential & Commercial | USHP | Ducted CEE Tier 1
216974751 | Central HP <5.4 tons | BRYANT HEATING AND COOLING SYSTEMS | HRCU-A-CB (Split System: Heat Pump with Remote Outdoor Unit-Air-Source) | 293VAN036**AA* | ADP |  | V,C36H175P45*+TXV | 83*CA36040C17*** | 34200 | 20 | 9 | 32800 | 25800 | 78.66% | 1.94 | 0 | 11.7 |  |  |  |  | R-454B | 2.85 | Residential & Commercial | USHP | Ducted CEE Tier 1
214392475 | Central HP <5.4 tons | RUUD | HRCU-A-CB (Split System: Heat Pump with Remote Outdoor Unit-Air-Source) | RD17AZ24AJ3N | ASPEN |  | D(A,C,E)30B34+TDR | R921V0703A17M4S | 21600 | 18 | 8.1 | 22600 | 16900 | 74.78% | 2 | 0 | 10 |  |  |  |  | R-410A | 1.8 | Residential & Commercial | USHP | Ducted CEE Tier 1
214392609 | Central HP <5.4 tons | RUUD | HRCU-A-CB (Split System: Heat Pump with Remote Outdoor Unit-Air-Source) | RD17AZ24AJ3N | ASPEN |  | D(A,C,E)36C24+TDR | R962V0703A17M4S | 20800 | 17.8 | 8.1 | 22600 | 16900 | 74.78% | 2 | 0 | 9.7 |  |  |  |  | R-410A | 1.7333 | Residential & Commercial | USHP
214392684 | Central HP <5.4 tons | RUUD | HRCU-A-CB (Split System: Heat Pump with Remote Outdoor Unit-Air-Source) | RD17AZ24AJ3N | ASPEN |  | D(A,C,E)30C24+TDR | U97MV0703A17DHS | 20400 | 18.6 | 8.1 | 22600 | 16900 | 74.78% | 2 | 0 | 9 |  |  |  |  | R-410A | 1.7 | Residential & Commercial | USHP
214392391 | Central HP <5.4 tons | RUUD | HRCU-A-CB (Split System: Heat Pump with Remote Outdoor Unit-Air-Source) | RD17AZ24AJ3N | ASPEN |  | D(A,C,E)24C34+TDR | R802V0754A17UHS | 21600 | 19 | 8.1 | 22600 | 16800 | 74.34% | 2.1 | 0 | 10 |  |  |  |  | R-410A | 1.8 | Residential & Commercial | USHP | Ducted CEE Tier 1
214392432 | Central HP <5.4 tons | RUUD | HRCU-A-CB (Split System: Heat Pump with Remote Outdoor Unit-Air-Source) | RD17AZ24AJ3N | ASPEN |  | D(A,C,E)36B24+TDR | R802V1004A17UHS | 20400 | 18.6 | 8.1 | 22600 | 16800 | 74.34% | 2.1 | 0 | 9 |  |  |  |  | R-410A | 1.7 | Residential & Commercial | USHP
214595999 | Central HP <5.4 tons | AIRQUEST | HRCU-A-C (Split System: Heat Pump with Remote Outdoor Unit with No Indoor Fan --Air Source) | DLCURAH18ABK | ADP |  | H,PG31930+TD | 0 | 18000 | 16 | 9.2 | 17300 | 14600 | 84.39% | 2.14 | 0 | 11.7 |  |  |  |  | R-410A | 1.5 | Residential & Commercial | USHP | Ducted CEE Tier 1
214596074 | Central HP <5.4 tons | AIRQUEST | HRCU-A-C (Split System: Heat Pump with Remote Outdoor Unit with No Indoor Fan --Air Source) | DLCURAH24ABK | ADP |  | H,PG36936+TD | 0 | 24000 | 16 | 9.5 | 23400 | 19600 | 83.76% | 1.95 | 0 | 10.5 |  |  |  |  | R-410A | 2 | Residential & Commercial | USHP | Ducted CEE Tier 1
214392748 | Central HP <5.4 tons | RUUD | HRCU-A-CB (Split System: Heat Pump with Remote Outdoor Unit-Air-Source) | RD17AZ36AJ3N | ASPEN |  | D(A,C,E)48C34+TDR | R801V0504A17UHN | 32800 | 18 | 8.1 | 34200 | 29800 | 87.13% | 1.9 | 0 | 10 |  |  |  |  | R-410A | 2.7333 | Residential & Commercial | USHP | Ducted CEE Tier 1
214392782 | Central HP <5.4 tons | RUUD | HRCU-A-CB (Split System: Heat Pump with Remote Outdoor Unit-Air-Source) | RD17AZ36AJ3N | ASPEN |  | D(A,C,E)48D44+TDR | R801V0504A17UHS | 33800 | 18 | 8.1 | 34200 | 29800 | 87.13% | 1.9 | 0 | 10 |  |  |  |  | R-410A | 2.8167 | Residential & Commercial | USHP | Ducted CEE Tier 1
214392818 | Central HP <5.4 tons | RUUD | HRCU-A-CB (Split System: Heat Pump with Remote Outdoor Unit-Air-Source) | RD17AZ36AJ3N | ASPEN |  | D(A,C,E)36C44+TDR | R801V0704A17UHU | 33000 | 18 | 8.1 | 34200 | 29600 | 86.55% | 1.9 | 0 | 10 |  |  |  |  | R-410A | 2.75 | Residential & Commercial | USHP | Ducted CEE Tier 1
214392841 | Central HP <5.4 tons | RUUD | HRCU-A-CB (Split System: Heat Pump with Remote Outdoor Unit-Air-Source) | RD17AZ36AJ3N | ASPEN |  | D(A,C,E)48D34+TDR | R801V0704A17UHU | 33200 | 18 | 8.1 | 34200 | 29600 | 86.55% | 1.9 | 0 | 10 |  |  |  |  | R-410A | 2.7667 | Residential & Commercial | USHP | Ducted CEE Tier 1
207436539 | Central HP <5.4 tons | LENNOX | HRCU-A-CB (Split System: Heat Pump with Remote Outdoor Unit-Air-Source) | SL25XPV-048-230A** |  |  | C35-60C+TDR+TXV | SLP99UH090XV60C* | 45500 | 20 | 9.5 | 44000 | 36200 | 82.27% | 1.9 | 12.5 | 12.3 |  |  |  |  | R-410A | 3.7917 | Residential & Commercial | USHP | Ducted CEE Tier 1
214393221 | Central HP <5.4 tons | RUUD | HRCU-A-CB (Split System: Heat Pump with Remote Outdoor Unit-Air-Source) | RD17AZ36AJ3N | ASPEN |  | D(A,C,E)42D44+TDR | R802V0504A17UHS | 33400 | 18 | 8.1 | 34200 | 29800 | 87.13% | 1.9 | 0 | 10 |  |  |  |  | R-410A | 2.7833 | Residential & Commercial | USHP | Ducted CEE Tier 1
214393591 | Central HP <5.4 tons | RUUD | HRCU-A-CB (Split System: Heat Pump with Remote Outdoor Unit-Air-Source) | RD17AZ36AJ3N | ASPEN |  | D(A,C,E)48D34+TDR | R921V0403A17M4S | 33200 | 18 | 8.1 | 34200 | 29600 | 86.55% | 1.9 | 0 | 10 |  |  |  |  | R-410A | 2.7667 | Residential & Commercial | USHP | Ducted CEE Tier 1
214595929 | Central HP <5.4 tons | AIRQUEST | HRCU-A-C (Split System: Heat Pump with Remote Outdoor Unit with No Indoor Fan --Air Source) | DLCURAH24ABK | ADP |  | HG34936+TD | 0 | 24000 | 16 | 9.5 | 23400 | 19600 | 83.76% | 1.95 | 0 | 10.5 |  |  |  |  | R-410A | 2 | Residential & Commercial | USHP | Ducted CEE Tier 1
214596010 | Central HP <5.4 tons | AIRQUEST | HRCU-A-C (Split System: Heat Pump with Remote Outdoor Unit with No Indoor Fan --Air Source) | DLCURAH24ABK | ADP |  | H,PG32936+TD | 0 | 24000 | 16 | 9.4 | 23400 | 19600 | 83.76% | 1.94 | 0 | 10.5 |  |  |  |  | R-410A | 2 | Residential & Commercial | USHP | Ducted CEE Tier 1
213204380 | Central HP <5.4 tons | TEMPSTAR | HRCU-A-CB (Split System: Heat Pump with Remote Outdoor Unit-Air-Source) | DLCURAH24AAK | ASPEN |  | D(A,C,E)36C34+TDR | *96VTN1002122A* | 23800 | 16.5 | 8.1 | 24800 | 25600 | 103.2% | 2.54 | 0 | 10 |  |  |  |  | R-410A | 1.9833 | Residential & Commercial | USHP | Ducted CEE Tier 1
214627778 | Central HP <5.4 tons | CARRIER | HRCU-A-CB (Split System: Heat Pump with Remote Outdoor Unit-Air-Source) | 38MURAQ18AB3* | ADP |  | PL36H210P299 | 59SU5B040M17**12 | 17500 | 16 | 8.1 | 16400 | 18300 | 111.6% | 2.24 | 0 | 11 |  |  |  |  | R-410A | 1.4583 | Residential & Commercial | USHP | Ducted CEE Tier 1
214627787 | Central HP <5.4 tons | CARRIER | HRCU-A-CB (Split System: Heat Pump with Remote Outdoor Unit-Air-Source) | 38MURAQ18AB3* | ADP |  | C36A***L139 | 59SU5B040M17**12 | 17500 | 16 | 8.5 | 17100 | 18700 | 109.4% | 2.3 | 0 | 10.5 |  |  |  |  | R-410A | 1.4583 | Residential & Commercial | USHP | Ducted CEE Tier 1
213779777 | Central HP <5.4 tons | HEIL | HRCU-A-CB (Split System: Heat Pump with Remote Outdoor Unit-Air-Source) | HVH837GKA** |  |  | EA*4X61L24A*+WALLCON | *97CMN1002122B* | 33200 | 17.5 | 8.5 | 32000 | 24800 | 77.5% | 2 | 0 | 11.7 |  |  |  |  | R-410A | 2.7667 | Residential & Commercial | USHP | Ducted CEE Tier 1
213782267 | Central HP <5.4 tons | HEIL | HRCU-A-CB (Split System: Heat Pump with Remote Outdoor Unit-Air-Source) | HVH837GKA2* |  |  | EHD4X60AAL+WALLCON | *80CTL1352422B* | 33000 | 16.5 | 8.1 | 32200 | 24800 | 77.02% | 2 | 0 | 11.5 |  |  |  |  | R-410A | 2.75 | Residential & Commercial | USHP | Ducted CEE Tier 1
212974971 | Central HP <5.4 tons | HEIL | HRCU-A-CB (Split System: Heat Pump with Remote Outdoor Unit-Air-Source) | DLCURAH24ABK |  |  | EA*4X30L17A* | *96VTN0401410B* | 23400 | 16 | 8.5 | 26400 | 24800 | 93.94% | 2.06 | 0 | 10 |  |  |  |  | R-410A | 1.95 | Residential & Commercial | USHP | Ducted CEE Tier 1
216738696 | Central HP <5.4 tons | COMFORTMAKER | HRCU-A-CB (Split System: Heat Pump with Remote Outdoor Unit-Air-Source) | D5CUHAH24AAK |  |  | ESH5X36M12A* | *95MSU0401712A* | 22800 | 16 | 8.1 | 20800 | 18600 | 89.42% | 1.85 | 0 | 11 |  |  |  |  | R-454B | 1.9 | Residential & Commercial | USHP | Ducted CEE Tier 1
214393200 | Central HP <5.4 tons | RUUD | HRCU-A-CB (Split System: Heat Pump with Remote Outdoor Unit-Air-Source) | RD17AZ36AJ3N | ASPEN |  | D(A,C,E)48D24+TDR | R802V0504A17UHN | 30800 | 17.6 | 8.1 | 34200 | 29800 | 87.13% | 1.9 | 0 | 9.6 |  |  |  |  | R-410A | 2.5667 | Residential & Commercial | USHP
214393693 | Central HP <5.4 tons | RUUD | HRCU-A-CB (Split System: Heat Pump with Remote Outdoor Unit-Air-Source) | RD17AZ36AJ3N | ASPEN |  | D(A,C,E)42D44+TDR | R921V0855A21M4S | 33400 | 18 | 8.1 | 34200 | 29600 | 86.55% | 1.9 | 0 | 10 |  |  |  |  | R-410A | 2.7833 | Residential & Commercial | USHP | Ducted CEE Tier 1
214394211 | Central HP <5.4 tons | RUUD | HRCU-A-CB (Split System: Heat Pump with Remote Outdoor Unit-Air-Source) | RD17AZ36AJ3N | ASPEN |  | D(A,C,E)48D34+TDR | U802VA050317M | 33200 | 18 | 8.1 | 34200 | 29600 | 86.55% | 1.9 | 0 | 10 |  |  |  |  | R-410A | 2.7667 | Residential & Commercial | USHP | Ducted CEE Tier 1
214394029 | Central HP <5.4 tons | RUUD | HRCU-A-CB (Split System: Heat Pump with Remote Outdoor Unit-Air-Source) | RD17AZ36AJ3N | ASPEN |  | D(A,C,E)42D44+TDR | R962V0603A17M4S | 33400 | 18 | 8.1 | 34200 | 29800 | 87.13% | 1.9 | 0 | 10 |  |  |  |  | R-410A | 2.7833 | Residential & Commercial | USHP | Ducted CEE Tier 1
215375216 | Central HP <5.4 tons | RUUD | HRCU-A-CB (Split System: Heat Pump with Remote Outdoor Unit-Air-Source) | RD17AZ48AJ3N | ASPEN |  | D(A,C,E)60D34+TDR | R801V0755A21UHN | 45500 | 15.2 | 8.1 | 45500 | 32400 | 71.21% | 2.4 | 0 | 10 |  |  |  |  | R-410A | 3.7917 | Residential & Commercial | USHP | Ducted CEE Tier 1
215375227 | Central HP <5.4 tons | RUUD | HRCU-A-CB (Split System: Heat Pump with Remote Outdoor Unit-Air-Source) | RD17AZ48AJ3N | ASPEN |  | D(A,C,E)48B46+TDR | R801V1005A21UHN | 44000 | 16 | 8.1 | 45500 | 32400 | 71.21% | 2.4 | 0 | 10 |  |  |  |  | R-410A | 3.6667 | Residential & Commercial | USHP | Ducted CEE Tier 1
215375241 | Central HP <5.4 tons | RUUD | HRCU-A-CB (Split System: Heat Pump with Remote Outdoor Unit-Air-Source) | RD17AZ48AJ3N | ASPEN |  | D(A,C,E)60D36+TDR | R801V1255A24DZ | 45500 | 16 | 8.1 | 45500 | 32400 | 71.21% | 2.4 | 0 | 10 |  |  |  |  | R-410A | 3.7917 | Residential & Commercial | USHP | Ducted CEE Tier 1
215375250 | Central HP <5.4 tons | RUUD | HRCU-A-CB (Split System: Heat Pump with Remote Outdoor Unit-Air-Source) | RD17AZ48AJ3N | ASPEN |  | D(A,C,E)48B44+TDR | R802V0755A21DZ | 44000 | 16 | 8.1 | 45500 | 32400 | 71.21% | 2.4 | 0 | 10 |  |  |  |  | R-410A | 3.6667 | Residential & Commercial | USHP | Ducted CEE Tier 1
215375110 | Central HP <5.4 tons | RUUD | HRCU-A-CB (Split System: Heat Pump with Remote Outdoor Unit-Air-Source) | RD17AZ36AJ3N | ASPEN |  | D(A,C,E)36C46+TDR | R801V0704A17UHU | 33000 | 18 | 8.1 | 34200 | 31400 | 91.81% | 1.9 | 0 | 10 |  |  |  |  | R-410A | 2.75 | Residential & Commercial | USHP | Ducted CEE Tier 1
215293283 | Central HP <5.4 tons | AIRQUEST | HRCU-A-CB (Split System: Heat Pump with Remote Outdoor Unit-Air-Source) | DLCURAH24ABK | ADP |  | HG32936 | *96VTN1002122B* | 23200 | 17 | 8.5 | 24800 | 23400 | 94.35% | 1.98 | 0 | 10 |  |  |  |  | R-410A | 1.9333 | Residential & Commercial | USHP | Ducted CEE Tier 1
215293285 | Central HP <5.4 tons | AIRQUEST | HRCU-A-CB (Split System: Heat Pump with Remote Outdoor Unit-Air-Source) | DLCURAH24ABK | ADP |  | H,GE32936 | *96VTN1002122B* | 23200 | 17 | 8.5 | 24800 | 23400 | 94.35% | 1.98 | 0 | 10 |  |  |  |  | R-410A | 1.9333 | Residential & Commercial | USHP | Ducted CEE Tier 1
204300543 | Central HP <5.4 tons | ARCOAIRE | HRCU-A-CB (Split System: Heat Pump with Remote Outdoor Unit-Air-Source) | HVH837GKA** |  |  | EHD4X48AAL+WALLCON | *97CMN1202422A* | 32600 | 16.5 | 8.1 | 33000 | 25000 | 75.76% | 1.96 | 11.5 | 11 |  |  |  |  | R-410A | 2.7167 | Residential & Commercial | USHP | Ducted CEE Tier 1
204299889 | Central HP <5.4 tons | ARCOAIRE | HRCU-A-CB (Split System: Heat Pump with Remote Outdoor Unit-Air-Source) | HVH837GKA** |  |  | EN(A,D)4X48L24**+WALLCON | *80CTL1352422A* | 32400 | 17.5 | 8.1 | 32800 | 24800 | 75.61% | 1.98 | 12 | 11.7 |  |  |  |  | R-410A | 2.7 | Residential & Commercial | USHP | Ducted CEE Tier 1
204299289 | Central HP <5.4 tons | ARCOAIRE | HRCU-A-CB (Split System: Heat Pump with Remote Outdoor Unit-Air-Source) | HVH837GKA** |  |  | EA*4X48L21A*+WALLCON | *97CMN1002122A* | 32400 | 17.5 | 8.5 | 32600 | 25000 | 76.69% | 1.98 | 12 | 11.7 |  |  |  |  | R-410A | 2.7 | Residential & Commercial | USHP | Ducted CEE Tier 1
204299839 | Central HP <5.4 tons | ARCOAIRE | HRCU-A-CB (Split System: Heat Pump with Remote Outdoor Unit-Air-Source) | HVH837GKA** |  |  | EN(A,D,W)4X48L21**+WALLCON | *80CTL0901716A* | 32400 | 18 | 8.1 | 32800 | 24800 | 75.61% | 1.98 | 12.5 | 11.7 |  |  |  |  | R-410A | 2.7 | Residential & Commercial | USHP | Ducted CEE Tier 1
204298639 | Central HP <5.4 tons | ARCOAIRE | HRCU-A-CB (Split System: Heat Pump with Remote Outdoor Unit-Air-Source) | HVH837GKA** |  |  | EA*4X36L17A*+WALLCON | *80CTL0901716A* | 31600 | 17.5 | 8.1 | 33200 | 24200 | 72.89% | 1.86 | 11 | 11 |  |  |  |  | R-410A | 2.6333 | Residential & Commercial | USHP | Ducted CEE Tier 1
207436208 | Central HP <5.4 tons | LENNOX | HRCU-A-CB (Split System: Heat Pump with Remote Outdoor Unit-Air-Source) | SL25XPV-024-230A** |  |  | CHX35-42C-**-*+TDR | SL280UH080NV60C* | 22200 | 20.2 | 9.3 | 21400 | 20200 | 94.39% | 1.9 | 15.5 | 14.5 |  |  |  |  | R-410A | 1.85 | Residential & Commercial | USHP | Ducted CEE Tier 1
214392488 | Central HP <5.4 tons | RUUD | HRCU-A-CB (Split System: Heat Pump with Remote Outdoor Unit-Air-Source) | RD17AZ24AJ3N | ASPEN |  | D(A,C,E)24D24+TDR | R951V0403A17M4S | 20400 | 17.7 | 8.1 | 22600 | 16900 | 74.78% | 2 | 0 | 9 |  |  |  |  | R-410A | 1.7 | Residential & Commercial | USHP
214393622 | Central HP <5.4 tons | RUUD | HRCU-A-CB (Split System: Heat Pump with Remote Outdoor Unit-Air-Source) | RD17AZ36AJ3N | ASPEN |  | D(A,C,E)48D44+TDR | R921V0603A17M4S | 33800 | 18 | 8.1 | 34200 | 29800 | 87.13% | 1.9 | 0 | 10 |  |  |  |  | R-410A | 2.8167 | Residential & Commercial | USHP | Ducted CEE Tier 1
214393638 | Central HP <5.4 tons | RUUD | HRCU-A-CB (Split System: Heat Pump with Remote Outdoor Unit-Air-Source) | RD17AZ36AJ3N | ASPEN |  | D(A,C,E)42C44+TDR | R921V0703A17M4S | 33200 | 18 | 8.1 | 34200 | 29600 | 86.55% | 1.9 | 0 | 10 |  |  |  |  | R-410A | 2.7667 | Residential & Commercial | USHP | Ducted CEE Tier 1
214392519 | Central HP <5.4 tons | RUUD | HRCU-A-CB (Split System: Heat Pump with Remote Outdoor Unit-Air-Source) | RD17AZ24AJ3N | ASPEN |  | D(A,C,E)24C34+TDR | R951V0603A17M4S | 21600 | 18 | 8.1 | 22600 | 17000 | 75.22% | 2 | 0 | 10 |  |  |  |  | R-410A | 1.8 | Residential & Commercial | USHP | Ducted CEE Tier 1
214392552 | Central HP <5.4 tons | RUUD | HRCU-A-CB (Split System: Heat Pump with Remote Outdoor Unit-Air-Source) | RD17AZ24AJ3N | ASPEN |  | D(A,C,E)24D24+TDR | R951V0703A17M4S | 20400 | 17.7 | 8.1 | 22600 | 16900 | 74.78% | 2 | 0 | 9 |  |  |  |  | R-410A | 1.7 | Residential & Commercial | USHP
214392555 | Central HP <5.4 tons | RUUD | HRCU-A-CB (Split System: Heat Pump with Remote Outdoor Unit-Air-Source) | RD17AZ24AJ3N | ASPEN |  | D(A,C,E)30B34+TDR | R951V0703A17M4S | 21600 | 18 | 8.1 | 22600 | 16900 | 74.78% | 2 | 0 | 10 |  |  |  |  | R-410A | 1.8 | Residential & Commercial | USHP | Ducted CEE Tier 1
214392669 | Central HP <5.4 tons | RUUD | HRCU-A-CB (Split System: Heat Pump with Remote Outdoor Unit-Air-Source) | RD17AZ24AJ3N | ASPEN |  | D(A,C,E)30D24+TDR | U97MV0603A17DHS | 20800 | 18.8 | 8.1 | 22600 | 16900 | 74.78% | 2 | 0 | 9.7 |  |  |  |  | R-410A | 1.7333 | Residential & Commercial | USHP
214092000 | Central HP <5.4 tons | YORK | HRCU-A-CB (Split System: Heat Pump with Remote Outdoor Unit-Air-Source) | HMH72B341 | ASPEN |  | D(A,C,E)36A34+TDR | TM8Y080B12MP11 | 31800 | 17.9 | 8.1 | 33400 | 27400 | 82.04% | 2.63 | 0 | 9.8 |  |  |  |  | R-410A | 2.65 | Residential & Commercial | USHP
214092738 | Central HP <5.4 tons | YORK | HRCU-A-CB (Split System: Heat Pump with Remote Outdoor Unit-Air-Source) | HMH72B341 | ASPEN |  | D(A,C,E)42A46+TDR | TM8Y100C20MP11 | 33600 | 18 | 8.3 | 33600 | 30400 | 90.48% | 2.81 | 0 | 9.5 |  |  |  |  | R-410A | 2.8 | Residential & Commercial | USHP
214092763 | Central HP <5.4 tons | YORK | HRCU-A-CB (Split System: Heat Pump with Remote Outdoor Unit-Air-Source) | HMH72B341 | ASPEN |  | D(A,C,E)48B36+TDR | TM9V080C16MP12 | 32800 | 17.5 | 8.1 | 33800 | 27400 | 81.07% | 2.65 | 0 | 10 |  |  |  |  | R-410A | 2.7333 | Residential & Commercial | USHP | Ducted CEE Tier 1
214092768 | Central HP <5.4 tons | YORK | HRCU-A-CB (Split System: Heat Pump with Remote Outdoor Unit-Air-Source) | HMH72B341 | ASPEN |  | D(A,C,E)42A46+TDR | TM9V120D20MP12 | 32000 | 17 | 8.5 | 32400 | 28200 | 87.04% | 2.79 | 0 | 9.4 |  |  |  |  | R-410A | 2.6667 | Residential & Commercial | USHP
214092845 | Central HP <5.4 tons | YORK | HRCU-A-CB (Split System: Heat Pump with Remote Outdoor Unit-Air-Source) | HMH72B341 | ASPEN |  | D(A,C,E)42A46+TDR | Y81E080C20LMPS1 | 32400 | 18 | 8.5 | 33400 | 28400 | 85.03% | 2.71 | 0 | 10 |  |  |  |  | R-410A | 2.7 | Residential & Commercial | USHP | Ducted CEE Tier 1
215375099 | Central HP <5.4 tons | RUUD | HRCU-A-CB (Split System: Heat Pump with Remote Outdoor Unit-Air-Source) | RD17AZ24AJ3N | ASPEN |  | D(A,C,E)30B36+TDR | R951V0603A17UHU | 21400 | 17 | 8.1 | 22400 | 19100 | 85.27% | 2 | 0 | 10 |  |  |  |  | R-410A | 1.7833 | Residential & Commercial | USHP | Ducted CEE Tier 1
214242506 | Central HP <5.4 tons | BRYANT HEATING AND COOLING SYSTEMS | HRCU-A-CB (Split System: Heat Pump with Remote Outdoor Unit-Air-Source) | 288BNV025*0**B* |  |  | CNPV*2417AL*+UI | 986TD42080C17*** | 23200 | 16 | 8.1 | 22000 | 16900 | 76.82% | 1.92 | 0 | 10.5 |  |  |  |  | R-410A | 1.9333 | Residential & Commercial | USHP | Ducted CEE Tier 1
214392688 | Central HP <5.4 tons | RUUD | HRCU-A-CB (Split System: Heat Pump with Remote Outdoor Unit-Air-Source) | RD17AZ24AJ3N | ASPEN |  | D(A,C,E)36B24+TDR | U97MV0703A17DHS | 20400 | 18.6 | 8.1 | 22600 | 16900 | 74.78% | 2 | 0 | 9 |  |  |  |  | R-410A | 1.7 | Residential & Commercial | USHP
214392689 | Central HP <5.4 tons | RUUD | HRCU-A-CB (Split System: Heat Pump with Remote Outdoor Unit-Air-Source) | RD17AZ24AJ3N | ASPEN |  | D(A,C,E)36C24+TDR | U97MV0703A17DHS | 20800 | 18.8 | 8.1 | 22600 | 16900 | 74.78% | 2 | 0 | 9.7 |  |  |  |  | R-410A | 1.7333 | Residential & Commercial | USHP
214393723 | Central HP <5.4 tons | RUUD | HRCU-A-CB (Split System: Heat Pump with Remote Outdoor Unit-Air-Source) | RD17AZ36AJ3N | ASPEN |  | D(A,C,E)48C34+TDR | R921V1005A21M4S | 32800 | 17 | 8.1 | 34200 | 29600 | 86.55% | 1.9 | 0 | 10 |  |  |  |  | R-410A | 2.7333 | Residential & Commercial | USHP | Ducted CEE Tier 1
204298769 | Central HP <5.4 tons | ARCOAIRE | HRCU-A-CB (Split System: Heat Pump with Remote Outdoor Unit-Air-Source) | HVH837GKA** |  |  | EA*4X36L21A*+WALLCON | *80CTL0901716A* | 31600 | 17.5 | 8.1 | 33000 | 24200 | 73.33% | 1.86 | 11.5 | 11.5 |  |  |  |  | R-410A | 2.6333 | Residential & Commercial | USHP | Ducted CEE Tier 1
204298789 | Central HP <5.4 tons | ARCOAIRE | HRCU-A-CB (Split System: Heat Pump with Remote Outdoor Unit-Air-Source) | HVH837GKA** |  |  | EA*4X36L21A*+WALLCON | *97CMN0602120A* | 31400 | 17 | 8.1 | 33600 | 24600 | 73.21% | 1.84 | 11 | 11 |  |  |  |  | R-410A | 2.6167 | Residential & Commercial | USHP | Ducted CEE Tier 1
215375252 | Central HP <5.4 tons | RUUD | HRCU-A-CB (Split System: Heat Pump with Remote Outdoor Unit-Air-Source) | RD17AZ48AJ3N | ASPEN |  | D(A,C,E)60D34+TDR | R802V0755A21DZ | 45500 | 16 | 8.1 | 45500 | 32400 | 71.21% | 2.4 | 0 | 10 |  |  |  |  | R-410A | 3.7917 | Residential & Commercial | USHP | Ducted CEE Tier 1
215375318 | Central HP <5.4 tons | RUUD | HRCU-A-CB (Split System: Heat Pump with Remote Outdoor Unit-Air-Source) | RD17AZ48AJ3N | ASPEN |  | D(A,C,E)48B44+TDR | R951V1005A21M4S | 44000 | 15.2 | 8.1 | 45500 | 32600 | 71.65% | 2.3 | 0 | 10 |  |  |  |  | R-410A | 3.6667 | Residential & Commercial | USHP | Ducted CEE Tier 1
215293510 | Central HP <5.4 tons | AIRQUEST | HRCU-A-CB (Split System: Heat Pump with Remote Outdoor Unit-Air-Source) | DLCURAH30ABK | ADP |  | H,GG32936 | *92MSN0801716A* | 29000 | 15.2 | 8.1 | 32400 | 27600 | 85.19% | 1.78 | 0 | 8.5 |  |  |  |  | R-410A | 2.4167 | Residential & Commercial | USHP
216677485 | Central HP <5.4 tons | ARCOAIRE | HRCU-A-CB (Split System: Heat Pump with Remote Outdoor Unit-Air-Source) | D5CURAH24AAK |  |  | EA*5X36M17A* | *96VSN0601412B* | 23600 | 15.2 | 8.5 | 24000 | 19400 | 80.83% | 1.9 | 0 | 9.8 |  |  |  |  | R-454B | 1.9667 | Residential & Commercial | USHP
216677535 | Central HP <5.4 tons | ARCOAIRE | HRCU-A-CB (Split System: Heat Pump with Remote Outdoor Unit-Air-Source) | D5CURAH24AAK |  |  | EA*5X25M17A* | *96VSN0601716B* | 24400 | 15.5 | 8.5 | 23200 | 19100 | 82.33% | 1.94 | 0 | 10 |  |  |  |  | R-454B | 2.0333 | Residential & Commercial | USHP | Ducted CEE Tier 1
216676733 | Central HP <5.4 tons | ARCOAIRE | HRCU-A-CB (Split System: Heat Pump with Remote Outdoor Unit-Air-Source) | D5CURAH24AAK |  |  | ESH5X30M12A* | *80MSU0401712A* | 23800 | 15.2 | 8.5 | 24200 | 19500 | 80.58% | 1.9 | 0 | 9.8 |  |  |  |  | R-454B | 1.9833 | Residential & Commercial | USHP
216676626 | Central HP <5.4 tons | ARCOAIRE | HRCU-A-CB (Split System: Heat Pump with Remote Outdoor Unit-Air-Source) | D5CURAH24AAK |  |  | ESH5X36M12A* | *80MS(N,L)1102120A* | 23800 | 15.2 | 8.5 | 23600 | 19200 | 81.36% | 1.94 | 0 | 9.8 |  |  |  |  | R-454B | 1.9833 | Residential & Commercial | USHP
216677655 | Central HP <5.4 tons | ARCOAIRE | HRCU-A-CB (Split System: Heat Pump with Remote Outdoor Unit-Air-Source) | D5CURAH24AAK |  |  | EA*5X37M21A* | *96VSN1002120B* | 25000 | 16 | 9 | 23200 | 19100 | 82.33% | 2.06 | 0 | 10 |  |  |  |  | R-454B | 2.0833 | Residential & Commercial | USHP | Ducted CEE Tier 1
214242856 | Central HP <5.4 tons | BRYANT HEATING AND COOLING SYSTEMS | HRCU-A-CB (Split System: Heat Pump with Remote Outdoor Unit-Air-Source) | 288BNV025*0**B* |  |  | CNPV*4217AL*+UI | 88*TB36045C17*** | 23800 | 16 | 8.1 | 21400 | 16700 | 78.04% | 1.96 | 0 | 11 |  |  |  |  | R-410A | 1.9833 | Residential & Commercial | USHP | Ducted CEE Tier 1
215375092 | Central HP <5.4 tons | RUUD | HRCU-A-CB (Split System: Heat Pump with Remote Outdoor Unit-Air-Source) | RD17AZ24AJ3N | ASPEN |  | D(A,C,E)30B36+TDR | R802V1004A17UHS | 21600 | 17 | 8.1 | 22600 | 18900 | 83.63% | 2.1 | 0 | 10 |  |  |  |  | R-410A | 1.8 | Residential & Commercial | USHP | Ducted CEE Tier 1
214092854 | Central HP <5.4 tons | YORK | HRCU-A-CB (Split System: Heat Pump with Remote Outdoor Unit-Air-Source) | HMH72B341 | ASPEN |  | D(A,C,E)42A46+TDR | Y81E100B12SMPS1 | 32400 | 18.5 | 8.1 | 34000 | 28000 | 82.35% | 2.66 | 0 | 9.5 |  |  |  |  | R-410A | 2.7 | Residential & Commercial | USHP
214092868 | Central HP <5.4 tons | YORK | HRCU-A-CB (Split System: Heat Pump with Remote Outdoor Unit-Air-Source) | HMH72B341 | ASPEN |  | D(A,C,E)36A36+TDR | Y81E120C16LMPS1 | 33600 | 18 | 8.1 | 32600 | 30200 | 92.64% | 2.73 | 0 | 9.5 |  |  |  |  | R-410A | 2.8 | Residential & Commercial | USHP
214092888 | Central HP <5.4 tons | YORK | HRCU-A-CB (Split System: Heat Pump with Remote Outdoor Unit-Air-Source) | HMH72B341 | ASPEN |  | D(A,C,E)48B36+TDR | Y82E100C16LMPS1 | 32600 | 18 | 8.5 | 33400 | 28000 | 83.83% | 2.7 | 0 | 9.5 |  |  |  |  | R-410A | 2.7167 | Residential & Commercial | USHP
214596002 | Central HP <5.4 tons | AIRQUEST | HRCU-A-C (Split System: Heat Pump with Remote Outdoor Unit with No Indoor Fan --Air Source) | DLCURAH18ABK | ADP |  | H,PG34936+TD | 0 | 18000 | 16 | 9.5 | 17400 | 14600 | 83.91% | 2.2 | 0 | 11.7 |  |  |  |  | R-410A | 1.5 | Residential & Commercial | USHP | Ducted CEE Tier 1
214813317 | Central HP <5.4 tons | YORK | HRCU-A-CB (Split System: Heat Pump with Remote Outdoor Unit-Air-Source) | YH2F48TB21 | ASPEN |  | C(A,C,D,E)60A3G+TXV+TDR | TM9V100C20MP12 | 42500 | 15.8 | 8.1 | 44000 | 31200 | 70.91% | 3.05 | 0 | 11.4 |  |  |  |  | R-410A | 3.5417 | Residential & Commercial | USHP | Ducted CEE Tier 1
204299069 | Central HP <5.4 tons | ARCOAIRE | HRCU-A-CB (Split System: Heat Pump with Remote Outdoor Unit-Air-Source) | HVH837GKA** |  |  | EA*4X42L24A*+WALLCON | *80CTL0902120A* | 31800 | 17.5 | 8.1 | 33200 | 24400 | 73.49% | 1.9 | 11 | 11.5 |  |  |  |  | R-410A | 2.65 | Residential & Commercial | USHP | Ducted CEE Tier 1
216682348 | Central HP <5.4 tons | HEIL | HRCU-A-CB (Split System: Heat Pump with Remote Outdoor Unit-Air-Source) | DLCURAH24ABK |  |  | EHD4X36AAL | *97VTN1002120A* | 23800 | 16.5 | 8.5 | 25200 | 22400 | 88.89% | 1.75 | 0 | 10 |  |  |  |  | R-410A | 1.9833 | Residential & Commercial | USHP | Ducted CEE Tier 1
212973838 | Central HP <5.4 tons | HEIL | HRCU-A-CB (Split System: Heat Pump with Remote Outdoor Unit-Air-Source) | DLCURAH24ABK |  |  | EA*4X25L17A* | *96VSN0801716B* | 24400 | 17 | 8.5 | 25400 | 21600 | 85.04% | 1.8 | 0 | 10 |  |  |  |  | R-410A | 2.0333 | Residential & Commercial | USHP | Ducted CEE Tier 1
216974477 | Central HP <5.4 tons | BRYANT HEATING AND COOLING SYSTEMS | HRCU-A-CB (Split System: Heat Pump with Remote Outdoor Unit-Air-Source) | 290VAN060**AA* | ADP |  | C60A***L18*+TXV | 83*CA60080C21*** | 55000 | 18 | 8.5 | 57000 | 41000 | 71.93% | 2.02 | 0 | 9 |  |  |  |  | R-454B | 4.5833 | Residential & Commercial | USHP
216974491 | Central HP <5.4 tons | BRYANT HEATING AND COOLING SYSTEMS | HRCU-A-CB (Split System: Heat Pump with Remote Outdoor Unit-Air-Source) | 290VAN060**AA* | ADP |  | PL60H210P17*+TXV | 83*CB60080C21*** | 55500 | 18 | 8.5 | 56500 | 40500 | 71.68% | 2.04 | 0 | 9 |  |  |  |  | R-454B | 4.625 | Residential & Commercial | USHP
214092904 | Central HP <5.4 tons | YORK | HRCU-A-CB (Split System: Heat Pump with Remote Outdoor Unit-Air-Source) | HMH72B341 | ASPEN |  | D(A,C,E)48B36+TDR | YP9C100C20MP13 | 32600 | 17.5 | 8.1 | 34000 | 28400 | 83.53% | 2.69 | 0 | 9.5 |  |  |  |  | R-410A | 2.7167 | Residential & Commercial | USHP
213296027 | Central HP <5.4 tons | YORK | HRCU-A-CB (Split System: Heat Pump with Remote Outdoor Unit-Air-Source) | HMH72B341 | ASPEN |  | D(A,C,E)36A3G+TXV+TDR | TM8V100C16MP12 | 31600 | 17.5 | 8.4 | 34000 | 27400 | 80.59% | 2.68 | 0 | 9.8 |  |  |  |  | R-410A | 2.6333 | Residential & Commercial | USHP
213296029 | Central HP <5.4 tons | YORK | HRCU-A-CB (Split System: Heat Pump with Remote Outdoor Unit-Air-Source) | HMH72B341 | ASPEN |  | D(A,C,E)36A3G+TXV+TDR | TM8V120C20MP12 | 31000 | 16.3 | 8.5 | 32200 | 27600 | 85.71% | 2.7 | 0 | 8.8 |  |  |  |  | R-410A | 2.5833 | Residential & Commercial | USHP
214595998 | Central HP <5.4 tons | AIRQUEST | HRCU-A-C (Split System: Heat Pump with Remote Outdoor Unit with No Indoor Fan --Air Source) | DLCURAH18ABK | ADP |  | H,PG30924+TD | 0 | 18000 | 16 | 9.1 | 17300 | 14600 | 84.39% | 2.12 | 0 | 11.7 |  |  |  |  | R-410A | 1.5 | Residential & Commercial | USHP | Ducted CEE Tier 1
212973668 | Central HP <5.4 tons | HEIL | HRCU-A-CB (Split System: Heat Pump with Remote Outdoor Unit-Air-Source) | DLCURAH18ABK |  |  | EA*4X24L17A* | *96VSN0801716B* | 17200 | 16 | 8.5 | 18200 | 19400 | 106.6% | 2.34 | 0 | 10.5 |  |  |  |  | R-410A | 1.4333 | Residential & Commercial | USHP | Ducted CEE Tier 1
212974724 | Central HP <5.4 tons | HEIL | HRCU-A-CB (Split System: Heat Pump with Remote Outdoor Unit-Air-Source) | DLCURAH18ABK |  |  | EN(A,D)4X24L17** | *96VTN0401410B* | 17300 | 15.5 | 8.5 | 18400 | 19200 | 104.3% | 2.3 | 0 | 10.5 |  |  |  |  | R-410A | 1.4417 | Residential & Commercial | USHP | Ducted CEE Tier 1
215375213 | Central HP <5.4 tons | RUUD | HRCU-A-CB (Split System: Heat Pump with Remote Outdoor Unit-Air-Source) | RD17AZ48AJ3N | ASPEN |  | D(A,C,E)60D36+TDR | R801V0755A21DZ | 45500 | 16 | 8.1 | 45500 | 32400 | 71.21% | 2.4 | 0 | 10 |  |  |  |  | R-410A | 3.7917 | Residential & Commercial | USHP | Ducted CEE Tier 1
215375214 | Central HP <5.4 tons | RUUD | HRCU-A-CB (Split System: Heat Pump with Remote Outdoor Unit-Air-Source) | RD17AZ48AJ3N | ASPEN |  | D(A,C,E)48B44+TDR | R801V0755A21UHN | 44000 | 15.2 | 8.1 | 45500 | 32400 | 71.21% | 2.4 | 0 | 10 |  |  |  |  | R-410A | 3.6667 | Residential & Commercial | USHP | Ducted CEE Tier 1
214392706 | Central HP <5.4 tons | RUUD | HRCU-A-CB (Split System: Heat Pump with Remote Outdoor Unit-Air-Source) | RD17AZ24AJ3N | ASPEN |  | D(A,C,E)36D24+TDR | U98MV0603A17UPS | 21000 | 18.9 | 8.1 | 22600 | 16900 | 74.78% | 2 | 0 | 9.8 |  |  |  |  | R-410A | 1.75 | Residential & Commercial | USHP
214392720 | Central HP <5.4 tons | RUUD | HRCU-A-CB (Split System: Heat Pump with Remote Outdoor Unit-Air-Source) | RD17AZ24AJ3N | ASPEN |  | D(A,C,E)36B24+TDR | U98MV0703A17UPS | 20400 | 18.6 | 8.1 | 22600 | 16900 | 74.78% | 2 | 0 | 9 |  |  |  |  | R-410A | 1.7 | Residential & Commercial | USHP
214242386 | Central HP <5.4 tons | BRYANT HEATING AND COOLING SYSTEMS | HRCU-A-CB (Split System: Heat Pump with Remote Outdoor Unit-Air-Source) | 288BNV025*0**C* |  |  | CNPV*4824AL*+UI | 986TD66120C24*** | 24200 | 17 | 8.1 | 21200 | 16600 | 78.3% | 2 | 0 | 11 |  |  |  |  | R-410A | 2.0167 | Residential & Commercial | USHP | Ducted CEE Tier 1
215223126 | Central HP <5.4 tons | BRYANT HEATING AND COOLING SYSTEMS | HRCU-A-CB (Split System: Heat Pump with Remote Outdoor Unit-Air-Source) | 288BNV025*0**C* | ADP |  | H,PE7J936 | 987MB42080C17*** | 23600 | 16 | 8.1 | 20000 | 16300 | 81.5% | 1.92 | 0 | 11 |  |  |  |  | R-410A | 1.9667 | Residential & Commercial | USHP | Ducted CEE Tier 1
215293517 | Central HP <5.4 tons | AIRQUEST | HRCU-A-CB (Split System: Heat Pump with Remote Outdoor Unit-Air-Source) | DLCURAH30ABK | ADP |  | H,GE33936 | *92MSN0801716A* | 29400 | 15.2 | 8.1 | 32400 | 27600 | 85.19% | 1.78 | 0 | 9 |  |  |  |  | R-410A | 2.45 | Residential & Commercial | USHP
215293569 | Central HP <5.4 tons | AIRQUEST | HRCU-A-CB (Split System: Heat Pump with Remote Outdoor Unit-Air-Source) | DLCURAH30ABK | ADP |  | HG34936 | *92MSN0802120A* | 30200 | 15.2 | 8.1 | 32600 | 27000 | 82.82% | 1.8 | 0 | 9 |  |  |  |  | R-410A | 2.5167 | Residential & Commercial | USHP
215293578 | Central HP <5.4 tons | AIRQUEST | HRCU-A-CB (Split System: Heat Pump with Remote Outdoor Unit-Air-Source) | DLCURAH30ABK | ADP |  | HE36936 | *92MSN0802120A* | 30200 | 15.2 | 8.1 | 32600 | 27000 | 82.82% | 1.8 | 0 | 9 |  |  |  |  | R-410A | 2.5167 | Residential & Commercial | USHP
215293612 | Central HP <5.4 tons | AIRQUEST | HRCU-A-CB (Split System: Heat Pump with Remote Outdoor Unit-Air-Source) | DLCURAH30ABK | ADP |  | H,GG33936 | *92MSN1002120A* | 30000 | 15.2 | 8.1 | 32800 | 27600 | 84.15% | 1.78 | 0 | 9 |  |  |  |  | R-410A | 2.5 | Residential & Commercial | USHP
215293669 | Central HP <5.4 tons | AIRQUEST | HRCU-A-CB (Split System: Heat Pump with Remote Outdoor Unit-Air-Source) | DLCURAH30ABK | ADP |  | H,GG35936 | *92MSN1202420A* | 30000 | 15.2 | 8.1 | 32600 | 27200 | 83.44% | 1.8 | 0 | 9 |  |  |  |  | R-410A | 2.5 | Residential & Commercial | USHP
215293687 | Central HP <5.4 tons | AIRQUEST | HRCU-A-CB (Split System: Heat Pump with Remote Outdoor Unit-Air-Source) | DLCURAH30ABK | ADP |  | H,GE9J936 | *92MSN1202420A* | 30000 | 15.2 | 8.1 | 32600 | 27200 | 83.44% | 1.8 | 0 | 9 |  |  |  |  | R-410A | 2.5 | Residential & Commercial | USHP
215293692 | Central HP <5.4 tons | AIRQUEST | HRCU-A-CB (Split System: Heat Pump with Remote Outdoor Unit-Air-Source) | DLCURAH30ABK | ADP |  | H,GE80936 | *92MSN1202420A* | 30000 | 15.2 | 8.1 | 32600 | 27200 | 83.44% | 1.8 | 0 | 9 |  |  |  |  | R-410A | 2.5 | Residential & Commercial | USHP
215293876 | Central HP <5.4 tons | AIRQUEST | HRCU-A-CB (Split System: Heat Pump with Remote Outdoor Unit-Air-Source) | DLCURAH30ABK | ADP |  | HE32936 | *96MSN0802120A* | 28800 | 15.2 | 8.1 | 32600 | 27200 | 83.44% | 1.8 | 0 | 8.5 |  |  |  |  | R-410A | 2.4 | Residential & Commercial | USHP
215375247 | Central HP <5.4 tons | RUUD | HRCU-A-CB (Split System: Heat Pump with Remote Outdoor Unit-Air-Source) | RD17AZ48AJ3N | ASPEN |  | D(A,C,E)48B46+TDR | R801V1505A24UH | 44000 | 16 | 8.1 | 45500 | 32400 | 71.21% | 2.4 | 0 | 10 |  |  |  |  | R-410A | 3.6667 | Residential & Commercial | USHP | Ducted CEE Tier 1
215375281 | Central HP <5.4 tons | RUUD | HRCU-A-CB (Split System: Heat Pump with Remote Outdoor Unit-Air-Source) | RD17AZ48AJ3N | ASPEN |  | D(A,C,E)60D36+TDR | R802V1255A24UHN | 45500 | 16 | 8.1 | 45500 | 32400 | 71.21% | 2.4 | 0 | 10 |  |  |  |  | R-410A | 3.7917 | Residential & Commercial | USHP | Ducted CEE Tier 1
215375295 | Central HP <5.4 tons | RUUD | HRCU-A-CB (Split System: Heat Pump with Remote Outdoor Unit-Air-Source) | RD17AZ48AJ3N | ASPEN |  | D(A,C,E)48B46+TDR | R921V0705A21M4S | 44000 | 15.2 | 8.1 | 45500 | 32600 | 71.65% | 2.3 | 0 | 10 |  |  |  |  | R-410A | 3.6667 | Residential & Commercial | USHP | Ducted CEE Tier 1
215375297 | Central HP <5.4 tons | RUUD | HRCU-A-CB (Split System: Heat Pump with Remote Outdoor Unit-Air-Source) | RD17AZ48AJ3N | ASPEN |  | D(A,C,E)60D36+TDR | R921V0705A21M4S | 45500 | 15.2 | 8.1 | 45500 | 32600 | 71.65% | 2.3 | 0 | 10 |  |  |  |  | R-410A | 3.7917 | Residential & Commercial | USHP | Ducted CEE Tier 1
207436255 | Central HP <5.4 tons | LENNOX | HRCU-A-CB (Split System: Heat Pump with Remote Outdoor Unit-Air-Source) | SL25XPV-036-230A** |  |  | C35-36B+TDR+TXV | SL280UH090V36B* | 33400 | 22.2 | 8.6 | 35400 | 26600 | 75.14% | 1.76 | 14 | 13.4 |  |  |  |  | R-410A | 2.7833 | Residential & Commercial | USHP | Ducted CEE Tier 1
207436292 | Central HP <5.4 tons | LENNOX | HRCU-A-CB (Split System: Heat Pump with Remote Outdoor Unit-Air-Source) | SL25XPV-036-230A** |  |  | C35-50/60C+TDR+TXV | SL280UH080NV60C* | 33800 | 21.6 | 8.7 | 34200 | 26600 | 77.78% | 1.82 | 14.5 | 13.5 |  |  |  |  | R-410A | 2.8167 | Residential & Commercial | USHP | Ducted CEE Tier 1
207436358 | Central HP <5.4 tons | LENNOX | HRCU-A-CB (Split System: Heat Pump with Remote Outdoor Unit-Air-Source) | SL25XPV-036-230A** |  |  | CH35-48B+TDR+TXV | SL280UH090V36B* | 34000 | 22.2 | 8.8 | 34400 | 26000 | 75.58% | 1.84 | 14 | 13.5 |  |  |  |  | R-410A | 2.8333 | Residential & Commercial | USHP | Ducted CEE Tier 1
214392171 | Central HP <5.4 tons | RUUD | HRCU-A-CB (Split System: Heat Pump with Remote Outdoor Unit-Air-Source) | RD17AZ24AJ3N | ASPEN |  | D(A,C,E)30B34+TDR | R801V0504A17UHS | 21600 | 18 | 8.1 | 22600 | 16900 | 74.78% | 2 | 0 | 10 |  |  |  |  | R-410A | 1.8 | Residential & Commercial | USHP | Ducted CEE Tier 1
215293901 | Central HP <5.4 tons | AIRQUEST | HRCU-A-CB (Split System: Heat Pump with Remote Outdoor Unit-Air-Source) | DLCURAH30ABK | ADP |  | H,GG9J936 | *96MSN0802120A* | 29800 | 15.2 | 8.1 | 32600 | 27200 | 83.44% | 1.8 | 0 | 9 |  |  |  |  | R-410A | 2.4833 | Residential & Commercial | USHP
215293905 | Central HP <5.4 tons | AIRQUEST | HRCU-A-CB (Split System: Heat Pump with Remote Outdoor Unit-Air-Source) | DLCURAH30ABK | ADP |  | H,GE1K936 | *96MSN0802120A* | 29800 | 15.2 | 8.1 | 32600 | 27200 | 83.44% | 1.8 | 0 | 9 |  |  |  |  | R-410A | 2.4833 | Residential & Commercial | USHP
215293921 | Central HP <5.4 tons | AIRQUEST | HRCU-A-CB (Split System: Heat Pump with Remote Outdoor Unit-Air-Source) | DLCURAH30ABK | ADP |  | H,GG32936 | *96MSN1002120A* | 29400 | 15.2 | 8.5 | 32400 | 27000 | 83.33% | 1.8 | 0 | 8.5 |  |  |  |  | R-410A | 2.45 | Residential & Commercial | USHP
215293926 | Central HP <5.4 tons | AIRQUEST | HRCU-A-CB (Split System: Heat Pump with Remote Outdoor Unit-Air-Source) | DLCURAH30ABK | ADP |  | H,GG33936 | *96MSN1002120A* | 29800 | 15.2 | 8.5 | 32400 | 27000 | 83.33% | 1.8 | 0 | 8.5 |  |  |  |  | R-410A | 2.4833 | Residential & Commercial | USHP
215293935 | Central HP <5.4 tons | AIRQUEST | HRCU-A-CB (Split System: Heat Pump with Remote Outdoor Unit-Air-Source) | DLCURAH30ABK | ADP |  | HG35936 | *96MSN1002120A* | 30200 | 15.2 | 8.5 | 32400 | 27000 | 83.33% | 1.8 | 0 | 9 |  |  |  |  | R-410A | 2.5167 | Residential & Commercial | USHP
215293953 | Central HP <5.4 tons | AIRQUEST | HRCU-A-CB (Split System: Heat Pump with Remote Outdoor Unit-Air-Source) | DLCURAH30ABK | ADP |  | H,GG1K936 | *96MSN1002120A* | 30200 | 15.2 | 8.5 | 32400 | 27000 | 83.33% | 1.8 | 0 | 9 |  |  |  |  | R-410A | 2.5167 | Residential & Commercial | USHP
215293960 | Central HP <5.4 tons | AIRQUEST | HRCU-A-CB (Split System: Heat Pump with Remote Outdoor Unit-Air-Source) | DLCURAH30ABK | ADP |  | HG82936 | *96MSN1002120A* | 30200 | 15.2 | 8.5 | 32400 | 27000 | 83.33% | 1.8 | 0 | 9 |  |  |  |  | R-410A | 2.5167 | Residential & Commercial | USHP
215293994 | Central HP <5.4 tons | AIRQUEST | HRCU-A-CB (Split System: Heat Pump with Remote Outdoor Unit-Air-Source) | DLCURAH30ABK | ADP |  | H,GE7J936 | *96MSN1202422A* | 29400 | 15.2 | 8.1 | 32600 | 27200 | 83.44% | 1.8 | 0 | 8.5 |  |  |  |  | R-410A | 2.45 | Residential & Commercial | USHP
214392188 | Central HP <5.4 tons | RUUD | HRCU-A-CB (Split System: Heat Pump with Remote Outdoor Unit-Air-Source) | RD17AZ24AJ3N | ASPEN |  | D(A,C,E)30C24+TDR | R801V0504A17UHU | 20200 | 17.7 | 8.1 | 22400 | 17000 | 75.89% | 2 | 0 | 9 |  |  |  |  | R-410A | 1.6833 | Residential & Commercial | USHP
207436441 | Central HP <5.4 tons | LENNOX | HRCU-A-CB (Split System: Heat Pump with Remote Outdoor Unit-Air-Source) | SL25XPV-036-230A** |  |  | CR33-48C*+TDR+TXV | SL280DF090V60C* | 33400 | 20.4 | 8.7 | 36000 | 29200 | 81.11% | 1.76 | 13.5 | 13 |  |  |  |  | R-410A | 2.7833 | Residential & Commercial | USHP | Ducted CEE Tier 1
214392237 | Central HP <5.4 tons | RUUD | HRCU-A-CB (Split System: Heat Pump with Remote Outdoor Unit-Air-Source) | RD17AZ24AJ3N | ASPEN |  | D(A,C,E)30D24+TDR | R801V0754A17UHN | 20800 | 18.8 | 8.1 | 22600 | 16800 | 74.34% | 2.1 | 0 | 9.7 |  |  |  |  | R-410A | 1.7333 | Residential & Commercial | USHP
214392251 | Central HP <5.4 tons | RUUD | HRCU-A-CB (Split System: Heat Pump with Remote Outdoor Unit-Air-Source) | RD17AZ24AJ3N | ASPEN |  | D(A,C,E)30B34+TDR | R801V0754A17UHS | 21600 | 19 | 8.1 | 22600 | 16800 | 74.34% | 2.1 | 0 | 10 |  |  |  |  | R-410A | 1.8 | Residential & Commercial | USHP | Ducted CEE Tier 1
216738739 | Central HP <5.4 tons | COMFORTMAKER | HRCU-A-CB (Split System: Heat Pump with Remote Outdoor Unit-Air-Source) | D5CUHAH24AAK |  |  | ESH5X36M12A* | *95MSU1002122A* | 23400 | 16 | 8.5 | 21200 | 18800 | 88.68% | 1.94 | 0 | 11 |  |  |  |  | R-454B | 1.95 | Residential & Commercial | USHP | Ducted CEE Tier 1
216738823 | Central HP <5.4 tons | COMFORTMAKER | HRCU-A-CB (Split System: Heat Pump with Remote Outdoor Unit-Air-Source) | D5CUHAH24AAK |  |  | ESH5X36M12A* | *96VTN0601412B* | 22600 | 16 | 8.1 | 20800 | 18500 | 88.94% | 1.85 | 0 | 11 |  |  |  |  | R-454B | 1.8833 | Residential & Commercial | USHP | Ducted CEE Tier 1
216739053 | Central HP <5.4 tons | COMFORTMAKER | HRCU-A-CB (Split System: Heat Pump with Remote Outdoor Unit-Air-Source) | D5CUHAH24AAK |  |  | F5MA5*30L*B* | 0 | 23400 | 16 | 8.5 | 21200 | 18800 | 88.68% | 1.96 | 0 | 11 |  |  |  |  | R-454B | 1.95 | Residential & Commercial | USHP | Ducted CEE Tier 1
215291891 | Central HP <5.4 tons | AIRQUEST | HRCU-A-CB (Split System: Heat Pump with Remote Outdoor Unit-Air-Source) | DLCURAH24ABK | ADP |  | H,GE7J936 | *92MSN0401712A* | 23000 | 16 | 8.5 | 24800 | 23600 | 95.16% | 1.96 | 0 | 9.5 |  |  |  |  | R-410A | 1.9167 | Residential & Commercial | USHP
213296194 | Central HP <5.4 tons | YORK | HRCU-A-CB (Split System: Heat Pump with Remote Outdoor Unit-Air-Source) | HMH72B341 | ASPEN |  | C(A,C,D,E)48C26+TDR | TM8E080B12MP11 | 30600 | 17.7 | 8.5 | 34000 | 28000 | 82.35% | 2.61 | 0 | 9 |  |  |  |  | R-410A | 2.55 | Residential & Commercial | USHP
214595931 | Central HP <5.4 tons | AIRQUEST | HRCU-A-C (Split System: Heat Pump with Remote Outdoor Unit with No Indoor Fan --Air Source) | DLCURAH24ABK | ADP |  | HG7J936+TD | 0 | 24000 | 16 | 9.5 | 23400 | 19600 | 83.76% | 1.95 | 0 | 10.5 |  |  |  |  | R-410A | 2 | Residential & Commercial | USHP | Ducted CEE Tier 1
215294003 | Central HP <5.4 tons | AIRQUEST | HRCU-A-CB (Split System: Heat Pump with Remote Outdoor Unit-Air-Source) | DLCURAH30ABK | ADP |  | H,GE1K936 | *96MSN1202422A* | 30000 | 15.2 | 8.1 | 32600 | 27200 | 83.44% | 1.8 | 0 | 9 |  |  |  |  | R-410A | 2.5 | Residential & Commercial | USHP
215294203 | Central HP <5.4 tons | AIRQUEST | HRCU-A-CB (Split System: Heat Pump with Remote Outdoor Unit-Air-Source) | DLCURAH30ABK | ADP |  | H,GG33936 | *96VTN0802120A* | 29000 | 15.2 | 8.1 | 32000 | 27000 | 84.38% | 1.78 | 0 | 8.5 |  |  |  |  | R-410A | 2.4167 | Residential & Commercial | USHP
215294228 | Central HP <5.4 tons | AIRQUEST | HRCU-A-CB (Split System: Heat Pump with Remote Outdoor Unit-Air-Source) | DLCURAH30ABK | ADP |  | HG9J936 | *96VTN0802120A* | 29600 | 15.2 | 8.1 | 32000 | 27000 | 84.38% | 1.78 | 0 | 9 |  |  |  |  | R-410A | 2.4667 | Residential & Commercial | USHP
215294421 | Central HP <5.4 tons | AIRQUEST | HRCU-A-CB (Split System: Heat Pump with Remote Outdoor Unit-Air-Source) | DLCURAH30ABK | ADP |  | H,GE8J936 | *96VTN1002122A* | 29600 | 15.2 | 8.1 | 32200 | 27400 | 85.09% | 1.76 | 0 | 9 |  |  |  |  | R-410A | 2.4667 | Residential & Commercial | USHP
215294428 | Central HP <5.4 tons | AIRQUEST | HRCU-A-CB (Split System: Heat Pump with Remote Outdoor Unit-Air-Source) | DLCURAH30ABK | ADP |  | H,GG80936 | *96VTN1002122A* | 30000 | 15.2 | 8.1 | 32400 | 26800 | 82.72% | 1.8 | 0 | 9 |  |  |  |  | R-410A | 2.5 | Residential & Commercial | USHP
215294437 | Central HP <5.4 tons | AIRQUEST | HRCU-A-CB (Split System: Heat Pump with Remote Outdoor Unit-Air-Source) | DLCURAH30ABK | ADP |  | H,GE24936 | *96VTN1002122B* | 29000 | 15.2 | 8.1 | 32600 | 27600 | 84.66% | 1.78 | 0 | 8.5 |  |  |  |  | R-410A | 2.4167 | Residential & Commercial | USHP
215294448 | Central HP <5.4 tons | AIRQUEST | HRCU-A-CB (Split System: Heat Pump with Remote Outdoor Unit-Air-Source) | DLCURAH30ABK | ADP |  | H,GG33936 | *96VTN1002122B* | 29800 | 15.2 | 8.1 | 32600 | 27600 | 84.66% | 1.78 | 0 | 9 |  |  |  |  | R-410A | 2.4833 | Residential & Commercial | USHP
215294453 | Central HP <5.4 tons | AIRQUEST | HRCU-A-CB (Split System: Heat Pump with Remote Outdoor Unit-Air-Source) | DLCURAH30ABK | ADP |  | HG34936 | *96VTN1002122B* | 29800 | 15.2 | 8.1 | 32600 | 27200 | 83.44% | 1.8 | 0 | 9 |  |  |  |  | R-410A | 2.4833 | Residential & Commercial | USHP
214392321 | Central HP <5.4 tons | RUUD | HRCU-A-CB (Split System: Heat Pump with Remote Outdoor Unit-Air-Source) | RD17AZ24AJ3N | ASPEN |  | D(A,C,E)36C24+TDR | R802V0503A14UHS | 20800 | 17.8 | 8.1 | 22600 | 16900 | 74.78% | 2 | 0 | 9.7 |  |  |  |  | R-410A | 1.7333 | Residential & Commercial | USHP
214392336 | Central HP <5.4 tons | RUUD | HRCU-A-CB (Split System: Heat Pump with Remote Outdoor Unit-Air-Source) | RD17AZ24AJ3N | ASPEN |  | D(A,C,E)36B24+TDR | R802V0504A17UHN | 20400 | 17.7 | 8.1 | 22600 | 16900 | 74.78% | 2 | 0 | 9 |  |  |  |  | R-410A | 1.7 | Residential & Commercial | USHP
214392354 | Central HP <5.4 tons | RUUD | HRCU-A-CB (Split System: Heat Pump with Remote Outdoor Unit-Air-Source) | RD17AZ24AJ3N | ASPEN |  | D(A,C,E)36D24+TDR | R802V0504A17UHS | 21000 | 17.9 | 8.1 | 22600 | 16900 | 74.78% | 2 | 0 | 9.8 |  |  |  |  | R-410A | 1.75 | Residential & Commercial | USHP
214392402 | Central HP <5.4 tons | RUUD | HRCU-A-CB (Split System: Heat Pump with Remote Outdoor Unit-Air-Source) | RD17AZ24AJ3N | ASPEN |  | D(A,C,E)36D24+TDR | R802V0754A17UHS | 21000 | 18.9 | 8.1 | 22600 | 16800 | 74.34% | 2.1 | 0 | 9.8 |  |  |  |  | R-410A | 1.75 | Residential & Commercial | USHP
207436476 | Central HP <5.4 tons | LENNOX | HRCU-A-CB (Split System: Heat Pump with Remote Outdoor Unit-Air-Source) | SL25XPV-036-230A** |  |  | CX35-48B+TDR | SLP99UH070XV36B* | 33800 | 21.6 | 8.8 | 35800 | 27800 | 77.65% | 1.8 | 13.5 | 13 |  |  |  |  | R-410A | 2.8167 | Residential & Commercial | USHP | Ducted CEE Tier 1
207436507 | Central HP <5.4 tons | LENNOX | HRCU-A-CB (Split System: Heat Pump with Remote Outdoor Unit-Air-Source) | SL25XPV-036-230A** |  |  | CX35-50/60C+TDR | SLP99UH090XV36C* | 33600 | 22.2 | 8.7 | 34400 | 26800 | 77.91% | 1.8 | 14 | 13.3 |  |  |  |  | R-410A | 2.8 | Residential & Commercial | USHP | Ducted CEE Tier 1
214393822 | Central HP <5.4 tons | RUUD | HRCU-A-CB (Split System: Heat Pump with Remote Outdoor Unit-Air-Source) | RD17AZ36AJ3N | ASPEN |  | D(A,C,E)36C44+TDR | R951V0603A17UHU | 33000 | 18 | 8.1 | 34200 | 29800 | 87.13% | 1.9 | 0 | 10 |  |  |  |  | R-410A | 2.75 | Residential & Commercial | USHP | Ducted CEE Tier 1
214393859 | Central HP <5.4 tons | RUUD | HRCU-A-CB (Split System: Heat Pump with Remote Outdoor Unit-Air-Source) | RD17AZ36AJ3N | ASPEN |  | D(A,C,E)42B44+TDR | R951V0703A17M4S | 33000 | 18 | 8.1 | 34200 | 29600 | 86.55% | 1.9 | 0 | 10 |  |  |  |  | R-410A | 2.75 | Residential & Commercial | USHP | Ducted CEE Tier 1
214393874 | Central HP <5.4 tons | RUUD | HRCU-A-CB (Split System: Heat Pump with Remote Outdoor Unit-Air-Source) | RD17AZ36AJ3N | ASPEN |  | D(A,C,E)48D24+TDR | R951V0703A17M4S | 30800 | 17.6 | 8.1 | 34200 | 29600 | 86.55% | 1.9 | 0 | 9.6 |  |  |  |  | R-410A | 2.5667 | Residential & Commercial | USHP
214393875 | Central HP <5.4 tons | RUUD | HRCU-A-CB (Split System: Heat Pump with Remote Outdoor Unit-Air-Source) | RD17AZ36AJ3N | ASPEN |  | D(A,C,E)48D34+TDR | R951V0703A17M4S | 33200 | 18 | 8.1 | 34200 | 29600 | 86.55% | 1.9 | 0 | 10 |  |  |  |  | R-410A | 2.7667 | Residential & Commercial | USHP | Ducted CEE Tier 1
216678591 | Central HP <5.4 tons | ARCOAIRE | HRCU-A-CB (Split System: Heat Pump with Remote Outdoor Unit-Air-Source) | D5CURAH24AAK |  |  | F5MA5*30L*B* | 0 | 25000 | 15.2 | 9 | 24000 | 19400 | 80.83% | 2.04 | 0 | 10 |  |  |  |  | R-454B | 2.0833 | Residential & Commercial | USHP | Ducted CEE Tier 1
212975818 | Central HP <5.4 tons | HEIL | HRCU-A-CB (Split System: Heat Pump with Remote Outdoor Unit-Air-Source) | DLCURAH18ABK |  |  | EA*4X30L17A* | *96VTN0801716B* | 17400 | 16 | 8.5 | 18000 | 18700 | 103.9% | 2.26 | 0 | 10.5 |  |  |  |  | R-410A | 1.45 | Residential & Commercial | USHP | Ducted CEE Tier 1
204299399 | Central HP <5.4 tons | ARCOAIRE | HRCU-A-CB (Split System: Heat Pump with Remote Outdoor Unit-Air-Source) | HVH837GKA** |  |  | EA*4X48L24A*+WALLCON | *97CMN1002122A* | 32400 | 17.5 | 8.5 | 32600 | 24800 | 76.07% | 2 | 12 | 11.7 |  |  |  |  | R-410A | 2.7 | Residential & Commercial | USHP | Ducted CEE Tier 1
214243006 | Central HP <5.4 tons | BRYANT HEATING AND COOLING SYSTEMS | HRCU-A-CB (Split System: Heat Pump with Remote Outdoor Unit-Air-Source) | 288BNV025*0**B* |  |  | CNPV*4221AL*+UI | 935CB48060C17*** | 23600 | 16.5 | 8.1 | 21400 | 16700 | 78.04% | 1.96 | 0 | 11 |  |  |  |  | R-410A | 1.9667 | Residential & Commercial | USHP | Ducted CEE Tier 1
215291921 | Central HP <5.4 tons | AIRQUEST | HRCU-A-CB (Split System: Heat Pump with Remote Outdoor Unit-Air-Source) | DLCURAH24ABK | ADP |  | H,GE32936 | *92MSN0601412A* | 23200 | 17 | 8.5 | 24800 | 23400 | 94.35% | 1.98 | 0 | 10 |  |  |  |  | R-410A | 1.9333 | Residential & Commercial | USHP | Ducted CEE Tier 1
215291932 | Central HP <5.4 tons | AIRQUEST | HRCU-A-CB (Split System: Heat Pump with Remote Outdoor Unit-Air-Source) | DLCURAH24ABK | ADP |  | HG35936 | *92MSN0601412A* | 23800 | 17 | 8.5 | 24800 | 23400 | 94.35% | 1.98 | 0 | 10.5 |  |  |  |  | R-410A | 1.9833 | Residential & Commercial | USHP | Ducted CEE Tier 1
214393907 | Central HP <5.4 tons | RUUD | HRCU-A-CB (Split System: Heat Pump with Remote Outdoor Unit-Air-Source) | RD17AZ36AJ3N | ASPEN |  | D(A,C,E)36D44+TDR | R951V0855A21M4S | 33200 | 18 | 8.1 | 34200 | 29600 | 86.55% | 1.9 | 0 | 10 |  |  |  |  | R-410A | 2.7667 | Residential & Commercial | USHP | Ducted CEE Tier 1
214393940 | Central HP <5.4 tons | RUUD | HRCU-A-CB (Split System: Heat Pump with Remote Outdoor Unit-Air-Source) | RD17AZ36AJ3N | ASPEN |  | D(A,C,E)42C44+TDR | R951V1005A21M4S | 33200 | 17 | 8.1 | 34200 | 29600 | 86.55% | 1.9 | 0 | 10 |  |  |  |  | R-410A | 2.7667 | Residential & Commercial | USHP | Ducted CEE Tier 1
214393941 | Central HP <5.4 tons | RUUD | HRCU-A-CB (Split System: Heat Pump with Remote Outdoor Unit-Air-Source) | RD17AZ36AJ3N | ASPEN |  | D(A,C,E)42D34+TDR | R951V1005A21M4S | 32800 | 17 | 8.1 | 34200 | 29600 | 86.55% | 1.9 | 0 | 10 |  |  |  |  | R-410A | 2.7333 | Residential & Commercial | USHP | Ducted CEE Tier 1
214393942 | Central HP <5.4 tons | RUUD | HRCU-A-CB (Split System: Heat Pump with Remote Outdoor Unit-Air-Source) | RD17AZ36AJ3N | ASPEN |  | D(A,C,E)42D44+TDR | R951V1005A21M4S | 33400 | 17 | 8.1 | 34200 | 29600 | 86.55% | 1.9 | 0 | 10 |  |  |  |  | R-410A | 2.7833 | Residential & Commercial | USHP | Ducted CEE Tier 1
214394039 | Central HP <5.4 tons | RUUD | HRCU-A-CB (Split System: Heat Pump with Remote Outdoor Unit-Air-Source) | RD17AZ36AJ3N | ASPEN |  | D(A,C,E)48D34+TDR | R962V0603A17M4S | 33200 | 18 | 8.1 | 34200 | 29800 | 87.13% | 1.9 | 0 | 10 |  |  |  |  | R-410A | 2.7667 | Residential & Commercial | USHP | Ducted CEE Tier 1
214394390 | Central HP <5.4 tons | RUUD | HRCU-A-CB (Split System: Heat Pump with Remote Outdoor Unit-Air-Source) | RD17AZ36AJ3N | ASPEN |  | D(A,C,E)48D24+TDR | U97MV0603A17DHS | 30800 | 17.6 | 8.1 | 34200 | 29600 | 86.55% | 1.9 | 0 | 9.6 |  |  |  |  | R-410A | 2.5667 | Residential & Commercial | USHP
214394542 | Central HP <5.4 tons | RUUD | HRCU-A-CB (Split System: Heat Pump with Remote Outdoor Unit-Air-Source) | RD17AZ36AJ3N | ASPEN |  | D(A,C,E)48D44+TDR | U98MV0603A17UPS | 33800 | 18 | 8.1 | 34200 | 29800 | 87.13% | 1.9 | 0 | 10 |  |  |  |  | R-410A | 2.8167 | Residential & Commercial | USHP | Ducted CEE Tier 1
215291966 | Central HP <5.4 tons | AIRQUEST | HRCU-A-CB (Split System: Heat Pump with Remote Outdoor Unit-Air-Source) | DLCURAH24ABK | ADP |  | HE31924 | *92MSN0601714A* | 23000 | 17 | 8.5 | 25200 | 26000 | 103.2% | 2.24 | 0 | 9.5 |  |  |  |  | R-410A | 1.9167 | Residential & Commercial | USHP
215291971 | Central HP <5.4 tons | AIRQUEST | HRCU-A-CB (Split System: Heat Pump with Remote Outdoor Unit-Air-Source) | DLCURAH24ABK | ADP |  | HG32936 | *92MSN0601714A* | 23400 | 17 | 8.5 | 25200 | 26000 | 103.2% | 2.24 | 0 | 10 |  |  |  |  | R-410A | 1.95 | Residential & Commercial | USHP | Ducted CEE Tier 1
215291973 | Central HP <5.4 tons | AIRQUEST | HRCU-A-CB (Split System: Heat Pump with Remote Outdoor Unit-Air-Source) | DLCURAH24ABK | ADP |  | H,GE32936 | *92MSN0601714A* | 23400 | 17 | 8.5 | 25200 | 26000 | 103.2% | 2.24 | 0 | 10 |  |  |  |  | R-410A | 1.95 | Residential & Commercial | USHP | Ducted CEE Tier 1
215291989 | Central HP <5.4 tons | AIRQUEST | HRCU-A-CB (Split System: Heat Pump with Remote Outdoor Unit-Air-Source) | DLCURAH24ABK | ADP |  | H,GG30924 | *92MSN0601714A* | 22400 | 17 | 8.5 | 24600 | 23200 | 94.31% | 1.96 | 0 | 9.5 |  |  |  |  | R-410A | 1.8667 | Residential & Commercial | USHP
214595997 | Central HP <5.4 tons | AIRQUEST | HRCU-A-C (Split System: Heat Pump with Remote Outdoor Unit with No Indoor Fan --Air Source) | DLCURAH18ABK | ADP |  | H,PG24936+TD | 0 | 18000 | 16 | 9.35 | 17400 | 14600 | 83.91% | 2.16 | 0 | 11.7 |  |  |  |  | R-410A | 1.5 | Residential & Commercial | USHP | Ducted CEE Tier 1
214596072 | Central HP <5.4 tons | AIRQUEST | HRCU-A-C (Split System: Heat Pump with Remote Outdoor Unit with No Indoor Fan --Air Source) | DLCURAH24ABK | ADP |  | H,PG22936+TD | 0 | 23600 | 16 | 9 | 23200 | 19600 | 84.48% | 1.86 | 0 | 10.5 |  |  |  |  | R-410A | 1.9667 | Residential & Commercial | USHP | Ducted CEE Tier 1
215294590 | Central HP <5.4 tons | AIRQUEST | HRCU-A-CB (Split System: Heat Pump with Remote Outdoor Unit-Air-Source) | DLCURAH36ABK | ADP |  | HG33936 | *92MSN0601412A* | 35000 | 15.2 | 8.1 | 36800 | 34800 | 94.57% | 1.82 | 0 | 9.5 |  |  |  |  | R-410A | 2.9167 | Residential & Commercial | USHP
215294595 | Central HP <5.4 tons | AIRQUEST | HRCU-A-CB (Split System: Heat Pump with Remote Outdoor Unit-Air-Source) | DLCURAH36ABK | ADP |  | H,GE34936 | *92MSN0601412A* | 35000 | 15.2 | 8.5 | 36800 | 34800 | 94.57% | 2 | 0 | 9.5 |  |  |  |  | R-410A | 2.9167 | Residential & Commercial | USHP
215294604 | Central HP <5.4 tons | AIRQUEST | HRCU-A-CB (Split System: Heat Pump with Remote Outdoor Unit-Air-Source) | DLCURAH36ABK | ADP |  | H,GG37936 | *92MSN0601412A* | 36000 | 15.2 | 8.5 | 36800 | 34800 | 94.57% | 2 | 0 | 10 |  |  |  |  | R-410A | 3 | Residential & Commercial | USHP | Ducted CEE Tier 1
215294615 | Central HP <5.4 tons | AIRQUEST | HRCU-A-CB (Split System: Heat Pump with Remote Outdoor Unit-Air-Source) | DLCURAH36ABK | ADP |  | H,GE9J936 | *92MSN0601412A* | 35200 | 15.2 | 8.5 | 36800 | 34800 | 94.57% | 2 | 0 | 9.5 |  |  |  |  | R-410A | 2.9333 | Residential & Commercial | USHP
215292014 | Central HP <5.4 tons | AIRQUEST | HRCU-A-CB (Split System: Heat Pump with Remote Outdoor Unit-Air-Source) | DLCURAH24ABK | ADP |  | H,GG31930 | *92MSN0801716A* | 22400 | 17 | 8.5 | 24600 | 24200 | 98.37% | 2.04 | 0 | 10 |  |  |  |  | R-410A | 1.8667 | Residential & Commercial | USHP | Ducted CEE Tier 1
215292032 | Central HP <5.4 tons | AIRQUEST | HRCU-A-CB (Split System: Heat Pump with Remote Outdoor Unit-Air-Source) | DLCURAH24ABK | ADP |  | HG34936 | *92MSN0801716A* | 23600 | 17 | 8.5 | 24600 | 24200 | 98.37% | 2.04 | 0 | 10.5 |  |  |  |  | R-410A | 1.9667 | Residential & Commercial | USHP | Ducted CEE Tier 1
215294620 | Central HP <5.4 tons | AIRQUEST | HRCU-A-CB (Split System: Heat Pump with Remote Outdoor Unit-Air-Source) | DLCURAH36ABK | ADP |  | H,GE80936 | *92MSN0601412A* | 36000 | 15.2 | 8.5 | 36800 | 34800 | 94.57% | 2 | 0 | 10 |  |  |  |  | R-410A | 3 | Residential & Commercial | USHP | Ducted CEE Tier 1
215294645 | Central HP <5.4 tons | AIRQUEST | HRCU-A-CB (Split System: Heat Pump with Remote Outdoor Unit-Air-Source) | DLCURAH36ABK | ADP |  | H,GE36936 | *92MSN0601714A* | 35400 | 16 | 8.5 | 36200 | 34400 | 95.03% | 2.02 | 0 | 10 |  |  |  |  | R-410A | 2.95 | Residential & Commercial | USHP | Ducted CEE Tier 1
215292039 | Central HP <5.4 tons | AIRQUEST | HRCU-A-CB (Split System: Heat Pump with Remote Outdoor Unit-Air-Source) | DLCURAH24ABK | ADP |  | H,GG36936 | *92MSN0801716A* | 23600 | 17 | 8.5 | 24600 | 24200 | 98.37% | 2.04 | 0 | 10.5 |  |  |  |  | R-410A | 1.9667 | Residential & Commercial | USHP | Ducted CEE Tier 1
215292055 | Central HP <5.4 tons | AIRQUEST | HRCU-A-CB (Split System: Heat Pump with Remote Outdoor Unit-Air-Source) | DLCURAH24ABK | ADP |  | H,GG1K936 | *92MSN0801716A* | 23600 | 17 | 8.5 | 24600 | 24200 | 98.37% | 2.04 | 0 | 10.5 |  |  |  |  | R-410A | 1.9667 | Residential & Commercial | USHP | Ducted CEE Tier 1
215294665 | Central HP <5.4 tons | AIRQUEST | HRCU-A-CB (Split System: Heat Pump with Remote Outdoor Unit-Air-Source) | DLCURAH36ABK | ADP |  | HG81936 | *92MSN0601714A* | 35600 | 16 | 8.5 | 36200 | 34400 | 95.03% | 2.02 | 0 | 10 |  |  |  |  | R-410A | 2.9667 | Residential & Commercial | USHP | Ducted CEE Tier 1
215294679 | Central HP <5.4 tons | AIRQUEST | HRCU-A-CB (Split System: Heat Pump with Remote Outdoor Unit-Air-Source) | DLCURAH36ABK | ADP |  | H,GG34936 | *92MSN0801716A* | 35400 | 16 | 8.1 | 36800 | 34600 | 94.02% | 1.88 | 0 | 10 |  |  |  |  | R-410A | 2.95 | Residential & Commercial | USHP | Ducted CEE Tier 1
215294795 | Central HP <5.4 tons | AIRQUEST | HRCU-A-CB (Split System: Heat Pump with Remote Outdoor Unit-Air-Source) | DLCURAH36ABK | ADP |  | H,GE33936 | *92MSN1002120A* | 35200 | 16 | 8.1 | 36800 | 34600 | 94.02% | 1.88 | 0 | 10 |  |  |  |  | R-410A | 2.9333 | Residential & Commercial | USHP | Ducted CEE Tier 1
215294799 | Central HP <5.4 tons | AIRQUEST | HRCU-A-CB (Split System: Heat Pump with Remote Outdoor Unit-Air-Source) | DLCURAH36ABK | ADP |  | H,GE34936 | *92MSN1002120A* | 35400 | 16 | 8.1 | 36800 | 34600 | 94.02% | 1.88 | 0 | 10 |  |  |  |  | R-410A | 2.95 | Residential & Commercial | USHP | Ducted CEE Tier 1
215292071 | Central HP <5.4 tons | AIRQUEST | HRCU-A-CB (Split System: Heat Pump with Remote Outdoor Unit-Air-Source) | DLCURAH24ABK | ADP |  | HE31930 | *92MSN0802120A* | 22400 | 17 | 8.5 | 24400 | 23600 | 96.72% | 2.02 | 0 | 9.5 |  |  |  |  | R-410A | 1.8667 | Residential & Commercial | USHP
215292082 | Central HP <5.4 tons | AIRQUEST | HRCU-A-CB (Split System: Heat Pump with Remote Outdoor Unit-Air-Source) | DLCURAH24ABK | ADP |  | HE33936 | *92MSN0802120A* | 23000 | 17 | 8.5 | 24600 | 24400 | 99.19% | 2.08 | 0 | 10 |  |  |  |  | R-410A | 1.9167 | Residential & Commercial | USHP | Ducted CEE Tier 1
215293520 | Central HP <5.4 tons | AIRQUEST | HRCU-A-CB (Split System: Heat Pump with Remote Outdoor Unit-Air-Source) | DLCURAH30ABK | ADP |  | HG34936 | *92MSN0801716A* | 29600 | 15.2 | 8.1 | 32400 | 27200 | 83.95% | 1.8 | 0 | 9 |  |  |  |  | R-410A | 2.4667 | Residential & Commercial | USHP
215294815 | Central HP <5.4 tons | AIRQUEST | HRCU-A-CB (Split System: Heat Pump with Remote Outdoor Unit-Air-Source) | DLCURAH36ABK | ADP |  | H,GE8J936 | *92MSN1002120A* | 35400 | 16 | 8.1 | 36800 | 34600 | 94.02% | 1.88 | 0 | 10 |  |  |  |  | R-410A | 2.95 | Residential & Commercial | USHP | Ducted CEE Tier 1
215294822 | Central HP <5.4 tons | AIRQUEST | HRCU-A-CB (Split System: Heat Pump with Remote Outdoor Unit-Air-Source) | DLCURAH36ABK | ADP |  | H,GG80936 | *92MSN1002120A* | 35800 | 16 | 8.5 | 36200 | 34200 | 94.48% | 2.02 | 0 | 10 |  |  |  |  | R-410A | 2.9833 | Residential & Commercial | USHP | Ducted CEE Tier 1
215292096 | Central HP <5.4 tons | AIRQUEST | HRCU-A-CB (Split System: Heat Pump with Remote Outdoor Unit-Air-Source) | DLCURAH24ABK | ADP |  | HG7J924 | *92MSN0802120A* | 22800 | 17 | 8.5 | 24600 | 24400 | 99.19% | 2.08 | 0 | 10 |  |  |  |  | R-410A | 1.9 | Residential & Commercial | USHP | Ducted CEE Tier 1
215292098 | Central HP <5.4 tons | AIRQUEST | HRCU-A-CB (Split System: Heat Pump with Remote Outdoor Unit-Air-Source) | DLCURAH24ABK | ADP |  | H,GE7J924 | *92MSN0802120A* | 22800 | 17 | 8.5 | 24600 | 24400 | 99.19% | 2.08 | 0 | 10 |  |  |  |  | R-410A | 1.9 | Residential & Commercial | USHP | Ducted CEE Tier 1
215292100 | Central HP <5.4 tons | AIRQUEST | HRCU-A-CB (Split System: Heat Pump with Remote Outdoor Unit-Air-Source) | DLCURAH24ABK | ADP |  | HE7J936 | *92MSN0802120A* | 22800 | 17 | 8.5 | 24600 | 24400 | 99.19% | 2.08 | 0 | 10 |  |  |  |  | R-410A | 1.9 | Residential & Commercial | USHP | Ducted CEE Tier 1
215292107 | Central HP <5.4 tons | AIRQUEST | HRCU-A-CB (Split System: Heat Pump with Remote Outdoor Unit-Air-Source) | DLCURAH24ABK | ADP |  | H,GG1K936 | *92MSN0802120A* | 23400 | 17 | 8.5 | 24600 | 24400 | 99.19% | 2.08 | 0 | 10.5 |  |  |  |  | R-410A | 1.95 | Residential & Commercial | USHP | Ducted CEE Tier 1
215293577 | Central HP <5.4 tons | AIRQUEST | HRCU-A-CB (Split System: Heat Pump with Remote Outdoor Unit-Air-Source) | DLCURAH30ABK | ADP |  | H,GE36936 | *92MSN0802120A* | 30200 | 15.2 | 8.1 | 32600 | 27000 | 82.82% | 1.8 | 0 | 9 |  |  |  |  | R-410A | 2.5167 | Residential & Commercial | USHP
215293636 | Central HP <5.4 tons | AIRQUEST | HRCU-A-CB (Split System: Heat Pump with Remote Outdoor Unit-Air-Source) | DLCURAH30ABK | ADP |  | H,GG9J936 | *92MSN1002120A* | 30200 | 15.2 | 8.1 | 32600 | 27000 | 82.82% | 1.8 | 0 | 9 |  |  |  |  | R-410A | 2.5167 | Residential & Commercial | USHP
215293684 | Central HP <5.4 tons | AIRQUEST | HRCU-A-CB (Split System: Heat Pump with Remote Outdoor Unit-Air-Source) | DLCURAH30ABK | ADP |  | HE8J936 | *92MSN1202420A* | 29800 | 15.2 | 8.1 | 32600 | 27200 | 83.44% | 1.8 | 0 | 9 |  |  |  |  | R-410A | 2.4833 | Residential & Commercial | USHP
215293693 | Central HP <5.4 tons | AIRQUEST | HRCU-A-CB (Split System: Heat Pump with Remote Outdoor Unit-Air-Source) | DLCURAH30ABK | ADP |  | H,GG81936 | *92MSN1202420A* | 30000 | 15.2 | 8.1 | 32600 | 27200 | 83.44% | 1.8 | 0 | 9 |  |  |  |  | R-410A | 2.5 | Residential & Commercial | USHP
215292125 | Central HP <5.4 tons | AIRQUEST | HRCU-A-CB (Split System: Heat Pump with Remote Outdoor Unit-Air-Source) | DLCURAH24ABK | ADP |  | H,GG32936 | *92MSN1002120A* | 23000 | 17 | 8.5 | 24800 | 23800 | 95.97% | 2.02 | 0 | 10 |  |  |  |  | R-410A | 1.9167 | Residential & Commercial | USHP | Ducted CEE Tier 1
215292157 | Central HP <5.4 tons | AIRQUEST | HRCU-A-CB (Split System: Heat Pump with Remote Outdoor Unit-Air-Source) | DLCURAH24ABK | ADP |  | HG9J936 | *92MSN1002120A* | 23600 | 17 | 8.5 | 24800 | 23800 | 95.97% | 2.02 | 0 | 10.5 |  |  |  |  | R-410A | 1.9667 | Residential & Commercial | USHP | Ducted CEE Tier 1
215292180 | Central HP <5.4 tons | AIRQUEST | HRCU-A-CB (Split System: Heat Pump with Remote Outdoor Unit-Air-Source) | DLCURAH24ABK | ADP |  | H,GE32930 | *96MSN0261410A* | 23400 | 16 | 8.5 | 25400 | 25800 | 101.6% | 2.2 | 0 | 10 |  |  |  |  | R-410A | 1.95 | Residential & Commercial | USHP | Ducted CEE Tier 1
215292200 | Central HP <5.4 tons | AIRQUEST | HRCU-A-CB (Split System: Heat Pump with Remote Outdoor Unit-Air-Source) | DLCURAH24ABK | ADP |  | HG7J924 | *96MSN0261410A* | 23400 | 16 | 8.5 | 25400 | 25800 | 101.6% | 2.2 | 0 | 10 |  |  |  |  | R-410A | 1.95 | Residential & Commercial | USHP | Ducted CEE Tier 1
215294838 | Central HP <5.4 tons | AIRQUEST | HRCU-A-CB (Split System: Heat Pump with Remote Outdoor Unit-Air-Source) | DLCURAH36ABK | ADP |  | H,GE33936 | *92MSN1002122A* | 35200 | 16 | 8.1 | 36800 | 34600 | 94.02% | 1.88 | 0 | 10 |  |  |  |  | R-410A | 2.9333 | Residential & Commercial | USHP | Ducted CEE Tier 1
215294847 | Central HP <5.4 tons | AIRQUEST | HRCU-A-CB (Split System: Heat Pump with Remote Outdoor Unit-Air-Source) | DLCURAH36ABK | ADP |  | HE35936 | *92MSN1002122A* | 35400 | 16 | 8.1 | 36800 | 34600 | 94.02% | 1.88 | 0 | 10 |  |  |  |  | R-410A | 2.95 | Residential & Commercial | USHP | Ducted CEE Tier 1
215292205 | Central HP <5.4 tons | AIRQUEST | HRCU-A-CB (Split System: Heat Pump with Remote Outdoor Unit-Air-Source) | DLCURAH24ABK | ADP |  | HG8J936 | *96MSN0261410A* | 23400 | 16 | 8.5 | 25400 | 25800 | 101.6% | 2.2 | 0 | 10 |  |  |  |  | R-410A | 1.95 | Residential & Commercial | USHP | Ducted CEE Tier 1
215292291 | Central HP <5.4 tons | AIRQUEST | HRCU-A-CB (Split System: Heat Pump with Remote Outdoor Unit-Air-Source) | DLCURAH24ABK | ADP |  | H,GG34936 | *96MSN0401712A* | 23200 | 16 | 8.5 | 24600 | 24000 | 97.56% | 2 | 0 | 9.5 |  |  |  |  | R-410A | 1.9333 | Residential & Commercial | USHP
215294865 | Central HP <5.4 tons | AIRQUEST | HRCU-A-CB (Split System: Heat Pump with Remote Outdoor Unit-Air-Source) | DLCURAH36ABK | ADP |  | H,GE1K936 | *92MSN1002122A* | 35800 | 16 | 8.5 | 36200 | 34200 | 94.48% | 2.04 | 0 | 10 |  |  |  |  | R-410A | 2.9833 | Residential & Commercial | USHP | Ducted CEE Tier 1
215294897 | Central HP <5.4 tons | AIRQUEST | HRCU-A-CB (Split System: Heat Pump with Remote Outdoor Unit-Air-Source) | DLCURAH36ABK | ADP |  | HG48936 | *92MSN1202420A* | 36400 | 16 | 8.1 | 36800 | 34600 | 94.02% | 2.02 | 0 | 10.5 |  |  |  |  | R-410A | 3.0333 | Residential & Commercial | USHP | Ducted CEE Tier 1
215295004 | Central HP <5.4 tons | AIRQUEST | HRCU-A-CB (Split System: Heat Pump with Remote Outdoor Unit-Air-Source) | DLCURAH36ABK | ADP |  | H,GG32936 | *96MSN0801716A* | 34000 | 15.2 | 8.5 | 36400 | 34400 | 94.51% | 2.02 | 0 | 9.5 |  |  |  |  | R-410A | 2.8333 | Residential & Commercial | USHP
215295038 | Central HP <5.4 tons | AIRQUEST | HRCU-A-CB (Split System: Heat Pump with Remote Outdoor Unit-Air-Source) | DLCURAH36ABK | ADP |  | HG80936 | *96MSN0801716A* | 35000 | 16 | 8.1 | 36800 | 34600 | 94.02% | 1.98 | 0 | 9.5 |  |  |  |  | R-410A | 2.9167 | Residential & Commercial | USHP
215293888 | Central HP <5.4 tons | AIRQUEST | HRCU-A-CB (Split System: Heat Pump with Remote Outdoor Unit-Air-Source) | DLCURAH30ABK | ADP |  | HE35936 | *96MSN0802120A* | 29800 | 15.2 | 8.1 | 32600 | 27200 | 83.44% | 1.8 | 0 | 9 |  |  |  |  | R-410A | 2.4833 | Residential & Commercial | USHP
215293943 | Central HP <5.4 tons | AIRQUEST | HRCU-A-CB (Split System: Heat Pump with Remote Outdoor Unit-Air-Source) | DLCURAH30ABK | ADP |  | HG48936 | *96MSN1002120A* | 30200 | 15.2 | 8.5 | 32400 | 27000 | 83.33% | 1.8 | 0 | 9 |  |  |  |  | R-410A | 2.5167 | Residential & Commercial | USHP
215292316 | Central HP <5.4 tons | AIRQUEST | HRCU-A-CB (Split System: Heat Pump with Remote Outdoor Unit-Air-Source) | DLCURAH24ABK | ADP |  | H,GE1K936 | *96MSN0401712A* | 23400 | 16 | 8.5 | 24600 | 23800 | 96.75% | 2 | 0 | 9.5 |  |  |  |  | R-410A | 1.95 | Residential & Commercial | USHP
215292330 | Central HP <5.4 tons | AIRQUEST | HRCU-A-CB (Split System: Heat Pump with Remote Outdoor Unit-Air-Source) | DLCURAH24ABK | ADP |  | HE31924 | *96MSN0601412A* | 23000 | 16 | 8.5 | 25400 | 26000 | 102.4% | 2.22 | 0 | 9.5 |  |  |  |  | R-410A | 1.9167 | Residential & Commercial | USHP
216738895 | Central HP <5.4 tons | COMFORTMAKER | HRCU-A-CB (Split System: Heat Pump with Remote Outdoor Unit-Air-Source) | D5CUHAH24AAK |  |  | ESH5X36M12A* | *97VTN0601716A* | 22600 | 16 | 8.1 | 20800 | 18500 | 88.94% | 1.85 | 0 | 11 |  |  |  |  | R-454B | 1.8833 | Residential & Commercial | USHP | Ducted CEE Tier 1
216952908 | Central HP <5.4 tons | TRANE | HRCU-A-CB (Split System: Heat Pump with Remote Outdoor Unit-Air-Source) | 5TWR5060A1 | ASPEN |  | DH60T4J | S8X2C080M5PSC | 51500 | 15.5 | 8.1 | 50000 | 35400 | 70.8% | 2.85 | 0 | 11 |  |  |  |  | R-454B | 4.2917 | Residential & Commercial | USHP | Ducted CEE Tier 1
216738965 | Central HP <5.4 tons | COMFORTMAKER | HRCU-A-CB (Split System: Heat Pump with Remote Outdoor Unit-Air-Source) | D5CUHAH24AAK |  |  | ESH5X36M12A* | OMV112K14A | 23200 | 15.2 | 8.1 | 21200 | 18900 | 89.15% | 1.85 | 0 | 10.5 |  |  |  |  | R-454B | 1.9333 | Residential & Commercial | USHP | Ducted CEE Tier 1
206771697 | Central HP <5.4 tons | ARCOAIRE | HRCU-A-CB (Split System: Heat Pump with Remote Outdoor Unit-Air-Source) | HVH837GKA2* |  |  | EA*4X43L21A*+WALLCON | *97CMN1002122A* | 33000 | 17.5 | 8.5 | 33000 | 25200 | 76.36% | 2 | 12 | 11.7 |  |  |  |  | R-410A | 2.75 | Residential & Commercial | USHP | Ducted CEE Tier 1
215293952 | Central HP <5.4 tons | AIRQUEST | HRCU-A-CB (Split System: Heat Pump with Remote Outdoor Unit-Air-Source) | DLCURAH30ABK | ADP |  | H,GE9J936 | *96MSN1002120A* | 30200 | 15.2 | 8.5 | 32400 | 27000 | 83.33% | 1.8 | 0 | 9 |  |  |  |  | R-410A | 2.5167 | Residential & Commercial | USHP
215293977 | Central HP <5.4 tons | AIRQUEST | HRCU-A-CB (Split System: Heat Pump with Remote Outdoor Unit-Air-Source) | DLCURAH30ABK | ADP |  | H,GE33936 | *96MSN1202422A* | 29400 | 15.2 | 8.1 | 32600 | 27200 | 83.44% | 1.8 | 0 | 8.5 |  |  |  |  | R-410A | 2.45 | Residential & Commercial | USHP
215294204 | Central HP <5.4 tons | AIRQUEST | HRCU-A-CB (Split System: Heat Pump with Remote Outdoor Unit-Air-Source) | DLCURAH30ABK | ADP |  | HG33936 | *96VTN0802120A* | 29000 | 15.2 | 8.1 | 32000 | 27000 | 84.38% | 1.78 | 0 | 8.5 |  |  |  |  | R-410A | 2.4167 | Residential & Commercial | USHP
215294222 | Central HP <5.4 tons | AIRQUEST | HRCU-A-CB (Split System: Heat Pump with Remote Outdoor Unit-Air-Source) | DLCURAH30ABK | ADP |  | H,GE7J936 | *96VTN0802120A* | 28800 | 15.2 | 8.1 | 32000 | 27000 | 84.38% | 1.78 | 0 | 8.5 |  |  |  |  | R-410A | 2.4 | Residential & Commercial | USHP
215295063 | Central HP <5.4 tons | AIRQUEST | HRCU-A-CB (Split System: Heat Pump with Remote Outdoor Unit-Air-Source) | DLCURAH36ABK | ADP |  | H,GG36936 | *96MSN0802120A* | 35800 | 16 | 8.5 | 36400 | 34400 | 94.51% | 2.04 | 0 | 10 |  |  |  |  | R-410A | 2.9833 | Residential & Commercial | USHP | Ducted CEE Tier 1
215295097 | Central HP <5.4 tons | AIRQUEST | HRCU-A-CB (Split System: Heat Pump with Remote Outdoor Unit-Air-Source) | DLCURAH36ABK | ADP |  | HE33936 | *96MSN1002120A* | 35200 | 16 | 8.1 | 36800 | 34600 | 94.02% | 1.88 | 0 | 10 |  |  |  |  | R-410A | 2.9333 | Residential & Commercial | USHP | Ducted CEE Tier 1
215295099 | Central HP <5.4 tons | AIRQUEST | HRCU-A-CB (Split System: Heat Pump with Remote Outdoor Unit-Air-Source) | DLCURAH36ABK | ADP |  | HG34936 | *96MSN1002120A* | 35400 | 16 | 8.1 | 36800 | 34600 | 94.02% | 1.88 | 0 | 10 |  |  |  |  | R-410A | 2.95 | Residential & Commercial | USHP | Ducted CEE Tier 1
215295108 | Central HP <5.4 tons | AIRQUEST | HRCU-A-CB (Split System: Heat Pump with Remote Outdoor Unit-Air-Source) | DLCURAH36ABK | ADP |  | HE36936 | *96MSN1002120A* | 35800 | 16 | 8.5 | 36200 | 34200 | 94.48% | 2.04 | 0 | 10 |  |  |  |  | R-410A | 2.9833 | Residential & Commercial | USHP | Ducted CEE Tier 1
215292414 | Central HP <5.4 tons | AIRQUEST | HRCU-A-CB (Split System: Heat Pump with Remote Outdoor Unit-Air-Source) | DLCURAH24ABK | ADP |  | H,GE8J936 | *96MSN0601716A* | 23400 | 17 | 9 | 24200 | 23200 | 95.87% | 1.96 | 0 | 10 |  |  |  |  | R-410A | 1.95 | Residential & Commercial | USHP | Ducted CEE Tier 1
215292439 | Central HP <5.4 tons | AIRQUEST | HRCU-A-CB (Split System: Heat Pump with Remote Outdoor Unit-Air-Source) | DLCURAH24ABK | ADP |  | HG32936 | *96MSN0801716A* | 23200 | 17 | 8.5 | 24800 | 23600 | 95.16% | 2 | 0 | 10 |  |  |  |  | R-410A | 1.9333 | Residential & Commercial | USHP | Ducted CEE Tier 1
215295115 | Central HP <5.4 tons | AIRQUEST | HRCU-A-CB (Split System: Heat Pump with Remote Outdoor Unit-Air-Source) | DLCURAH36ABK | ADP |  | HG8J936 | *96MSN1002120A* | 35400 | 16 | 8.1 | 36800 | 34600 | 94.02% | 1.88 | 0 | 10 |  |  |  |  | R-410A | 2.95 | Residential & Commercial | USHP | Ducted CEE Tier 1
215295122 | Central HP <5.4 tons | AIRQUEST | HRCU-A-CB (Split System: Heat Pump with Remote Outdoor Unit-Air-Source) | DLCURAH36ABK | ADP |  | H,GE1K936 | *96MSN1002120A* | 35400 | 16 | 8.1 | 36800 | 34600 | 94.02% | 1.88 | 0 | 10 |  |  |  |  | R-410A | 2.95 | Residential & Commercial | USHP | Ducted CEE Tier 1
215295140 | Central HP <5.4 tons | AIRQUEST | HRCU-A-CB (Split System: Heat Pump with Remote Outdoor Unit-Air-Source) | DLCURAH36ABK | ADP |  | HE33936 | *96MSN1002122A* | 35200 | 16 | 8.5 | 36800 | 34600 | 94.02% | 1.88 | 0 | 10 |  |  |  |  | R-410A | 2.9333 | Residential & Commercial | USHP | Ducted CEE Tier 1
215295147 | Central HP <5.4 tons | AIRQUEST | HRCU-A-CB (Split System: Heat Pump with Remote Outdoor Unit-Air-Source) | DLCURAH36ABK | ADP |  | H,GE35936 | *96MSN1002122A* | 35400 | 16 | 8.5 | 36800 | 34600 | 94.02% | 1.88 | 0 | 10 |  |  |  |  | R-410A | 2.95 | Residential & Commercial | USHP | Ducted CEE Tier 1
215294286 | Central HP <5.4 tons | AIRQUEST | HRCU-A-CB (Split System: Heat Pump with Remote Outdoor Unit-Air-Source) | DLCURAH30ABK | ADP |  | HG82936 | *96VTN0802120B* | 29800 | 15.2 | 8.5 | 31800 | 26000 | 81.76% | 1.86 | 0 | 8.5 |  |  |  |  | R-410A | 2.4833 | Residential & Commercial | USHP
215294347 | Central HP <5.4 tons | AIRQUEST | HRCU-A-CB (Split System: Heat Pump with Remote Outdoor Unit-Air-Source) | DLCURAH30ABK | ADP |  | H,GE32930 | *96VTN1002120B* | 29400 | 15.2 | 8.5 | 32600 | 27200 | 83.44% | 1.8 | 0 | 8.5 |  |  |  |  | R-410A | 2.45 | Residential & Commercial | USHP
215292448 | Central HP <5.4 tons | AIRQUEST | HRCU-A-CB (Split System: Heat Pump with Remote Outdoor Unit-Air-Source) | DLCURAH24ABK | ADP |  | HG34936 | *96MSN0801716A* | 23800 | 17 | 8.5 | 24800 | 23600 | 95.16% | 1.98 | 0 | 10.5 |  |  |  |  | R-410A | 1.9833 | Residential & Commercial | USHP | Ducted CEE Tier 1
215292450 | Central HP <5.4 tons | AIRQUEST | HRCU-A-CB (Split System: Heat Pump with Remote Outdoor Unit-Air-Source) | DLCURAH24ABK | ADP |  | HE34936 | *96MSN0801716A* | 23800 | 17 | 8.5 | 24800 | 23600 | 95.16% | 2 | 0 | 10.5 |  |  |  |  | R-410A | 1.9833 | Residential & Commercial | USHP | Ducted CEE Tier 1
215292491 | Central HP <5.4 tons | AIRQUEST | HRCU-A-CB (Split System: Heat Pump with Remote Outdoor Unit-Air-Source) | DLCURAH24ABK | ADP |  | HG32936 | *96MSN0802120A* | 23000 | 17 | 8.5 | 24800 | 23800 | 95.97% | 2.02 | 0 | 10 |  |  |  |  | R-410A | 1.9167 | Residential & Commercial | USHP | Ducted CEE Tier 1
215292507 | Central HP <5.4 tons | AIRQUEST | HRCU-A-CB (Split System: Heat Pump with Remote Outdoor Unit-Air-Source) | DLCURAH24ABK | ADP |  | H,GG36936 | *96MSN0802120A* | 23600 | 17 | 8.5 | 24800 | 23800 | 95.97% | 2.02 | 0 | 10.5 |  |  |  |  | R-410A | 1.9667 | Residential & Commercial | USHP | Ducted CEE Tier 1
215295156 | Central HP <5.4 tons | AIRQUEST | HRCU-A-CB (Split System: Heat Pump with Remote Outdoor Unit-Air-Source) | DLCURAH36ABK | ADP |  | H,GE7J936 | *96MSN1002122A* | 35000 | 16 | 8.5 | 36800 | 34600 | 94.02% | 1.88 | 0 | 9.5 |  |  |  |  | R-410A | 2.9167 | Residential & Commercial | USHP
215295213 | Central HP <5.4 tons | AIRQUEST | HRCU-A-CB (Split System: Heat Pump with Remote Outdoor Unit-Air-Source) | DLCURAH36ABK | ADP |  | HG81936 | *96MSN1202422A* | 35600 | 16 | 8.5 | 36200 | 34200 | 94.48% | 2.02 | 0 | 10 |  |  |  |  | R-410A | 2.9667 | Residential & Commercial | USHP | Ducted CEE Tier 1
215295215 | Central HP <5.4 tons | AIRQUEST | HRCU-A-CB (Split System: Heat Pump with Remote Outdoor Unit-Air-Source) | DLCURAH36ABK | ADP |  | H,GE22936 | *96MSN1402422A* | 31600 | 15.2 | 8.2 | 36000 | 34200 | 95% | 1.96 | 0 | 8.5 |  |  |  |  | R-410A | 2.6333 | Residential & Commercial | USHP
215295231 | Central HP <5.4 tons | AIRQUEST | HRCU-A-CB (Split System: Heat Pump with Remote Outdoor Unit-Air-Source) | DLCURAH36ABK | ADP |  | H,GG35936 | *96MSN1402422A* | 35000 | 16 | 8.5 | 36200 | 34200 | 94.48% | 2.02 | 0 | 9.5 |  |  |  |  | R-410A | 2.9167 | Residential & Commercial | USHP
215294379 | Central HP <5.4 tons | AIRQUEST | HRCU-A-CB (Split System: Heat Pump with Remote Outdoor Unit-Air-Source) | DLCURAH30ABK | ADP |  | H,GG80936 | *96VTN1002120B* | 30200 | 15.2 | 8.5 | 32600 | 27200 | 83.44% | 1.8 | 0 | 9 |  |  |  |  | R-410A | 2.5167 | Residential & Commercial | USHP
215294397 | Central HP <5.4 tons | AIRQUEST | HRCU-A-CB (Split System: Heat Pump with Remote Outdoor Unit-Air-Source) | DLCURAH30ABK | ADP |  | H,GE32936 | *96VTN1002122A* | 29000 | 15.2 | 8.1 | 32200 | 27400 | 85.09% | 1.76 | 0 | 8.5 |  |  |  |  | R-410A | 2.4167 | Residential & Commercial | USHP
215294438 | Central HP <5.4 tons | AIRQUEST | HRCU-A-CB (Split System: Heat Pump with Remote Outdoor Unit-Air-Source) | DLCURAH30ABK | ADP |  | H,GG31930 | *96VTN1002122B* | 28800 | 15.2 | 8.1 | 32600 | 27600 | 84.66% | 1.78 | 0 | 8.5 |  |  |  |  | R-410A | 2.4 | Residential & Commercial | USHP
215294461 | Central HP <5.4 tons | AIRQUEST | HRCU-A-CB (Split System: Heat Pump with Remote Outdoor Unit-Air-Source) | DLCURAH30ABK | ADP |  | H,GE36936 | *96VTN1002122B* | 30000 | 15.2 | 8.1 | 32600 | 27200 | 83.44% | 1.8 | 0 | 9 |  |  |  |  | R-410A | 2.5 | Residential & Commercial | USHP
215292539 | Central HP <5.4 tons | AIRQUEST | HRCU-A-CB (Split System: Heat Pump with Remote Outdoor Unit-Air-Source) | DLCURAH24ABK | ADP |  | H,GG32930 | *96VTN0401410A* | 22600 | 16 | 8.5 | 24200 | 23800 | 98.35% | 2.02 | 0 | 9.5 |  |  |  |  | R-410A | 1.8833 | Residential & Commercial | USHP
215292559 | Central HP <5.4 tons | AIRQUEST | HRCU-A-CB (Split System: Heat Pump with Remote Outdoor Unit-Air-Source) | DLCURAH24ABK | ADP |  | H,GG30924 | *96VTN0401410A* | 22800 | 15.2 | 8.5 | 25200 | 24400 | 96.83% | 2.04 | 0 | 9.5 |  |  |  |  | R-410A | 1.9 | Residential & Commercial | USHP
215295247 | Central HP <5.4 tons | AIRQUEST | HRCU-A-CB (Split System: Heat Pump with Remote Outdoor Unit-Air-Source) | DLCURAH36ABK | ADP |  | H,GG9J936 | *96MSN1402422A* | 34800 | 16 | 8.5 | 36200 | 34200 | 94.48% | 2.02 | 0 | 9.5 |  |  |  |  | R-410A | 2.9 | Residential & Commercial | USHP
215295381 | Central HP <5.4 tons | AIRQUEST | HRCU-A-CB (Split System: Heat Pump with Remote Outdoor Unit-Air-Source) | DLCURAH36ABK | ADP |  | HG32936 | *96VTN0801716A* | 34400 | 15.2 | 8.1 | 36800 | 34600 | 94.02% | 1.86 | 0 | 9 |  |  |  |  | R-410A | 2.8667 | Residential & Commercial | USHP
216990527 | Central HP <5.4 tons | BRYANT HEATING AND COOLING SYSTEMS | HRCU-A-CB (Split System: Heat Pump with Remote Outdoor Unit-Air-Source) | 291VAN054**AA* | ADP |  | PL60H210P29*+TXV | 88*TB60090C21*** | 48500 | 19 | 10.5 | 50000 | 52500 | 105% | 1.96 | 0 | 11 |  |  |  |  | R-454B | 4.0417 | Residential & Commercial | USHP | Ducted CEE Tier 1
214394747 | Central HP <5.4 tons | RUUD | HRCU-A-CB (Split System: Heat Pump with Remote Outdoor Unit-Air-Source) | RD17AZ60AJ3N | ASPEN |  | D(A,C,E)60D34+TDR | R951V1155A24M4S | 52000 | 17.8 | 8.1 | 54000 | 49000 | 90.74% | 1.75 | 0 | 9.8 |  |  |  |  | R-410A | 4.3333 | Residential & Commercial | USHP
214394754 | Central HP <5.4 tons | RUUD | HRCU-A-CB (Split System: Heat Pump with Remote Outdoor Unit-Air-Source) | RD17AZ60AJ3N | ASPEN |  | D(A,C,E)60D44+TDR | R962V0855A21M4S | 52000 | 17 | 8.1 | 54000 | 49500 | 91.67% | 1.75 | 0 | 9.8 |  |  |  |  | R-410A | 4.3333 | Residential & Commercial | USHP
214394790 | Central HP <5.4 tons | RUUD | HRCU-A-CB (Split System: Heat Pump with Remote Outdoor Unit-Air-Source) | RD17AZ60AJ3N | ASPEN |  | D(A,C,E)60D44+TDR | U98MV0855A21UPS | 52000 | 17.9 | 8.1 | 54000 | 49500 | 91.67% | 1.75 | 0 | 9.8 |  |  |  |  | R-410A | 4.3333 | Residential & Commercial | USHP
214394628 | Central HP <5.4 tons | RUUD | HRCU-A-CB (Split System: Heat Pump with Remote Outdoor Unit-Air-Source) | RD17AZ36AJ3N | ASPEN |  | D(A,C,E)48C34+TDR | U98MV1005A21UPS | 32800 | 18 | 8.1 | 34200 | 29600 | 86.55% | 1.9 | 0 | 10 |  |  |  |  | R-410A | 2.7333 | Residential & Commercial | USHP | Ducted CEE Tier 1
212975452 | Central HP <5.4 tons | CARRIER | HRCU-A-CB (Split System: Heat Pump with Remote Outdoor Unit-Air-Source) | 38MURAQ18AB3* |  |  | CNPV*2414AL* | 59TP6C060V14**12 | 17500 | 16 | 8.5 | 18500 | 19200 | 103.8% | 2.3 | 0 | 10.5 |  |  |  |  | R-410A | 1.4583 | Residential & Commercial | USHP | Ducted CEE Tier 1
212975485 | Central HP <5.4 tons | CARRIER | HRCU-A-CB (Split System: Heat Pump with Remote Outdoor Unit-Air-Source) | 38MURAQ18AB3* |  |  | CNPV*3017AL* | 59TP6C060V14**12 | 17500 | 16.5 | 8.1 | 18000 | 18700 | 103.9% | 2.24 | 0 | 11 |  |  |  |  | R-410A | 1.4583 | Residential & Commercial | USHP | Ducted CEE Tier 1
215375347 | Central HP <5.4 tons | RUUD | HRCU-A-CB (Split System: Heat Pump with Remote Outdoor Unit-Air-Source) | RD17AZ60AJ3N | ASPEN |  | D(A,C,E)60D36+TDR | R801V0755A21UHN | 52000 | 17.8 | 8.1 | 54000 | 50500 | 93.52% | 1.75 | 0 | 9.8 |  |  |  |  | R-410A | 4.3333 | Residential & Commercial | USHP
215375362 | Central HP <5.4 tons | RUUD | HRCU-A-CB (Split System: Heat Pump with Remote Outdoor Unit-Air-Source) | RD17AZ60AJ3N | ASPEN |  | D(A,C,E)60D36+TDR | R802V1255A24DZ | 52000 | 17.8 | 8.1 | 53500 | 50500 | 94.39% | 1.75 | 0 | 9.8 |  |  |  |  | R-410A | 4.3333 | Residential & Commercial | USHP
215375363 | Central HP <5.4 tons | RUUD | HRCU-A-CB (Split System: Heat Pump with Remote Outdoor Unit-Air-Source) | RD17AZ60AJ3N | ASPEN |  | D(A,C,E)60D36+TDR | R802V1255A24UHN | 52000 | 17.8 | 8.1 | 53500 | 50500 | 94.39% | 1.75 | 0 | 9.8 |  |  |  |  | R-410A | 4.3333 | Residential & Commercial | USHP
214394744 | Central HP <5.4 tons | RUUD | HRCU-A-CB (Split System: Heat Pump with Remote Outdoor Unit-Air-Source) | RD17AZ60AJ3N | ASPEN |  | D(A,C,E)60D44+TDR | R951V1005A21UHU | 52000 | 17.9 | 8.1 | 54000 | 49500 | 91.67% | 1.75 | 0 | 9.8 |  |  |  |  | R-410A | 4.3333 | Residential & Commercial | USHP
216677757 | Central HP <5.4 tons | ARCOAIRE | HRCU-A-CB (Split System: Heat Pump with Remote Outdoor Unit-Air-Source) | D5CURAH24AAK |  |  | ESH5X36M12A* | *92MSN0801716A* | 24000 | 15.2 | 8.5 | 23600 | 19200 | 81.36% | 1.94 | 0 | 9.8 |  |  |  |  | R-454B | 2 | Residential & Commercial | USHP
216676788 | Central HP <5.4 tons | ARCOAIRE | HRCU-A-CB (Split System: Heat Pump with Remote Outdoor Unit-Air-Source) | D5CURAH24AAK |  |  | EA*5X37M21A* | *95CSU0601716B* | 24400 | 15.5 | 8.5 | 23000 | 19000 | 82.61% | 1.96 | 0 | 10 |  |  |  |  | R-454B | 2.0333 | Residential & Commercial | USHP | Ducted CEE Tier 1
204299319 | Central HP <5.4 tons | ARCOAIRE | HRCU-A-CB (Split System: Heat Pump with Remote Outdoor Unit-Air-Source) | HVH837GKA** |  |  | EA*4X48L21A*+WALLCON | *80CTL0901716A* | 32400 | 18 | 8.5 | 32600 | 24800 | 76.07% | 2 | 12 | 11.7 |  |  |  |  | R-410A | 2.7 | Residential & Commercial | USHP | Ducted CEE Tier 1
204299049 | Central HP <5.4 tons | ARCOAIRE | HRCU-A-CB (Split System: Heat Pump with Remote Outdoor Unit-Air-Source) | HVH837GKA** |  |  | EA*4X42L21A*+WALLCON | *97CMN0602120A* | 31600 | 17 | 8.1 | 33400 | 24800 | 74.25% | 1.86 | 11 | 11 |  |  |  |  | R-410A | 2.6333 | Residential & Commercial | USHP | Ducted CEE Tier 1
216676956 | Central HP <5.4 tons | ARCOAIRE | HRCU-A-CB (Split System: Heat Pump with Remote Outdoor Unit-Air-Source) | D5CURAH24AAK |  |  | EA*5X24M17A* | *92MSN0801716A* | 23200 | 15.2 | 8.5 | 24600 | 19600 | 79.67% | 1.88 | 0 | 9.5 |  |  |  |  | R-454B | 1.9333 | Residential & Commercial | USHP
216678057 | Central HP <5.4 tons | ARCOAIRE | HRCU-A-CB (Split System: Heat Pump with Remote Outdoor Unit-Air-Source) | D5CURAH24AAK |  |  | EA*5X25M17A* | *96VTN0601716B* | 24400 | 15.5 | 8.5 | 23200 | 19100 | 82.33% | 1.94 | 0 | 10 |  |  |  |  | R-454B | 2.0333 | Residential & Commercial | USHP | Ducted CEE Tier 1
215291861 | Central HP <5.4 tons | AIRQUEST | HRCU-A-CB (Split System: Heat Pump with Remote Outdoor Unit-Air-Source) | DLCURAH24ABK | ADP |  | H,GE31930 | *92MSN0401712A* | 22600 | 15.2 | 8.5 | 24800 | 23600 | 95.16% | 1.96 | 0 | 9.5 |  |  |  |  | R-410A | 1.8833 | Residential & Commercial | USHP
215292575 | Central HP <5.4 tons | AIRQUEST | HRCU-A-CB (Split System: Heat Pump with Remote Outdoor Unit-Air-Source) | DLCURAH24ABK | ADP |  | H,GG81936 | *96VTN0401410A* | 23400 | 16 | 8.5 | 24000 | 23400 | 97.5% | 1.96 | 0 | 10 |  |  |  |  | R-410A | 1.95 | Residential & Commercial | USHP | Ducted CEE Tier 1
215292600 | Central HP <5.4 tons | AIRQUEST | HRCU-A-CB (Split System: Heat Pump with Remote Outdoor Unit-Air-Source) | DLCURAH24ABK | ADP |  | H,GE34936 | *96VTN0401410B* | 23400 | 16 | 8.5 | 24800 | 24400 | 98.39% | 2.06 | 0 | 10 |  |  |  |  | R-410A | 1.95 | Residential & Commercial | USHP | Ducted CEE Tier 1
215292616 | Central HP <5.4 tons | AIRQUEST | HRCU-A-CB (Split System: Heat Pump with Remote Outdoor Unit-Air-Source) | DLCURAH24ABK | ADP |  | HG8J936 | *96VTN0401410B* | 23200 | 16 | 8.5 | 24800 | 24400 | 98.39% | 2.06 | 0 | 10 |  |  |  |  | R-410A | 1.9333 | Residential & Commercial | USHP | Ducted CEE Tier 1
215292625 | Central HP <5.4 tons | AIRQUEST | HRCU-A-CB (Split System: Heat Pump with Remote Outdoor Unit-Air-Source) | DLCURAH24ABK | ADP |  | HG80936 | *96VTN0401410B* | 23400 | 16 | 8.5 | 24600 | 23800 | 96.75% | 2 | 0 | 10 |  |  |  |  | R-410A | 1.95 | Residential & Commercial | USHP | Ducted CEE Tier 1
215295440 | Central HP <5.4 tons | AIRQUEST | HRCU-A-CB (Split System: Heat Pump with Remote Outdoor Unit-Air-Source) | DLCURAH36ABK | ADP |  | HG7J936 | *96VTN0801716B* | 34200 | 15.2 | 8.5 | 36800 | 34800 | 94.57% | 2 | 0 | 9.5 |  |  |  |  | R-410A | 2.85 | Residential & Commercial | USHP
215295472 | Central HP <5.4 tons | AIRQUEST | HRCU-A-CB (Split System: Heat Pump with Remote Outdoor Unit-Air-Source) | DLCURAH36ABK | ADP |  | HE34936 | *96VTN0802120A* | 35000 | 16 | 8.1 | 36800 | 34600 | 94.02% | 1.86 | 0 | 9.5 |  |  |  |  | R-410A | 2.9167 | Residential & Commercial | USHP
215295508 | Central HP <5.4 tons | AIRQUEST | HRCU-A-CB (Split System: Heat Pump with Remote Outdoor Unit-Air-Source) | DLCURAH36ABK | ADP |  | HG34936 | *96VTN0802120B* | 35600 | 16 | 8.1 | 36800 | 34800 | 94.57% | 1.9 | 0 | 10 |  |  |  |  | R-410A | 2.9667 | Residential & Commercial | USHP | Ducted CEE Tier 1
215295517 | Central HP <5.4 tons | AIRQUEST | HRCU-A-CB (Split System: Heat Pump with Remote Outdoor Unit-Air-Source) | DLCURAH36ABK | ADP |  | HE36936 | *96VTN0802120B* | 36000 | 16 | 8.5 | 36400 | 34400 | 94.51% | 2.04 | 0 | 10 |  |  |  |  | R-410A | 3 | Residential & Commercial | USHP | Ducted CEE Tier 1
215291894 | Central HP <5.4 tons | AIRQUEST | HRCU-A-CB (Split System: Heat Pump with Remote Outdoor Unit-Air-Source) | DLCURAH24ABK | ADP |  | H,GE8J936 | *92MSN0401712A* | 23400 | 16 | 8.5 | 24800 | 23600 | 95.16% | 1.96 | 0 | 10 |  |  |  |  | R-410A | 1.95 | Residential & Commercial | USHP | Ducted CEE Tier 1
215291927 | Central HP <5.4 tons | AIRQUEST | HRCU-A-CB (Split System: Heat Pump with Remote Outdoor Unit-Air-Source) | DLCURAH24ABK | ADP |  | H,GG34936 | *92MSN0601412A* | 23800 | 17 | 8.5 | 24800 | 23400 | 94.35% | 1.98 | 0 | 10.5 |  |  |  |  | R-410A | 1.9833 | Residential & Commercial | USHP | Ducted CEE Tier 1
215291942 | Central HP <5.4 tons | AIRQUEST | HRCU-A-CB (Split System: Heat Pump with Remote Outdoor Unit-Air-Source) | DLCURAH24ABK | ADP |  | H,GE7J924 | *92MSN0601412A* | 23400 | 17 | 8.5 | 24800 | 23400 | 94.35% | 1.98 | 0 | 10 |  |  |  |  | R-410A | 1.95 | Residential & Commercial | USHP | Ducted CEE Tier 1
215291943 | Central HP <5.4 tons | AIRQUEST | HRCU-A-CB (Split System: Heat Pump with Remote Outdoor Unit-Air-Source) | DLCURAH24ABK | ADP |  | H,GE7J936 | *92MSN0601412A* | 23400 | 17 | 8.5 | 24800 | 23400 | 94.35% | 1.98 | 0 | 10 |  |  |  |  | R-410A | 1.95 | Residential & Commercial | USHP | Ducted CEE Tier 1
215291960 | Central HP <5.4 tons | AIRQUEST | HRCU-A-CB (Split System: Heat Pump with Remote Outdoor Unit-Air-Source) | DLCURAH24ABK | ADP |  | H,GE24936 | *92MSN0601714A* | 23400 | 17 | 8.5 | 25200 | 26000 | 103.2% | 2.24 | 0 | 10 |  |  |  |  | R-410A | 1.95 | Residential & Commercial | USHP | Ducted CEE Tier 1
215292011 | Central HP <5.4 tons | AIRQUEST | HRCU-A-CB (Split System: Heat Pump with Remote Outdoor Unit-Air-Source) | DLCURAH24ABK | ADP |  | H,GG24936 | *92MSN0801716A* | 23200 | 17 | 9 | 25200 | 26400 | 104.8% | 2.3 | 0 | 10 |  |  |  |  | R-410A | 1.9333 | Residential & Commercial | USHP | Ducted CEE Tier 1
215292012 | Central HP <5.4 tons | AIRQUEST | HRCU-A-CB (Split System: Heat Pump with Remote Outdoor Unit-Air-Source) | DLCURAH24ABK | ADP |  | H,GE24936 | *92MSN0801716A* | 23200 | 17 | 9 | 25200 | 26400 | 104.8% | 2.3 | 0 | 10 |  |  |  |  | R-410A | 1.9333 | Residential & Commercial | USHP | Ducted CEE Tier 1
215292028 | Central HP <5.4 tons | AIRQUEST | HRCU-A-CB (Split System: Heat Pump with Remote Outdoor Unit-Air-Source) | DLCURAH24ABK | ADP |  | HG33936 | *92MSN0801716A* | 23200 | 17 | 9 | 25200 | 26400 | 104.8% | 2.3 | 0 | 10 |  |  |  |  | R-410A | 1.9333 | Residential & Commercial | USHP | Ducted CEE Tier 1
215292641 | Central HP <5.4 tons | AIRQUEST | HRCU-A-CB (Split System: Heat Pump with Remote Outdoor Unit-Air-Source) | DLCURAH24ABK | ADP |  | HG32936 | *96VTN0401712A* | 22600 | 16 | 8.5 | 24200 | 23200 | 95.87% | 1.94 | 0 | 9.5 |  |  |  |  | R-410A | 1.8833 | Residential & Commercial | USHP
215292643 | Central HP <5.4 tons | AIRQUEST | HRCU-A-CB (Split System: Heat Pump with Remote Outdoor Unit-Air-Source) | DLCURAH24ABK | ADP |  | H,GE32936 | *96VTN0401712A* | 22600 | 16 | 8.5 | 24200 | 23800 | 98.35% | 2 | 0 | 9.5 |  |  |  |  | R-410A | 1.8833 | Residential & Commercial | USHP
215292650 | Central HP <5.4 tons | AIRQUEST | HRCU-A-CB (Split System: Heat Pump with Remote Outdoor Unit-Air-Source) | DLCURAH24ABK | ADP |  | HG34936 | *96VTN0401712A* | 23400 | 16 | 8.5 | 24200 | 23200 | 95.87% | 1.94 | 0 | 10 |  |  |  |  | R-410A | 1.95 | Residential & Commercial | USHP | Ducted CEE Tier 1
215292668 | Central HP <5.4 tons | AIRQUEST | HRCU-A-CB (Split System: Heat Pump with Remote Outdoor Unit-Air-Source) | DLCURAH24ABK | ADP |  | H,GG9J936 | *96VTN0401712A* | 23400 | 16 | 8.5 | 24200 | 23200 | 95.87% | 1.96 | 0 | 10 |  |  |  |  | R-410A | 1.95 | Residential & Commercial | USHP | Ducted CEE Tier 1
215292734 | Central HP <5.4 tons | AIRQUEST | HRCU-A-CB (Split System: Heat Pump with Remote Outdoor Unit-Air-Source) | DLCURAH24ABK | ADP |  | H,GE31930 | *96VTN0601412A* | 22800 | 16 | 8.5 | 24800 | 25200 | 101.6% | 2.14 | 0 | 9.5 |  |  |  |  | R-410A | 1.9 | Residential & Commercial | USHP
215292741 | Central HP <5.4 tons | AIRQUEST | HRCU-A-CB (Split System: Heat Pump with Remote Outdoor Unit-Air-Source) | DLCURAH24ABK | ADP |  | H,GE32930 | *96VTN0601412A* | 23200 | 16 | 8.5 | 24800 | 25200 | 101.6% | 2.14 | 0 | 10 |  |  |  |  | R-410A | 1.9333 | Residential & Commercial | USHP | Ducted CEE Tier 1
215292757 | Central HP <5.4 tons | AIRQUEST | HRCU-A-CB (Split System: Heat Pump with Remote Outdoor Unit-Air-Source) | DLCURAH24ABK | ADP |  | H,GG30924 | *96VTN0601412A* | 22400 | 16 | 8.5 | 24800 | 25200 | 101.6% | 2.14 | 0 | 9.5 |  |  |  |  | R-410A | 1.8667 | Residential & Commercial | USHP
215292759 | Central HP <5.4 tons | AIRQUEST | HRCU-A-CB (Split System: Heat Pump with Remote Outdoor Unit-Air-Source) | DLCURAH24ABK | ADP |  | HE30924 | *96VTN0601412A* | 22400 | 16 | 8.5 | 24800 | 25200 | 101.6% | 2.14 | 0 | 9.5 |  |  |  |  | R-410A | 1.8667 | Residential & Commercial | USHP
215292029 | Central HP <5.4 tons | AIRQUEST | HRCU-A-CB (Split System: Heat Pump with Remote Outdoor Unit-Air-Source) | DLCURAH24ABK | ADP |  | H,GE33936 | *92MSN0801716A* | 23200 | 17 | 9 | 25200 | 26400 | 104.8% | 2.3 | 0 | 10 |  |  |  |  | R-410A | 1.9333 | Residential & Commercial | USHP | Ducted CEE Tier 1
215292042 | Central HP <5.4 tons | AIRQUEST | HRCU-A-CB (Split System: Heat Pump with Remote Outdoor Unit-Air-Source) | DLCURAH24ABK | ADP |  | H,GE30924 | *92MSN0801716A* | 22400 | 17 | 8.5 | 24600 | 23400 | 95.12% | 2 | 0 | 9.5 |  |  |  |  | R-410A | 1.8667 | Residential & Commercial | USHP
215292060 | Central HP <5.4 tons | AIRQUEST | HRCU-A-CB (Split System: Heat Pump with Remote Outdoor Unit-Air-Source) | DLCURAH24ABK | ADP |  | HG81936 | *92MSN0801716A* | 23600 | 17 | 8.5 | 24600 | 24200 | 98.37% | 2.04 | 0 | 10.5 |  |  |  |  | R-410A | 1.9667 | Residential & Commercial | USHP | Ducted CEE Tier 1
215292061 | Central HP <5.4 tons | AIRQUEST | HRCU-A-CB (Split System: Heat Pump with Remote Outdoor Unit-Air-Source) | DLCURAH24ABK | ADP |  | H,GE22936 | *92MSN0802120A* | 22000 | 17 | 8.45 | 24400 | 23600 | 96.72% | 2.02 | 0 | 9 |  |  |  |  | R-410A | 1.8333 | Residential & Commercial | USHP
215292095 | Central HP <5.4 tons | AIRQUEST | HRCU-A-CB (Split System: Heat Pump with Remote Outdoor Unit-Air-Source) | DLCURAH24ABK | ADP |  | HE30924 | *92MSN0802120A* | 22200 | 17 | 8.5 | 24400 | 23600 | 96.72% | 2.02 | 0 | 9.5 |  |  |  |  | R-410A | 1.85 | Residential & Commercial | USHP
215292109 | Central HP <5.4 tons | AIRQUEST | HRCU-A-CB (Split System: Heat Pump with Remote Outdoor Unit-Air-Source) | DLCURAH24ABK | ADP |  | H,GG80936 | *92MSN0802120A* | 23400 | 17 | 8.5 | 24600 | 24400 | 99.19% | 2.08 | 0 | 10.5 |  |  |  |  | R-410A | 1.95 | Residential & Commercial | USHP | Ducted CEE Tier 1
215292127 | Central HP <5.4 tons | AIRQUEST | HRCU-A-CB (Split System: Heat Pump with Remote Outdoor Unit-Air-Source) | DLCURAH24ABK | ADP |  | HG32936 | *92MSN1002120A* | 23000 | 17 | 8.5 | 24800 | 23800 | 95.97% | 2.02 | 0 | 10 |  |  |  |  | R-410A | 1.9167 | Residential & Commercial | USHP | Ducted CEE Tier 1
215292161 | Central HP <5.4 tons | AIRQUEST | HRCU-A-CB (Split System: Heat Pump with Remote Outdoor Unit-Air-Source) | DLCURAH24ABK | ADP |  | H,GG80936 | *92MSN1002120A* | 23600 | 17 | 8.5 | 24800 | 23800 | 95.97% | 2.02 | 0 | 10.5 |  |  |  |  | R-410A | 1.9667 | Residential & Commercial | USHP | Ducted CEE Tier 1
215292775 | Central HP <5.4 tons | AIRQUEST | HRCU-A-CB (Split System: Heat Pump with Remote Outdoor Unit-Air-Source) | DLCURAH24ABK | ADP |  | H,GE23936 | *96VTN0601412B* | 22800 | 16 | 8.5 | 25200 | 26600 | 105.6% | 2.3 | 0 | 9.5 |  |  |  |  | R-410A | 1.9 | Residential & Commercial | USHP
215292782 | Central HP <5.4 tons | AIRQUEST | HRCU-A-CB (Split System: Heat Pump with Remote Outdoor Unit-Air-Source) | DLCURAH24ABK | ADP |  | H,GE31930 | *96VTN0601412B* | 22800 | 16 | 8.5 | 25200 | 26600 | 105.6% | 2.3 | 0 | 9.5 |  |  |  |  | R-410A | 1.9 | Residential & Commercial | USHP
215292791 | Central HP <5.4 tons | AIRQUEST | HRCU-A-CB (Split System: Heat Pump with Remote Outdoor Unit-Air-Source) | DLCURAH24ABK | ADP |  | HE32936 | *96VTN0601412B* | 23200 | 16 | 8.5 | 25200 | 26400 | 104.8% | 2.28 | 0 | 10 |  |  |  |  | R-410A | 1.9333 | Residential & Commercial | USHP | Ducted CEE Tier 1
215292827 | Central HP <5.4 tons | AIRQUEST | HRCU-A-CB (Split System: Heat Pump with Remote Outdoor Unit-Air-Source) | DLCURAH24ABK | ADP |  | H,GE23936 | *96VTN0601714A* | 23200 | 16 | 8.5 | 25200 | 24000 | 95.24% | 2.02 | 0 | 9.5 |  |  |  |  | R-410A | 1.9333 | Residential & Commercial | USHP
215292834 | Central HP <5.4 tons | AIRQUEST | HRCU-A-CB (Split System: Heat Pump with Remote Outdoor Unit-Air-Source) | DLCURAH24ABK | ADP |  | HE31924 | *96VTN0601714A* | 23400 | 16 | 8.5 | 25200 | 24000 | 95.24% | 2.02 | 0 | 10 |  |  |  |  | R-410A | 1.95 | Residential & Commercial | USHP | Ducted CEE Tier 1
215292841 | Central HP <5.4 tons | AIRQUEST | HRCU-A-CB (Split System: Heat Pump with Remote Outdoor Unit-Air-Source) | DLCURAH24ABK | ADP |  | H,GE32936 | *96VTN0601714A* | 23600 | 16 | 8.5 | 25200 | 24000 | 95.24% | 2.02 | 0 | 10 |  |  |  |  | R-410A | 1.9667 | Residential & Commercial | USHP | Ducted CEE Tier 1
215292848 | Central HP <5.4 tons | AIRQUEST | HRCU-A-CB (Split System: Heat Pump with Remote Outdoor Unit-Air-Source) | DLCURAH24ABK | ADP |  | HG34936 | *96VTN0601714A* | 24000 | 16 | 8.5 | 24400 | 22400 | 91.8% | 1.88 | 0 | 10 |  |  |  |  | R-410A | 2 | Residential & Commercial | USHP | Ducted CEE Tier 1
215292850 | Central HP <5.4 tons | AIRQUEST | HRCU-A-CB (Split System: Heat Pump with Remote Outdoor Unit-Air-Source) | DLCURAH24ABK | ADP |  | HE34936 | *96VTN0601714A* | 24000 | 16 | 8.5 | 24400 | 22400 | 91.8% | 1.88 | 0 | 10 |  |  |  |  | R-410A | 2 | Residential & Commercial | USHP | Ducted CEE Tier 1
215292852 | Central HP <5.4 tons | AIRQUEST | HRCU-A-CB (Split System: Heat Pump with Remote Outdoor Unit-Air-Source) | DLCURAH24ABK | ADP |  | H,GE35936 | *96VTN0601714A* | 24000 | 16 | 8.5 | 24400 | 22400 | 91.8% | 1.88 | 0 | 10 |  |  |  |  | R-410A | 2 | Residential & Commercial | USHP | Ducted CEE Tier 1
215292868 | Central HP <5.4 tons | AIRQUEST | HRCU-A-CB (Split System: Heat Pump with Remote Outdoor Unit-Air-Source) | DLCURAH24ABK | ADP |  | H,GG1K936 | *96VTN0601714A* | 24000 | 16 | 8.5 | 24400 | 22400 | 91.8% | 1.88 | 0 | 10 |  |  |  |  | R-410A | 2 | Residential & Commercial | USHP | Ducted CEE Tier 1
215292884 | Central HP <5.4 tons | AIRQUEST | HRCU-A-CB (Split System: Heat Pump with Remote Outdoor Unit-Air-Source) | DLCURAH24ABK | ADP |  | H,GG32930 | *96VTN0601716B* | 23400 | 16 | 9 | 24400 | 22800 | 93.44% | 1.92 | 0 | 10 |  |  |  |  | R-410A | 1.95 | Residential & Commercial | USHP | Ducted CEE Tier 1
215292900 | Central HP <5.4 tons | AIRQUEST | HRCU-A-CB (Split System: Heat Pump with Remote Outdoor Unit-Air-Source) | DLCURAH24ABK | ADP |  | HG35936 | *96VTN0601716B* | 24000 | 16 | 9 | 24400 | 22800 | 93.44% | 1.92 | 0 | 10.5 |  |  |  |  | R-410A | 2 | Residential & Commercial | USHP | Ducted CEE Tier 1
215292916 | Central HP <5.4 tons | AIRQUEST | HRCU-A-CB (Split System: Heat Pump with Remote Outdoor Unit-Air-Source) | DLCURAH24ABK | ADP |  | H,GG9J936 | *96VTN0601716B* | 24000 | 16 | 9 | 24400 | 22800 | 93.44% | 1.92 | 0 | 10.5 |  |  |  |  | R-410A | 2 | Residential & Commercial | USHP | Ducted CEE Tier 1
215292959 | Central HP <5.4 tons | AIRQUEST | HRCU-A-CB (Split System: Heat Pump with Remote Outdoor Unit-Air-Source) | DLCURAH24ABK | ADP |  | H,GE7J924 | *96VTN0801716A* | 24200 | 16 | 8.5 | 24600 | 22000 | 89.43% | 1.86 | 0 | 10 |  |  |  |  | R-410A | 2.0167 | Residential & Commercial | USHP | Ducted CEE Tier 1
215292968 | Central HP <5.4 tons | AIRQUEST | HRCU-A-CB (Split System: Heat Pump with Remote Outdoor Unit-Air-Source) | DLCURAH24ABK | ADP |  | H,GE1K936 | *96VTN0801716A* | 24200 | 16 | 8.1 | 24600 | 22600 | 91.87% | 1.9 | 0 | 10.5 |  |  |  |  | R-410A | 2.0167 | Residential & Commercial | USHP | Ducted CEE Tier 1
215292982 | Central HP <5.4 tons | AIRQUEST | HRCU-A-CB (Split System: Heat Pump with Remote Outdoor Unit-Air-Source) | DLCURAH24ABK | ADP |  | HE31930 | *96VTN0801716B* | 23200 | 16 | 8.5 | 25400 | 25200 | 99.21% | 2.14 | 0 | 9.5 |  |  |  |  | R-410A | 1.9333 | Residential & Commercial | USHP
215293034 | Central HP <5.4 tons | AIRQUEST | HRCU-A-CB (Split System: Heat Pump with Remote Outdoor Unit-Air-Source) | DLCURAH24ABK | ADP |  | H,GG32930 | *96VTN0802120A* | 23200 | 17 | 8.5 | 24200 | 22800 | 94.21% | 1.94 | 0 | 9.5 |  |  |  |  | R-410A | 1.9333 | Residential & Commercial | USHP
215293061 | Central HP <5.4 tons | AIRQUEST | HRCU-A-CB (Split System: Heat Pump with Remote Outdoor Unit-Air-Source) | DLCURAH24ABK | ADP |  | HG8J936 | *96VTN0802120A* | 23400 | 17 | 8.1 | 24200 | 23400 | 96.69% | 1.98 | 0 | 10.5 |  |  |  |  | R-410A | 1.95 | Residential & Commercial | USHP | Ducted CEE Tier 1
215293091 | Central HP <5.4 tons | AIRQUEST | HRCU-A-CB (Split System: Heat Pump with Remote Outdoor Unit-Air-Source) | DLCURAH24ABK | ADP |  | H,GE33936 | *96VTN0802120B* | 23600 | 17 | 8.5 | 24800 | 23600 | 95.16% | 1.98 | 0 | 10.5 |  |  |  |  | R-410A | 1.9667 | Residential & Commercial | USHP | Ducted CEE Tier 1
215293125 | Central HP <5.4 tons | AIRQUEST | HRCU-A-CB (Split System: Heat Pump with Remote Outdoor Unit-Air-Source) | DLCURAH24ABK | ADP |  | H,GG24936 | *96VTN1002120A* | 23400 | 17 | 8.5 | 24400 | 22400 | 91.8% | 1.9 | 0 | 9.5 |  |  |  |  | R-410A | 1.95 | Residential & Commercial | USHP
215293150 | Central HP <5.4 tons | AIRQUEST | HRCU-A-CB (Split System: Heat Pump with Remote Outdoor Unit-Air-Source) | DLCURAH24ABK | ADP |  | HE35936 | *96VTN1002120A* | 24000 | 17 | 8.5 | 24400 | 22400 | 91.8% | 1.9 | 0 | 10 |  |  |  |  | R-410A | 2 | Residential & Commercial | USHP | Ducted CEE Tier 1
215293193 | Central HP <5.4 tons | AIRQUEST | HRCU-A-CB (Split System: Heat Pump with Remote Outdoor Unit-Air-Source) | DLCURAH24ABK | ADP |  | HG34936 | *96VTN1002120B* | 23600 | 17 | 8.5 | 24600 | 24200 | 98.37% | 2.04 | 0 | 10.5 |  |  |  |  | R-410A | 1.9667 | Residential & Commercial | USHP | Ducted CEE Tier 1
215293209 | Central HP <5.4 tons | AIRQUEST | HRCU-A-CB (Split System: Heat Pump with Remote Outdoor Unit-Air-Source) | DLCURAH24ABK | ADP |  | HE7J936 | *96VTN1002120B* | 23000 | 17 | 8.5 | 24600 | 24200 | 98.37% | 2.04 | 0 | 10 |  |  |  |  | R-410A | 1.9167 | Residential & Commercial | USHP | Ducted CEE Tier 1
215293268 | Central HP <5.4 tons | AIRQUEST | HRCU-A-CB (Split System: Heat Pump with Remote Outdoor Unit-Air-Source) | DLCURAH24ABK | ADP |  | H,GG81936 | *96VTN1002122A* | 23600 | 17 | 8.1 | 24200 | 23400 | 96.69% | 1.98 | 0 | 10.5 |  |  |  |  | R-410A | 1.9667 | Residential & Commercial | USHP | Ducted CEE Tier 1
216678262 | Central HP <5.4 tons | ARCOAIRE | HRCU-A-CB (Split System: Heat Pump with Remote Outdoor Unit-Air-Source) | D5CURAH24AAK |  |  | EA*5X25M17A* | *97VTN0601716A* | 24400 | 15.5 | 8.5 | 23200 | 19100 | 82.33% | 1.94 | 0 | 10 |  |  |  |  | R-454B | 2.0333 | Residential & Commercial | USHP | Ducted CEE Tier 1
204299229 | Central HP <5.4 tons | ARCOAIRE | HRCU-A-CB (Split System: Heat Pump with Remote Outdoor Unit-Air-Source) | HVH837GKA** |  |  | EA*4X48L21A*+WALLCON | *80CTL0902120A* | 32200 | 17.5 | 8.5 | 32600 | 25000 | 76.69% | 1.98 | 12 | 11.7 |  |  |  |  | R-410A | 2.6833 | Residential & Commercial | USHP | Ducted CEE Tier 1
204300083 | Central HP <5.4 tons | ARCOAIRE | HRCU-A-CB (Split System: Heat Pump with Remote Outdoor Unit-Air-Source) | HVH837GKA** |  |  | EHD4X36AAL+WALLCON | *80CTL1352422A* | 32200 | 16.5 | 8.1 | 33200 | 24600 | 74.1% | 1.94 | 11 | 11 |  |  |  |  | R-410A | 2.6833 | Residential & Commercial | USHP | Ducted CEE Tier 1
213772374 | Central HP <5.4 tons | TEMPSTAR | HRCU-A-CB (Split System: Heat Pump with Remote Outdoor Unit-Air-Source) | TVH825GKA2* |  |  | EHD4X42AAL+WALLCON | *97CMN1202422B* | 24200 | 16 | 8.1 | 21400 | 16600 | 77.57% | 2 | 0 | 10.5 |  |  |  |  | R-410A | 2.0167 | Residential & Commercial | USHP | Ducted CEE Tier 1
213772544 | Central HP <5.4 tons | TEMPSTAR | HRCU-A-CB (Split System: Heat Pump with Remote Outdoor Unit-Air-Source) | TVH825GKA2* |  |  | EHD4X48AAL+WALLCON | *97CMN1202422B* | 24200 | 16 | 8.1 | 21200 | 16600 | 78.3% | 2.02 | 0 | 10.5 |  |  |  |  | R-410A | 2.0167 | Residential & Commercial | USHP | Ducted CEE Tier 1
204300073 | Central HP <5.4 tons | ARCOAIRE | HRCU-A-CB (Split System: Heat Pump with Remote Outdoor Unit-Air-Source) | HVH837GKA** |  |  | EHD4X36AAL+WALLCON | *80CTL0902120A* | 32200 | 16.5 | 8.1 | 33200 | 24800 | 74.7% | 1.92 | 11.5 | 11 |  |  |  |  | R-410A | 2.6833 | Residential & Commercial | USHP | Ducted CEE Tier 1
216683457 | Central HP <5.4 tons | CARRIER | HRCU-A-CB (Split System: Heat Pump with Remote Outdoor Unit-Air-Source) | 38MURAQ18AB3* |  |  | CSPH*3012AL* | 59TP7A120V24**22 | 17700 | 15.5 | 8.5 | 18200 | 18000 | 98.9% | 1.94 | 0 | 10.5 |  |  |  |  | R-410A | 1.475 | Residential & Commercial | USHP | Ducted CEE Tier 1
214731192 | Central HP <5.4 tons | BRYANT HEATING AND COOLING SYSTEMS | HRCU-A-CB (Split System: Heat Pump with Remote Outdoor Unit-Air-Source) | 38MURAQ24AB3* | ADP |  | H,PG31930 | 926TC60100V21*** | 22600 | 17 | 8.5 | 24600 | 23400 | 95.12% | 1.98 | 0 | 9.5 |  |  |  |  | R-410A | 1.8833 | Residential & Commercial | USHP
204300153 | Central HP <5.4 tons | ARCOAIRE | HRCU-A-CB (Split System: Heat Pump with Remote Outdoor Unit-Air-Source) | HVH837GKA** |  |  | EHD4X36AAL+WALLCON | *97CMN1002122A* | 32200 | 16.5 | 8.1 | 33200 | 24800 | 74.7% | 1.94 | 11.5 | 11 |  |  |  |  | R-410A | 2.6833 | Residential & Commercial | USHP | Ducted CEE Tier 1
204300273 | Central HP <5.4 tons | ARCOAIRE | HRCU-A-CB (Split System: Heat Pump with Remote Outdoor Unit-Air-Source) | HVH837GKA** |  |  | EHD4X42AAL+WALLCON | *80CTL1352422A* | 32600 | 17 | 8.1 | 33000 | 24800 | 75.15% | 1.96 | 11 | 11 |  |  |  |  | R-410A | 2.7167 | Residential & Commercial | USHP | Ducted CEE Tier 1
215932173 | Central HP <5.4 tons | TEMPSTAR | HRCU-A-CB (Split System: Heat Pump with Remote Outdoor Unit-Air-Source) | T5H3V36*K*AAA* |  |  | EA*5X37M21A*+WALLCON | *97CMN0601714B* | 33600 | 19.5 | 9.5 | 34200 | 26200 | 76.61% | 2.06 | 0 | 11 |  |  |  |  | R-454B | 2.8 | Residential & Commercial | USHP | Ducted CEE Tier 1
211262792 | Central HP <5.4 tons | ARCOAIRE | HRCU-A-CB (Split System: Heat Pump with Remote Outdoor Unit-Air-Source) | DLCURAH18ABK |  |  | EN(A,D)4X24L17** | *80VSL0451412A* | 17700 | 16 | 8.5 | 18600 | 18800 | 101.1% | 2.26 | 0 | 10.5 |  |  |  |  | R-410A | 1.475 | Residential & Commercial | USHP | Ducted CEE Tier 1
211264784 | Central HP <5.4 tons | ARCOAIRE | HRCU-A-CB (Split System: Heat Pump with Remote Outdoor Unit-Air-Source) | DLCURAH18ABK |  |  | FEM4P24**AL | 0 | 17300 | 16 | 8.5 | 18200 | 19400 | 106.6% | 2.34 | 0 | 10.5 |  |  |  |  | R-410A | 1.4417 | Residential & Commercial | USHP | Ducted CEE Tier 1
211265014 | Central HP <5.4 tons | ARCOAIRE | HRCU-A-CB (Split System: Heat Pump with Remote Outdoor Unit-Air-Source) | DLCURAH18ABK |  |  | FM(C,U)4Z30**AL* | 0 | 18000 | 17.5 | 8.5 | 18500 | 18900 | 102.2% | 2.3 | 0 | 11 |  |  |  |  | R-410A | 1.5 | Residential & Commercial | USHP | Ducted CEE Tier 1
215293291 | Central HP <5.4 tons | AIRQUEST | HRCU-A-CB (Split System: Heat Pump with Remote Outdoor Unit-Air-Source) | DLCURAH24ABK | ADP |  | H,GG34936 | *96VTN1002122B* | 23800 | 17 | 8.5 | 24800 | 23400 | 94.35% | 1.98 | 0 | 10.5 |  |  |  |  | R-410A | 1.9833 | Residential & Commercial | USHP | Ducted CEE Tier 1
215293302 | Central HP <5.4 tons | AIRQUEST | HRCU-A-CB (Split System: Heat Pump with Remote Outdoor Unit-Air-Source) | DLCURAH24ABK | ADP |  | H,GE30924 | *96VTN1002122B* | 23000 | 17 | 8.5 | 24800 | 22800 | 91.94% | 1.92 | 0 | 9.5 |  |  |  |  | R-410A | 1.9167 | Residential & Commercial | USHP
204299449 | Central HP <5.4 tons | ARCOAIRE | HRCU-A-CB (Split System: Heat Pump with Remote Outdoor Unit-Air-Source) | HVH837GKA** |  |  | EA*4X48L24A*+WALLCON | *97CMN0602120A* | 32200 | 17 | 8.1 | 32800 | 25200 | 76.83% | 1.96 | 11.5 | 11 |  |  |  |  | R-410A | 2.6833 | Residential & Commercial | USHP | Ducted CEE Tier 1
204298979 | Central HP <5.4 tons | ARCOAIRE | HRCU-A-CB (Split System: Heat Pump with Remote Outdoor Unit-Air-Source) | HVH837GKA** |  |  | EA*4X42L21A*+WALLCON | *97CMN0801714A* | 31600 | 17 | 8.1 | 33400 | 24800 | 74.25% | 1.86 | 11.5 | 11 |  |  |  |  | R-410A | 2.6333 | Residential & Commercial | USHP | Ducted CEE Tier 1
204299079 | Central HP <5.4 tons | ARCOAIRE | HRCU-A-CB (Split System: Heat Pump with Remote Outdoor Unit-Air-Source) | HVH837GKA** |  |  | EA*4X42L24A*+WALLCON | *80CTL1352422A* | 31800 | 17.5 | 8.1 | 33000 | 24400 | 73.94% | 1.9 | 12 | 11.5 |  |  |  |  | R-410A | 2.65 | Residential & Commercial | USHP | Ducted CEE Tier 1
214092711 | Central HP <5.4 tons | YORK | HRCU-A-CB (Split System: Heat Pump with Remote Outdoor Unit-Air-Source) | HMH72B341 | ASPEN |  | D(A,C,E)48B36+TDR | TM8E080C16MP11 | 33000 | 18 | 8.2 | 33000 | 28600 | 86.67% | 2.7 | 0 | 10 |  |  |  |  | R-410A | 2.75 | Residential & Commercial | USHP | Ducted CEE Tier 1
204300453 | Central HP <5.4 tons | ARCOAIRE | HRCU-A-CB (Split System: Heat Pump with Remote Outdoor Unit-Air-Source) | HVH837GKA** |  |  | EHD4X48AAL+WALLCON | *80CTL0902120A* | 32600 | 17 | 8.1 | 33000 | 25000 | 75.76% | 1.98 | 12 | 11 |  |  |  |  | R-410A | 2.7167 | Residential & Commercial | USHP | Ducted CEE Tier 1
214394758 | Central HP <5.4 tons | RUUD | HRCU-A-CB (Split System: Heat Pump with Remote Outdoor Unit-Air-Source) | RD17AZ60AJ3N | ASPEN |  | D(A,C,E)60D44+TDR | R962V1005A21M4S | 52000 | 17.9 | 8.1 | 54000 | 49500 | 91.67% | 1.75 | 0 | 9.8 |  |  |  |  | R-410A | 4.3333 | Residential & Commercial | USHP
214394761 | Central HP <5.4 tons | RUUD | HRCU-A-CB (Split System: Heat Pump with Remote Outdoor Unit-Air-Source) | RD17AZ60AJ3N | ASPEN |  | D(A,C,E)60D34+TDR | R962V1155A24M4S | 52000 | 17.8 | 8.1 | 54000 | 49000 | 90.74% | 1.75 | 0 | 9.8 |  |  |  |  | R-410A | 4.3333 | Residential & Commercial | USHP
214394643 | Central HP <5.4 tons | RUUD | HRCU-A-CB (Split System: Heat Pump with Remote Outdoor Unit-Air-Source) | RD17AZ60AJ3N | ASPEN |  | D(A,C,E)60D34+TDR | R801V0755A21UHS | 52000 | 17.8 | 8.1 | 54000 | 49500 | 91.67% | 1.75 | 0 | 9.8 |  |  |  |  | R-410A | 4.3333 | Residential & Commercial | USHP
211262592 | Central HP <5.4 tons | ARCOAIRE | HRCU-A-CB (Split System: Heat Pump with Remote Outdoor Unit-Air-Source) | DLCURAH18ABK |  |  | EN(A,D)4X24L14** | *95ESN0401410A* | 17800 | 15.5 | 8.5 | 18700 | 18800 | 100.5% | 2.26 | 0 | 10.5 |  |  |  |  | R-410A | 1.4833 | Residential & Commercial | USHP | Ducted CEE Tier 1
211262725 | Central HP <5.4 tons | ARCOAIRE | HRCU-A-CB (Split System: Heat Pump with Remote Outdoor Unit-Air-Source) | DLCURAH18ABK |  |  | EN(A,D)4X24L14** | *92ESN0601412A* | 18100 | 16 | 8.5 | 19000 | 18600 | 97.89% | 2.24 | 0 | 11 |  |  |  |  | R-410A | 1.5083 | Residential & Commercial | USHP | Ducted CEE Tier 1
207436509 | Central HP <5.4 tons | LENNOX | HRCU-A-CB (Split System: Heat Pump with Remote Outdoor Unit-Air-Source) | SL25XPV-036-230A** |  |  | CX35-50/60C+TDR | SLP99UH090XV60C* | 33600 | 21 | 8.6 | 34400 | 26600 | 77.33% | 1.8 | 14 | 13.3 |  |  |  |  | R-410A | 2.8 | Residential & Commercial | USHP | Ducted CEE Tier 1
215375329 | Central HP <5.4 tons | RUUD | HRCU-A-CB (Split System: Heat Pump with Remote Outdoor Unit-Air-Source) | RD17AZ48AJ3N | ASPEN |  | D(A,C,E)60D36+TDR | R951V1155A24M4S | 45500 | 16 | 8.1 | 45500 | 32400 | 71.21% | 2.4 | 0 | 10 |  |  |  |  | R-410A | 3.7917 | Residential & Commercial | USHP | Ducted CEE Tier 1
215294478 | Central HP <5.4 tons | AIRQUEST | HRCU-A-CB (Split System: Heat Pump with Remote Outdoor Unit-Air-Source) | DLCURAH30ABK | ADP |  | HG80936 | *96VTN1002122B* | 30000 | 15.2 | 8.1 | 32600 | 27200 | 83.44% | 1.8 | 0 | 9 |  |  |  |  | R-410A | 2.5 | Residential & Commercial | USHP
215375352 | Central HP <5.4 tons | RUUD | HRCU-A-CB (Split System: Heat Pump with Remote Outdoor Unit-Air-Source) | RD17AZ60AJ3N | ASPEN |  | D(A,C,E)60D36+TDR | R801V1005A21UHU | 52000 | 17.8 | 8.1 | 54000 | 50500 | 93.52% | 1.75 | 0 | 9.8 |  |  |  |  | R-410A | 4.3333 | Residential & Commercial | USHP
215375368 | Central HP <5.4 tons | RUUD | HRCU-A-CB (Split System: Heat Pump with Remote Outdoor Unit-Air-Source) | RD17AZ60AJ3N | ASPEN |  | D(A,C,E)60D36+TDR | R921V0855A21M4S | 51500 | 16.9 | 8.1 | 54000 | 51000 | 94.44% | 1.75 | 0 | 9.8 |  |  |  |  | R-410A | 4.2917 | Residential & Commercial | USHP
211262380 | Central HP <5.4 tons | ARCOAIRE | HRCU-A-CB (Split System: Heat Pump with Remote Outdoor Unit-Air-Source) | DLCURAH18ABK |  |  | EN(A,D)4X18L14** | *96VTN0601412A* | 17600 | 15.5 | 8.5 | 18700 | 19300 | 103.2% | 2.32 | 0 | 10.5 |  |  |  |  | R-410A | 1.4667 | Residential & Commercial | USHP | Ducted CEE Tier 1
205751083 | Central HP <5.4 tons | ARCOAIRE | HRCU-A-CB (Split System: Heat Pump with Remote Outdoor Unit-Air-Source) | HVH837GKA** |  |  | EA*4X37L21A*+WALLCON | *96CTN1002122A* | 33000 | 17.5 | 8.5 | 33000 | 25200 | 76.36% | 2 | 12 | 11.7 |  |  |  |  | R-410A | 2.75 | Residential & Commercial | USHP | Ducted CEE Tier 1
211264970 | Central HP <5.4 tons | ARCOAIRE | HRCU-A-CB (Split System: Heat Pump with Remote Outdoor Unit-Air-Source) | DLCURAH18ABK |  |  | FM(C,U)4Z18**AL* | 0 | 17800 | 17 | 9 | 18700 | 19800 | 105.9% | 2.4 | 0 | 11 |  |  |  |  | R-410A | 1.4833 | Residential & Commercial | USHP | Ducted CEE Tier 1
211263532 | Central HP <5.4 tons | ARCOAIRE | HRCU-A-CB (Split System: Heat Pump with Remote Outdoor Unit-Air-Source) | DLCURAH18ABK |  |  | EN(A,D)4X24L17** | OMV098J12* | 18300 | 15.5 | 8.5 | 19300 | 18600 | 96.37% | 2.24 | 0 | 11 |  |  |  |  | R-410A | 1.525 | Residential & Commercial | USHP | Ducted CEE Tier 1
213258898 | Central HP <5.4 tons | YORK | HRCU-A-CB (Split System: Heat Pump with Remote Outdoor Unit-Air-Source) | HMH72B361 | ASPEN |  | D(A,C,E)36D3G+TXV+JMET12BS2N1+TDR | 0 | 34800 | 18 | 8.1 | 36000 | 26000 | 72.22% | 2.8 | 0 | 9 |  |  |  |  | R-410A | 2.9 | Residential & Commercial | USHP
216677645 | Central HP <5.4 tons | ARCOAIRE | HRCU-A-CB (Split System: Heat Pump with Remote Outdoor Unit-Air-Source) | D5CURAH24AAK |  |  | ESH5X36M12A* | *96VSN1002120B* | 24600 | 15.2 | 8.5 | 23800 | 19400 | 81.51% | 1.92 | 0 | 10 |  |  |  |  | R-454B | 2.05 | Residential & Commercial | USHP | Ducted CEE Tier 1
215912372 | Central HP <5.4 tons | YORK | HRCU-A-CB (Split System: Heat Pump with Remote Outdoor Unit-Air-Source) | HH824E2S11 | ASPEN |  | D(A,C,E)36A3K+TDR | TM8V080B12MP12 | 22400 | 17 | 8.1 | 22600 | 17700 | 78.32% | 2 | 0 | 12 |  |  |  |  | R-454B | 1.8667 | Residential & Commercial | USHP | Ducted CEE Tier 1
215912408 | Central HP <5.4 tons | YORK | HRCU-A-CB (Split System: Heat Pump with Remote Outdoor Unit-Air-Source) | HH824E2S11 | ASPEN |  | D(A,C,E)36A3K+TDR | TPLC080B12MP13 | 22400 | 17 | 8.1 | 22600 | 17700 | 78.32% | 2 | 0 | 12 |  |  |  |  | R-454B | 1.8667 | Residential & Commercial | USHP | Ducted CEE Tier 1
211264310 | Central HP <5.4 tons | ARCOAIRE | HRCU-A-CB (Split System: Heat Pump with Remote Outdoor Unit-Air-Source) | DLCURAH18ABK |  |  | EN(A,D)4X30L17** | *95ESN0601412A* | 18000 | 16 | 8.5 | 18500 | 18400 | 99.46% | 2.22 | 0 | 11 |  |  |  |  | R-410A | 1.5 | Residential & Commercial | USHP | Ducted CEE Tier 1
212578260 | Central HP <5.4 tons | CARRIER | HRCU-A-CB (Split System: Heat Pump with Remote Outdoor Unit-Air-Source) | 25VNA837A*031* | ADP |  | H,PG53936 | 58TN*A090C17**16 | 33000 | 18 | 8.1 | 31200 | 27400 | 87.82% | 2.22 | 0 | 11.5 |  |  |  |  | R-410A | 2.75 | Residential & Commercial | USHP | Ducted CEE Tier 1
215223142 | Central HP <5.4 tons | BRYANT HEATING AND COOLING SYSTEMS | HRCU-A-CB (Split System: Heat Pump with Remote Outdoor Unit-Air-Source) | 288BNV025*0**C* | ADP |  | H,PG9J930 | 987MC66100C21*** | 23800 | 16 | 8.1 | 19800 | 16200 | 81.82% | 1.96 | 0 | 11 |  |  |  |  | R-410A | 1.9833 | Residential & Commercial | USHP | Ducted CEE Tier 1
215912405 | Central HP <5.4 tons | YORK | HRCU-A-CB (Split System: Heat Pump with Remote Outdoor Unit-Air-Source) | HH824E2S11 | ASPEN |  | D(A,C,E)36A3K+TDR | TP9C080B12MP13 | 22200 | 17 | 8.1 | 22600 | 18300 | 80.97% | 2 | 0 | 12 |  |  |  |  | R-454B | 1.85 | Residential & Commercial | USHP | Ducted CEE Tier 1
215912416 | Central HP <5.4 tons | YORK | HRCU-A-CB (Split System: Heat Pump with Remote Outdoor Unit-Air-Source) | HH824E2S11 | ASPEN |  | D(A,C,E)36A4K+TDR | Y82E060A12LMPS1 | 21000 | 19 | 9 | 23000 | 17700 | 76.96% | 2 | 0 | 11.7 |  |  |  |  | R-454B | 1.75 | Residential & Commercial | USHP | Ducted CEE Tier 1
206765873 | Central HP <5.4 tons | ARCOAIRE | HRCU-A-CB (Split System: Heat Pump with Remote Outdoor Unit-Air-Source) | HVH825GKA3* |  |  | EA*4X37L17A*+WALLCON | *96CTN0601714A* | 24000 | 16 | 8.1 | 21400 | 16800 | 78.5% | 1.98 | 11 | 11 |  |  |  |  | R-410A | 2 | Residential & Commercial | USHP | Ducted CEE Tier 1
214075372 | Central HP <5.4 tons | FRIEDRICH | HRCU-A-CB (Split System: Heat Pump with Remote Outdoor Unit-Air-Source) | RD17AZ60AJ3N |  |  | TCFZ6024STANM | FR97MV1155A24DH | 55000 | 18 | 8.1 | 54000 | 49500 | 91.67% | 1.75 | 0 | 10 |  |  |  |  | R-410A | 4.5833 | Residential & Commercial | USHP | Ducted CEE Tier 1
213739965 | Central HP <5.4 tons | DAY & NIGHT | HRCU-A-CB (Split System: Heat Pump with Remote Outdoor Unit-Air-Source) | DLCURAH24ABK | ADP |  | FG32936 | *96VSN0401712B* | 23400 | 16 | 8.5 | 25400 | 25800 | 101.6% | 2.18 | 0 | 9.5 |  |  |  |  | R-410A | 1.95 | Residential & Commercial | USHP
206771049 | Central HP <5.4 tons | ARCOAIRE | HRCU-A-CB (Split System: Heat Pump with Remote Outdoor Unit-Air-Source) | HVH837GKA2* |  |  | EA*4X36L21A*+WALLCON | *80CTL0701716A* | 31400 | 17 | 8.1 | 33400 | 24400 | 73.05% | 1.84 | 11.5 | 11 |  |  |  |  | R-410A | 2.6167 | Residential & Commercial | USHP | Ducted CEE Tier 1
204298759 | Central HP <5.4 tons | ARCOAIRE | HRCU-A-CB (Split System: Heat Pump with Remote Outdoor Unit-Air-Source) | HVH837GKA** |  |  | EA*4X36L21A*+WALLCON | *96CTN1002122A* | 31600 | 17 | 8.1 | 33200 | 24200 | 72.89% | 1.86 | 11 | 11 |  |  |  |  | R-410A | 2.6333 | Residential & Commercial | USHP | Ducted CEE Tier 1
206765720 | Central HP <5.4 tons | ARCOAIRE | HRCU-A-CB (Split System: Heat Pump with Remote Outdoor Unit-Air-Source) | HVH825GKA3* |  |  | EA*4X36L21A*+WALLCON | *80CTL0451712A* | 23400 | 16 | 8.1 | 21600 | 16800 | 77.78% | 1.92 | 11 | 10.5 |  |  |  |  | R-410A | 1.95 | Residential & Commercial | USHP | Ducted CEE Tier 1
214075247 | Central HP <5.4 tons | FRIEDRICH | HRCU-A-CB (Split System: Heat Pump with Remote Outdoor Unit-Air-Source) | RD17AZ60AJ3N |  |  | TCFZ6024STANM | FR802V1005A21UHN | 55500 | 18 | 8.1 | 53500 | 49000 | 91.59% | 1.75 | 0 | 10 |  |  |  |  | R-410A | 4.625 | Residential & Commercial | USHP | Ducted CEE Tier 1
214075331 | Central HP <5.4 tons | FRIEDRICH | HRCU-A-CB (Split System: Heat Pump with Remote Outdoor Unit-Air-Source) | RD17AZ60AJ3N |  |  | TCFZ6024STANM | FR921V0705A21M4 | 55000 | 18 | 8.1 | 54000 | 49500 | 91.67% | 1.75 | 0 | 10 |  |  |  |  | R-410A | 4.5833 | Residential & Commercial | USHP | Ducted CEE Tier 1
214784534 | Central HP <5.4 tons | BRYANT HEATING AND COOLING SYSTEMS | HRCU-A-CB (Split System: Heat Pump with Remote Outdoor Unit-Air-Source) | 38MURAQ18AB3* | ADP |  | SM3925 | 0 | 16800 | 15.5 | 8.75 | 17000 | 19400 | 114.1% | 2.34 | 0 | 10.5 |  |  |  |  | R-410A | 1.4 | Residential & Commercial | USHP | Ducted CEE Tier 1
211264427 | Central HP <5.4 tons | ARCOAIRE | HRCU-A-CB (Split System: Heat Pump with Remote Outdoor Unit-Air-Source) | DLCURAH18ABK |  |  | EN(A,D)4X30L17** | *95ESN0261410A* | 18200 | 15.5 | 8.5 | 18800 | 18400 | 97.87% | 2.2 | 0 | 11 |  |  |  |  | R-410A | 1.5167 | Residential & Commercial | USHP | Ducted CEE Tier 1
211264520 | Central HP <5.4 tons | ARCOAIRE | HRCU-A-CB (Split System: Heat Pump with Remote Outdoor Unit-Air-Source) | DLCURAH18ABK |  |  | EN(A,D)4X30L17** | *80ES(N,L)0701712A* | 18200 | 16.5 | 8.5 | 18700 | 18300 | 97.86% | 2.22 | 0 | 11 |  |  |  |  | R-410A | 1.5167 | Residential & Commercial | USHP | Ducted CEE Tier 1
214595941 | Central HP <5.4 tons | AIRQUEST | HRCU-A-C (Split System: Heat Pump with Remote Outdoor Unit with No Indoor Fan --Air Source) | DLCURAH30ABK | ADP |  | HG8J936+TD | 0 | 29800 | 15.2 | 9.5 | 31400 | 26600 | 84.71% | 1.82 | 0 | 10.5 |  |  |  |  | R-410A | 2.4833 | Residential & Commercial | USHP | Ducted CEE Tier 1
213773094 | Central HP <5.4 tons | TEMPSTAR | HRCU-A-CB (Split System: Heat Pump with Remote Outdoor Unit-Air-Source) | TVH825GKA3* |  |  | EA*4X36L21A*+WALLCON | *95CSU0601716B* | 23600 | 16.5 | 8.1 | 21600 | 16700 | 77.31% | 1.92 | 0 | 10.5 |  |  |  |  | R-410A | 1.9667 | Residential & Commercial | USHP | Ducted CEE Tier 1
213773444 | Central HP <5.4 tons | TEMPSTAR | HRCU-A-CB (Split System: Heat Pump with Remote Outdoor Unit-Air-Source) | TVH825GKA3* |  |  | EA*4X42L21A*+WALLCON | *97CMN0601714B* | 23600 | 16 | 8.1 | 21600 | 16700 | 77.31% | 1.94 | 0 | 10.5 |  |  |  |  | R-410A | 1.9667 | Residential & Commercial | USHP | Ducted CEE Tier 1
213773494 | Central HP <5.4 tons | TEMPSTAR | HRCU-A-CB (Split System: Heat Pump with Remote Outdoor Unit-Air-Source) | TVH825GKA3* |  |  | EA*4X42L21A*+WALLCON | *96CTN1002122B* | 23800 | 16.5 | 8.1 | 21400 | 16600 | 77.57% | 1.96 | 0 | 11 |  |  |  |  | R-410A | 1.9833 | Residential & Commercial | USHP | Ducted CEE Tier 1
206765900 | Central HP <5.4 tons | ARCOAIRE | HRCU-A-CB (Split System: Heat Pump with Remote Outdoor Unit-Air-Source) | HVH825GKA3* |  |  | EA*4X37L17A*+WALLCON | *97CMN0801714A* | 24200 | 16 | 8.1 | 21400 | 16800 | 78.5% | 1.98 | 11 | 11 |  |  |  |  | R-410A | 2.0167 | Residential & Commercial | USHP | Ducted CEE Tier 1
206767545 | Central HP <5.4 tons | ARCOAIRE | HRCU-A-CB (Split System: Heat Pump with Remote Outdoor Unit-Air-Source) | HVH825GKA3* |  |  | EA*4X37L21A*+WALLCON | *95CSU0802120A* | 24400 | 17 | 8.5 | 21200 | 16600 | 78.3% | 2.04 | 11.5 | 11 |  |  |  |  | R-410A | 2.0333 | Residential & Commercial | USHP | Ducted CEE Tier 1
213312030 | Central HP <5.4 tons | BRYANT HEATING AND COOLING SYSTEMS | HRCU-A-CB (Split System: Heat Pump with Remote Outdoor Unit-Air-Source) | 38MURAQ36AB3* | ADP |  | PL36H175P159+CBPE4B* | 0 | 37000 | 16 | 8.1 | 36800 | 34400 | 93.48% | 2 | 0 | 10 |  |  |  |  | R-410A | 3.0833 | Residential & Commercial | USHP | Ducted CEE Tier 1
215934984 | Central HP <5.4 tons | CARRIER | HRCU-A-CB (Split System: Heat Pump with Remote Outdoor Unit-Air-Source) | 27VNA336A*030* |  |  | CVAMA4921XMA*+UI | 58CU*A100C21**20 | 35600 | 21.5 | 8.5 | 38000 | 28800 | 75.79% | 2.02 | 0 | 12 |  |  |  |  | R-454B | 2.9667 | Residential & Commercial | USHP | Ducted CEE Tier 1
215934934 | Central HP <5.4 tons | CARRIER | HRCU-A-CB (Split System: Heat Pump with Remote Outdoor Unit-Air-Source) | 27VNA336A*030* |  |  | CVAMA4421XMA*+UI | 59TN6C080C17**14 | 35400 | 21.5 | 8.5 | 38500 | 28800 | 74.81% | 2.02 | 0 | 12 |  |  |  |  | R-454B | 2.95 | Residential & Commercial | USHP | Ducted CEE Tier 1
213781407 | Central HP <5.4 tons | HEIL | HRCU-A-CB (Split System: Heat Pump with Remote Outdoor Unit-Air-Source) | HVH837GKA2* |  |  | EA*4X48L24A*+WALLCON | *80CTL1102120B* | 32400 | 17.5 | 8.5 | 32200 | 24800 | 77.02% | 1.98 | 0 | 11.5 |  |  |  |  | R-410A | 2.7 | Residential & Commercial | USHP | Ducted CEE Tier 1
215912421 | Central HP <5.4 tons | YORK | HRCU-A-CB (Split System: Heat Pump with Remote Outdoor Unit-Air-Source) | HH824E2S11 | ASPEN |  | D(A,C,E)36A4K+TDR | Y91E026A08SMPS1 | 21200 | 17.5 | 8.1 | 23000 | 17300 | 75.22% | 2 | 0 | 11.7 |  |  |  |  | R-454B | 1.7667 | Residential & Commercial | USHP | Ducted CEE Tier 1
204456502 | Central HP <5.4 tons | ARCOAIRE | HRCU-A-CB (Split System: Heat Pump with Remote Outdoor Unit-Air-Source) | HVH825GKA2* |  |  | EA*4X25L17A*+WALLCON | *80CTL0901716A* | 24400 | 17.5 | 8.5 | 21200 | 16600 | 78.3% | 2.04 | 12 | 11.5 |  |  |  |  | R-410A | 2.0333 | Residential & Commercial | USHP | Ducted CEE Tier 1
214596008 | Central HP <5.4 tons | AIRQUEST | HRCU-A-C (Split System: Heat Pump with Remote Outdoor Unit with No Indoor Fan --Air Source) | DLCURAH24ABK | ADP |  | H,PG30924+TD | 0 | 24000 | 16 | 9.1 | 23200 | 19600 | 84.48% | 1.88 | 0 | 10.5 |  |  |  |  | R-410A | 2 | Residential & Commercial | USHP | Ducted CEE Tier 1
213296046 | Central HP <5.4 tons | YORK | HRCU-A-CB (Split System: Heat Pump with Remote Outdoor Unit-Air-Source) | HMH72B341 | ASPEN |  | D(A,C,E)36A3G+TXV+TDR | TM9V080C16MP12 | 31600 | 17.5 | 8.4 | 33800 | 27400 | 81.07% | 2.62 | 0 | 9.8 |  |  |  |  | R-410A | 2.6333 | Residential & Commercial | USHP
206765621 | Central HP <5.4 tons | ARCOAIRE | HRCU-A-CB (Split System: Heat Pump with Remote Outdoor Unit-Air-Source) | HVH825GKA3* |  |  | EA*4X30L17A*+WALLCON | *97CMN0801714A* | 23400 | 16 | 8.1 | 21600 | 16800 | 77.78% | 1.9 | 11 | 10.5 |  |  |  |  | R-410A | 1.95 | Residential & Commercial | USHP | Ducted CEE Tier 1
206765639 | Central HP <5.4 tons | ARCOAIRE | HRCU-A-CB (Split System: Heat Pump with Remote Outdoor Unit-Air-Source) | HVH825GKA3* |  |  | EA*4X30L17A*+WALLCON | *80CTL0901716A* | 23600 | 17 | 8.1 | 21400 | 16600 | 77.57% | 1.92 | 11 | 11 |  |  |  |  | R-410A | 1.9667 | Residential & Commercial | USHP | Ducted CEE Tier 1
206765657 | Central HP <5.4 tons | ARCOAIRE | HRCU-A-CB (Split System: Heat Pump with Remote Outdoor Unit-Air-Source) | HVH825GKA3* |  |  | EA*4X36L17A*+WALLCON | *80CTL0701716A* | 23600 | 16.5 | 8.1 | 21400 | 16700 | 78.04% | 1.94 | 11.5 | 11 |  |  |  |  | R-410A | 1.9667 | Residential & Commercial | USHP | Ducted CEE Tier 1
216678513 | Central HP <5.4 tons | ARCOAIRE | HRCU-A-CB (Split System: Heat Pump with Remote Outdoor Unit-Air-Source) | D5CURAH24AAK |  |  | FCMA5B36L0C*+WALLCON | 0 | 24400 | 15.5 | 9 | 24000 | 19400 | 80.83% | 2.04 | 0 | 10 |  |  |  |  | R-454B | 2.0333 | Residential & Commercial | USHP | Ducted CEE Tier 1
214595950 | Central HP <5.4 tons | AIRQUEST | HRCU-A-C (Split System: Heat Pump with Remote Outdoor Unit with No Indoor Fan --Air Source) | DLCURAH36ABK | ADP |  | HG9J936+TD | 0 | 36000 | 15.2 | 8.55 | 36400 | 31200 | 85.71% | 1.84 | 0 | 10 |  |  |  |  | R-410A | 3 | Residential & Commercial | USHP | Ducted CEE Tier 1
206136008 | Central HP <5.4 tons | ARCOAIRE | HRCU-A-CB (Split System: Heat Pump with Remote Outdoor Unit-Air-Source) | HVH837GKA** |  |  | EHD4X48AAL+WALLCON | *80CSU0401712A* | 32600 | 16.5 | 8.1 | 33000 | 24800 | 75.15% | 1.96 | 11.5 | 11 |  |  |  |  | R-410A | 2.7167 | Residential & Commercial | USHP | Ducted CEE Tier 1
215912366 | Central HP <5.4 tons | YORK | HRCU-A-CB (Split System: Heat Pump with Remote Outdoor Unit-Air-Source) | HH824E2S11 | ASPEN |  | D(A,C,E)36A3K+TDR | TM8E080B12MP11 | 22400 | 17 | 8.1 | 22600 | 18000 | 79.65% | 2 | 0 | 12 |  |  |  |  | R-454B | 1.8667 | Residential & Commercial | USHP | Ducted CEE Tier 1
215912371 | Central HP <5.4 tons | YORK | HRCU-A-CB (Split System: Heat Pump with Remote Outdoor Unit-Air-Source) | HH824E2S11 | ASPEN |  | C(A,C,D,E)24A3K+TDR | TM8V080B12MP12 | 21600 | 17 | 8.1 | 22600 | 17700 | 78.32% | 2 | 0 | 11.7 |  |  |  |  | R-454B | 1.8 | Residential & Commercial | USHP | Ducted CEE Tier 1
215912396 | Central HP <5.4 tons | YORK | HRCU-A-CB (Split System: Heat Pump with Remote Outdoor Unit-Air-Source) | HH824E2S11 | ASPEN |  | D(A,C,E)36A3K+TDR | TMLE080B12MP11 | 22400 | 17 | 8.1 | 22600 | 18000 | 79.65% | 2 | 0 | 12 |  |  |  |  | R-454B | 1.8667 | Residential & Commercial | USHP | Ducted CEE Tier 1
213296203 | Central HP <5.4 tons | YORK | HRCU-A-CB (Split System: Heat Pump with Remote Outdoor Unit-Air-Source) | HMH72B341 | ASPEN |  | C(A,C,D,E)36C24+TDR | TM8E100B12MP11 | 30000 | 17.4 | 8.5 | 33800 | 27400 | 81.07% | 2.63 | 0 | 9.5 |  |  |  |  | R-410A | 2.5 | Residential & Commercial | USHP
213296076 | Central HP <5.4 tons | YORK | HRCU-A-CB (Split System: Heat Pump with Remote Outdoor Unit-Air-Source) | HMH72B341 | ASPEN |  | D(A,C,E)36A3G+TXV+TDR | TPLC100C20MP13 | 31000 | 16.3 | 8.1 | 32200 | 27600 | 85.71% | 2.44 | 0 | 8.8 |  |  |  |  | R-410A | 2.5833 | Residential & Commercial | USHP
215935034 | Central HP <5.4 tons | CARRIER | HRCU-A-CB (Split System: Heat Pump with Remote Outdoor Unit-Air-Source) | 27VNA336A*030* |  |  | CVAMA4921XMA*+UI | 58TN*B090C21**20 | 35600 | 22 | 8.5 | 38000 | 28400 | 74.74% | 2.04 | 0 | 12.5 |  |  |  |  | R-454B | 2.9667 | Residential & Commercial | USHP | Ducted CEE Tier 1
215935304 | Central HP <5.4 tons | CARRIER | HRCU-A-CB (Split System: Heat Pump with Remote Outdoor Unit-Air-Source) | 27VNA336A*030* |  |  | CVAMA6021XMA*+UI | 59TN6C080C17**14 | 35400 | 21.5 | 8.5 | 38000 | 28800 | 75.79% | 2.02 | 0 | 12 |  |  |  |  | R-454B | 2.95 | Residential & Commercial | USHP | Ducted CEE Tier 1
213367364 | Central HP <5.4 tons | CARRIER | HRCU-A-CB (Split System: Heat Pump with Remote Outdoor Unit-Air-Source) | 38MURAQ24AB3* | ADP |  | H,PG31930 | 59TP6B040V14**10 | 23000 | 15.2 | 8.5 | 25000 | 23600 | 94.4% | 1.96 | 0 | 9.5 |  |  |  |  | R-410A | 1.9167 | Residential & Commercial | USHP
204299089 | Central HP <5.4 tons | ARCOAIRE | HRCU-A-CB (Split System: Heat Pump with Remote Outdoor Unit-Air-Source) | HVH837GKA** |  |  | EA*4X42L24A*+WALLCON | *96CTN1202422A* | 31800 | 17.5 | 8.1 | 33000 | 24400 | 73.94% | 1.9 | 11 | 11.5 |  |  |  |  | R-410A | 2.65 | Residential & Commercial | USHP | Ducted CEE Tier 1
211263297 | Central HP <5.4 tons | ARCOAIRE | HRCU-A-CB (Split System: Heat Pump with Remote Outdoor Unit-Air-Source) | DLCURAH18ABK |  |  | EN(A,D)4X24L17** | *80ES(N,L)0451412A* | 18000 | 16 | 8.5 | 18900 | 18700 | 98.94% | 2.26 | 0 | 11 |  |  |  |  | R-410A | 1.5 | Residential & Commercial | USHP | Ducted CEE Tier 1
211263322 | Central HP <5.4 tons | ARCOAIRE | HRCU-A-CB (Split System: Heat Pump with Remote Outdoor Unit-Air-Source) | DLCURAH18ABK |  |  | EN(A,D)4X24L17** | *80ES(N,L)0451712A* | 18400 | 15.5 | 8.5 | 19400 | 18500 | 95.36% | 2.24 | 0 | 11 |  |  |  |  | R-410A | 1.5333 | Residential & Commercial | USHP | Ducted CEE Tier 1
211264676 | Central HP <5.4 tons | ARCOAIRE | HRCU-A-CB (Split System: Heat Pump with Remote Outdoor Unit-Air-Source) | DLCURAH18ABK |  |  | EN(A,D)4X30L17** | OMV098J12* | 18400 | 16 | 8.5 | 18900 | 18300 | 96.83% | 2.2 | 0 | 11 |  |  |  |  | R-410A | 1.5333 | Residential & Commercial | USHP | Ducted CEE Tier 1
211264712 | Central HP <5.4 tons | ARCOAIRE | HRCU-A-CB (Split System: Heat Pump with Remote Outdoor Unit-Air-Source) | DLCURAH18ABK |  |  | EN(A,D)4X30L17** | OMV112K14A | 18200 | 15.5 | 8.5 | 18900 | 18400 | 97.35% | 2.2 | 0 | 11 |  |  |  |  | R-410A | 1.5167 | Residential & Commercial | USHP | Ducted CEE Tier 1
211263372 | Central HP <5.4 tons | ARCOAIRE | HRCU-A-CB (Split System: Heat Pump with Remote Outdoor Unit-Air-Source) | DLCURAH18ABK |  |  | EN(A,D)4X24L17** | *92ESN0601412A* | 18100 | 16 | 8.5 | 19000 | 18600 | 97.89% | 2.24 | 0 | 11 |  |  |  |  | R-410A | 1.5083 | Residential & Commercial | USHP | Ducted CEE Tier 1
204298919 | Central HP <5.4 tons | ARCOAIRE | HRCU-A-CB (Split System: Heat Pump with Remote Outdoor Unit-Air-Source) | HVH837GKA** |  |  | EA*4X42L21A*+WALLCON | *80CTL0701716A* | 31800 | 17 | 8.1 | 33200 | 24600 | 74.1% | 1.88 | 11 | 11 |  |  |  |  | R-410A | 2.65 | Residential & Commercial | USHP | Ducted CEE Tier 1
204298999 | Central HP <5.4 tons | ARCOAIRE | HRCU-A-CB (Split System: Heat Pump with Remote Outdoor Unit-Air-Source) | HVH837GKA** |  |  | EA*4X42L21A*+WALLCON | *97CMN1002122A* | 31800 | 17 | 8.1 | 33000 | 24400 | 73.94% | 1.9 | 11.5 | 11.5 |  |  |  |  | R-410A | 2.65 | Residential & Commercial | USHP | Ducted CEE Tier 1
205751212 | Central HP <5.4 tons | ARCOAIRE | HRCU-A-CB (Split System: Heat Pump with Remote Outdoor Unit-Air-Source) | HVH837GKA** |  |  | EA*4X43L21A*+WALLCON | *96CTN1002122A* | 33000 | 17.5 | 8.5 | 33000 | 25200 | 76.36% | 2 | 12 | 11.7 |  |  |  |  | R-410A | 2.75 | Residential & Commercial | USHP | Ducted CEE Tier 1
204456782 | Central HP <5.4 tons | ARCOAIRE | HRCU-A-CB (Split System: Heat Pump with Remote Outdoor Unit-Air-Source) | HVH825GKA2* |  |  | EA*4X36L21A*+WALLCON | *96CTN1002122A* | 23600 | 16.5 | 8.1 | 21400 | 16600 | 77.57% | 1.94 | 11 | 11 |  |  |  |  | R-410A | 1.9667 | Residential & Commercial | USHP | Ducted CEE Tier 1
206772381 | Central HP <5.4 tons | ARCOAIRE | HRCU-A-CB (Split System: Heat Pump with Remote Outdoor Unit-Air-Source) | HVH837GKA2* |  |  | EN(A,D)4X48L24**+WALLCON | *96CTN1202422A* | 32400 | 17.5 | 8.1 | 32800 | 24800 | 75.61% | 1.96 | 12 | 11.7 |  |  |  |  | R-410A | 2.7 | Residential & Commercial | USHP | Ducted CEE Tier 1
206772228 | Central HP <5.4 tons | ARCOAIRE | HRCU-A-CB (Split System: Heat Pump with Remote Outdoor Unit-Air-Source) | HVH837GKA2* |  |  | EN(A,D,W)4X48L21**+WALLCON | *80CTL0701716A* | 32400 | 17.5 | 8.1 | 33000 | 25000 | 75.76% | 1.94 | 12 | 11.5 |  |  |  |  | R-410A | 2.7 | Residential & Commercial | USHP | Ducted CEE Tier 1
215290386 | Central HP <5.4 tons | AIRQUEST | HRCU-A-CB (Split System: Heat Pump with Remote Outdoor Unit-Air-Source) | DLCURAH18ABK | ADP |  | H,GE8J936 | *96VTN0801716A* | 17400 | 16 | 8.5 | 16700 | 18800 | 112.6% | 2.3 | 0 | 10.5 |  |  |  |  | R-410A | 1.45 | Residential & Commercial | USHP | Ducted CEE Tier 1
204300393 | Central HP <5.4 tons | ARCOAIRE | HRCU-A-CB (Split System: Heat Pump with Remote Outdoor Unit-Air-Source) | HVH837GKA** |  |  | EHD4X42AAL+WALLCON | *80CTL0901716A* | 32600 | 17 | 8.1 | 33000 | 24800 | 75.15% | 1.96 | 12 | 11 |  |  |  |  | R-410A | 2.7167 | Residential & Commercial | USHP | Ducted CEE Tier 1
204298939 | Central HP <5.4 tons | ARCOAIRE | HRCU-A-CB (Split System: Heat Pump with Remote Outdoor Unit-Air-Source) | HVH837GKA** |  |  | EA*4X42L21A*+WALLCON | *80CTL0902120A* | 31800 | 17.5 | 8.1 | 33200 | 24400 | 73.49% | 1.9 | 11 | 11.5 |  |  |  |  | R-410A | 2.65 | Residential & Commercial | USHP | Ducted CEE Tier 1
204300343 | Central HP <5.4 tons | ARCOAIRE | HRCU-A-CB (Split System: Heat Pump with Remote Outdoor Unit-Air-Source) | HVH837GKA** |  |  | EHD4X42AAL+WALLCON | *97CMN1002122A* | 32600 | 16.5 | 8.1 | 33000 | 24800 | 75.15% | 1.96 | 12 | 11 |  |  |  |  | R-410A | 2.7167 | Residential & Commercial | USHP | Ducted CEE Tier 1
204456827 | Central HP <5.4 tons | ARCOAIRE | HRCU-A-CB (Split System: Heat Pump with Remote Outdoor Unit-Air-Source) | HVH825GKA2* |  |  | EA*4X37L17A*+WALLCON | *80CTL0701716A* | 24200 | 16.5 | 8.1 | 21400 | 16700 | 78.04% | 2 | 11 | 11 |  |  |  |  | R-410A | 2.0167 | Residential & Commercial | USHP | Ducted CEE Tier 1
204456791 | Central HP <5.4 tons | ARCOAIRE | HRCU-A-CB (Split System: Heat Pump with Remote Outdoor Unit-Air-Source) | HVH825GKA2* |  |  | EA*4X36L21A*+WALLCON | *80CTL0901716A* | 23600 | 17.5 | 8.1 | 21400 | 16600 | 77.57% | 1.96 | 11 | 11 |  |  |  |  | R-410A | 1.9667 | Residential & Commercial | USHP | Ducted CEE Tier 1
206133368 | Central HP <5.4 tons | ARCOAIRE | HRCU-A-CB (Split System: Heat Pump with Remote Outdoor Unit-Air-Source) | HVH825GKA2* |  |  | EA*4X36L17A*+WALLCON | *80CSU0601716A* | 23600 | 16.5 | 8.1 | 21400 | 16700 | 78.04% | 1.94 | 11 | 10.5 |  |  |  |  | R-410A | 1.9667 | Residential & Commercial | USHP | Ducted CEE Tier 1
204300183 | Central HP <5.4 tons | ARCOAIRE | HRCU-A-CB (Split System: Heat Pump with Remote Outdoor Unit-Air-Source) | HVH837GKA** |  |  | EHD4X36AAL+WALLCON | *96CTN1002122A* | 32200 | 16.5 | 8.1 | 33200 | 24800 | 74.7% | 1.94 | 11.5 | 11 |  |  |  |  | R-410A | 2.6833 | Residential & Commercial | USHP | Ducted CEE Tier 1
204300383 | Central HP <5.4 tons | ARCOAIRE | HRCU-A-CB (Split System: Heat Pump with Remote Outdoor Unit-Air-Source) | HVH837GKA** |  |  | EHD4X42AAL+WALLCON | *80CTL0701412A* | 32400 | 17 | 8.1 | 33200 | 25000 | 75.3% | 1.94 | 11.5 | 11 |  |  |  |  | R-410A | 2.7 | Residential & Commercial | USHP | Ducted CEE Tier 1
211262615 | Central HP <5.4 tons | ARCOAIRE | HRCU-A-CB (Split System: Heat Pump with Remote Outdoor Unit-Air-Source) | DLCURAH18ABK |  |  | EN(A,D)4X24L14** | *95ESN0601412A* | 17800 | 16 | 8.5 | 18700 | 18800 | 100.5% | 2.26 | 0 | 11 |  |  |  |  | R-410A | 1.4833 | Residential & Commercial | USHP | Ducted CEE Tier 1
204300583 | Central HP <5.4 tons | ARCOAIRE | HRCU-A-CB (Split System: Heat Pump with Remote Outdoor Unit-Air-Source) | HVH837GKA** |  |  | EHD4X48AAL+WALLCON | *80CTL0901716A* | 32800 | 17.5 | 8.1 | 33000 | 24800 | 75.15% | 1.98 | 12 | 11.5 |  |  |  |  | R-410A | 2.7333 | Residential & Commercial | USHP | Ducted CEE Tier 1
205751220 | Central HP <5.4 tons | ARCOAIRE | HRCU-A-CB (Split System: Heat Pump with Remote Outdoor Unit-Air-Source) | HVH837GKA** |  |  | EA*4X43L21A*+WALLCON | *80CTL0901716A* | 33000 | 18 | 8.5 | 32800 | 25000 | 76.22% | 2 | 12 | 11.7 |  |  |  |  | R-410A | 2.75 | Residential & Commercial | USHP | Ducted CEE Tier 1
216677857 | Central HP <5.4 tons | ARCOAIRE | HRCU-A-CB (Split System: Heat Pump with Remote Outdoor Unit-Air-Source) | D5CURAH24AAK |  |  | EA*5X37M21A* | *95MSU1002122A* | 25200 | 16 | 9 | 23400 | 19100 | 81.62% | 2.06 | 0 | 10 |  |  |  |  | R-454B | 2.1 | Residential & Commercial | USHP | Ducted CEE Tier 1
214596068 | Central HP <5.4 tons | AIRQUEST | HRCU-A-C (Split System: Heat Pump with Remote Outdoor Unit with No Indoor Fan --Air Source) | DLCURAH18ABK | ADP |  | H,PG36936+TD | 0 | 18000 | 16 | 9.5 | 17400 | 14600 | 83.91% | 2.2 | 0 | 11.7 |  |  |  |  | R-410A | 1.5 | Residential & Commercial | USHP | Ducted CEE Tier 1
216678044 | Central HP <5.4 tons | ARCOAIRE | HRCU-A-CB (Split System: Heat Pump with Remote Outdoor Unit-Air-Source) | D5CURAH24AAK |  |  | EA*5X36M17A* | *96VTN0601716B* | 23600 | 15.2 | 8.5 | 24000 | 19400 | 80.83% | 1.92 | 0 | 9.8 |  |  |  |  | R-454B | 1.9667 | Residential & Commercial | USHP
216678108 | Central HP <5.4 tons | ARCOAIRE | HRCU-A-CB (Split System: Heat Pump with Remote Outdoor Unit-Air-Source) | D5CURAH24AAK |  |  | EA*5X36M17A* | *96VTN0801716B* | 23600 | 15.2 | 8.5 | 24000 | 19400 | 80.83% | 1.9 | 0 | 9.8 |  |  |  |  | R-454B | 1.9667 | Residential & Commercial | USHP
214394656 | Central HP <5.4 tons | RUUD | HRCU-A-CB (Split System: Heat Pump with Remote Outdoor Unit-Air-Source) | RD17AZ60AJ3N | ASPEN |  | D(A,C,E)60D44+TDR | R801V1005A21UHS | 52000 | 17.9 | 8.1 | 53500 | 49000 | 91.59% | 1.75 | 0 | 9.8 |  |  |  |  | R-410A | 4.3333 | Residential & Commercial | USHP
214394663 | Central HP <5.4 tons | RUUD | HRCU-A-CB (Split System: Heat Pump with Remote Outdoor Unit-Air-Source) | RD17AZ60AJ3N | ASPEN |  | D(A,C,E)60D34+TDR | R801V1255A24DZ | 52000 | 17.8 | 8.1 | 53500 | 49000 | 91.59% | 1.75 | 0 | 9.8 |  |  |  |  | R-410A | 4.3333 | Residential & Commercial | USHP
214394695 | Central HP <5.4 tons | RUUD | HRCU-A-CB (Split System: Heat Pump with Remote Outdoor Unit-Air-Source) | RD17AZ60AJ3N | ASPEN |  | D(A,C,E)60D34+TDR | R802V1005A21UHS | 52000 | 17.8 | 8.1 | 53500 | 49000 | 91.59% | 1.75 | 0 | 9.8 |  |  |  |  | R-410A | 4.3333 | Residential & Commercial | USHP
216819075 | Central HP <5.4 tons | FRIEDRICH | HRCU-A-CB (Split System: Heat Pump with Remote Outdoor Unit-Air-Source) | RD18AY24AJVC |  |  | RCFY2417MTANM | FR951V0403A17M4 | 21000 | 17 | 8.1 | 21000 | 17000 | 80.95% | 1.9 | 0 | 10 |  |  |  |  | R-454B | 1.75 | Residential & Commercial | USHP | Ducted CEE Tier 1
211262236 | Central HP <5.4 tons | ARCOAIRE | HRCU-A-CB (Split System: Heat Pump with Remote Outdoor Unit-Air-Source) | DLCURAH18ABK |  |  | EN(A,D)4X18L14** | *80VSL0451412A* | 17400 | 15.5 | 8.5 | 18600 | 19400 | 104.3% | 2.32 | 0 | 10.5 |  |  |  |  | R-410A | 1.45 | Residential & Commercial | USHP | Ducted CEE Tier 1
204300243 | Central HP <5.4 tons | ARCOAIRE | HRCU-A-CB (Split System: Heat Pump with Remote Outdoor Unit-Air-Source) | HVH837GKA** |  |  | EHD4X42AAL+WALLCON | *80CTL0701716A* | 32400 | 16.5 | 8.1 | 33200 | 25000 | 75.3% | 1.94 | 11.5 | 11 |  |  |  |  | R-410A | 2.7 | Residential & Commercial | USHP | Ducted CEE Tier 1
216677995 | Central HP <5.4 tons | ARCOAIRE | HRCU-A-CB (Split System: Heat Pump with Remote Outdoor Unit-Air-Source) | D5CURAH24AAK |  |  | EA*5X36M17A* | *96VTN0601412B* | 23600 | 15.2 | 8.5 | 24000 | 19400 | 80.83% | 1.9 | 0 | 9.8 |  |  |  |  | R-454B | 1.9667 | Residential & Commercial | USHP
216676368 | Central HP <5.4 tons | ARCOAIRE | HRCU-A-CB (Split System: Heat Pump with Remote Outdoor Unit-Air-Source) | D5CURAH24AAK |  |  | ESH5X30M12A* | *80CSU0601716A* | 24600 | 15.2 | 8.5 | 24600 | 19600 | 79.67% | 1.9 | 0 | 9.8 |  |  |  |  | R-454B | 2.05 | Residential & Commercial | USHP
213785744 | Central HP <5.4 tons | CARRIER | HRCU-A-CB (Split System: Heat Pump with Remote Outdoor Unit-Air-Source) | 25VNA436A*031* |  |  | CSPH*6012AL*+UI | 59CU5B060C17**16 | 33800 | 18.5 | 8.5 | 36200 | 25400 | 70.17% | 2 | 0 | 11.7 |  |  |  |  | R-410A | 2.8167 | Residential & Commercial | USHP | Ducted CEE Tier 1
205750633 | Central HP <5.4 tons | ARCOAIRE | HRCU-A-CB (Split System: Heat Pump with Remote Outdoor Unit-Air-Source) | HVH825GKA2* |  |  | EA*4X37L21A*+WALLCON | *80CTL0451712A* | 24200 | 16.5 | 8.1 | 21200 | 16700 | 78.77% | 2 | 11 | 11 |  |  |  |  | R-410A | 2.0167 | Residential & Commercial | USHP | Ducted CEE Tier 1
204456628 | Central HP <5.4 tons | ARCOAIRE | HRCU-A-CB (Split System: Heat Pump with Remote Outdoor Unit-Air-Source) | HVH825GKA2* |  |  | EA*4X36L17A*+WALLCON | *97CMN0601714A* | 23400 | 16 | 8.1 | 21600 | 16800 | 77.78% | 1.92 | 11 | 10.5 |  |  |  |  | R-410A | 1.95 | Residential & Commercial | USHP | Ducted CEE Tier 1
204456764 | Central HP <5.4 tons | ARCOAIRE | HRCU-A-CB (Split System: Heat Pump with Remote Outdoor Unit-Air-Source) | HVH825GKA2* |  |  | EA*4X36L21A*+WALLCON | *97CMN1002122A* | 23600 | 16.5 | 8.1 | 21400 | 16600 | 77.57% | 1.94 | 11 | 11 |  |  |  |  | R-410A | 1.9667 | Residential & Commercial | USHP | Ducted CEE Tier 1
204456376 | Central HP <5.4 tons | ARCOAIRE | HRCU-A-CB (Split System: Heat Pump with Remote Outdoor Unit-Air-Source) | HVH825GKA2* |  |  | EA*4X24L17A*+WALLCON | *80CTL0701716A* | 23200 | 16.5 | 8.1 | 22000 | 16800 | 76.36% | 1.9 | 11 | 10.5 |  |  |  |  | R-410A | 1.9333 | Residential & Commercial | USHP | Ducted CEE Tier 1
215293301 | Central HP <5.4 tons | AIRQUEST | HRCU-A-CB (Split System: Heat Pump with Remote Outdoor Unit-Air-Source) | DLCURAH24ABK | ADP |  | H,GG30924 | *96VTN1002122B* | 23000 | 17 | 8.5 | 24800 | 22800 | 91.94% | 1.92 | 0 | 9.5 |  |  |  |  | R-410A | 1.9167 | Residential & Commercial | USHP
216990334 | Central HP <5.4 tons | BRYANT HEATING AND COOLING SYSTEMS | HRCU-A-CB (Split System: Heat Pump with Remote Outdoor Unit-Air-Source) | 290VAN048**AA* | ADP |  | V,C48H210P16*+TXV | 88*TB60090C21*** | 44500 | 18 | 9 | 46500 | 33600 | 72.26% | 2.06 | 0 | 9.5 |  |  |  |  | R-454B | 3.7083 | Residential & Commercial | USHP
216990354 | Central HP <5.4 tons | BRYANT HEATING AND COOLING SYSTEMS | HRCU-A-CB (Split System: Heat Pump with Remote Outdoor Unit-Air-Source) | 290VAN048**AA* | ADP |  | C60A***L18*+TXV | 88*TB60110C21*** | 45000 | 18 | 9 | 45500 | 33000 | 72.53% | 2.08 | 0 | 10 |  |  |  |  | R-454B | 3.75 | Residential & Commercial | USHP | Ducted CEE Tier 1
216991838 | Central HP <5.4 tons | BRYANT HEATING AND COOLING SYSTEMS | HRCU-A-CB (Split System: Heat Pump with Remote Outdoor Unit-Air-Source) | 37MUHAQ24AA3 | ADP |  | C36A***L13*+TXV | 88*TB36045C17*** | 22000 | 16 | 8.1 | 19200 | 18400 | 95.83% | 1.85 | 0 | 10.5 |  |  |  |  | R-454B | 1.8333 | Residential & Commercial | USHP | Ducted CEE Tier 1
216991881 | Central HP <5.4 tons | BRYANT HEATING AND COOLING SYSTEMS | HRCU-A-CB (Split System: Heat Pump with Remote Outdoor Unit-Air-Source) | 37MUHAQ24AA3 | ADP |  | C36A***L15*+TXV | 912SE36060M14*** | 22600 | 15.2 | 8.5 | 19400 | 18400 | 94.85% | 1.98 | 0 | 11 |  |  |  |  | R-454B | 1.8833 | Residential & Commercial | USHP | Ducted CEE Tier 1
216990754 | Central HP <5.4 tons | BRYANT HEATING AND COOLING SYSTEMS | HRCU-A-CB (Split System: Heat Pump with Remote Outdoor Unit-Air-Source) | 290VAN024**AA* | ADP |  | V,C36H175P15*+TXV | 88*TB36045C17*** | 23200 | 17 | 9 | 22000 | 16200 | 73.64% | 1.98 | 0 | 9.5 |  |  |  |  | R-454B | 1.9333 | Residential & Commercial | USHP
215912385 | Central HP <5.4 tons | YORK | HRCU-A-CB (Split System: Heat Pump with Remote Outdoor Unit-Air-Source) | HH824E2S11 | ASPEN |  | C(A,C,D,E)24A3K+TDR | TM9V080B12MP12 | 21600 | 17 | 8.1 | 22600 | 18300 | 80.97% | 2 | 0 | 12 |  |  |  |  | R-454B | 1.8 | Residential & Commercial | USHP | Ducted CEE Tier 1
215912418 | Central HP <5.4 tons | YORK | HRCU-A-CB (Split System: Heat Pump with Remote Outdoor Unit-Air-Source) | HH824E2S11 | ASPEN |  | D(A,C,E)36A3K+TDR | Y82E080B12LMPS1 | 22200 | 18 | 8.1 | 22400 | 18500 | 82.59% | 2 | 0 | 12 |  |  |  |  | R-454B | 1.85 | Residential & Commercial | USHP | Ducted CEE Tier 1
213296215 | Central HP <5.4 tons | YORK | HRCU-A-CB (Split System: Heat Pump with Remote Outdoor Unit-Air-Source) | HMH72B341 | ASPEN |  | C(A,C,D,E)36C24+TDR | TM8E120C16MP11 | 31400 | 18 | 8.4 | 34000 | 28800 | 84.71% | 2.77 | 0 | 9.9 |  |  |  |  | R-410A | 2.6167 | Residential & Commercial | USHP
213296217 | Central HP <5.4 tons | YORK | HRCU-A-CB (Split System: Heat Pump with Remote Outdoor Unit-Air-Source) | HMH72B341 | ASPEN |  | C(A,C,D,E)48C24+TDR | TM8E120C16MP11 | 32400 | 18 | 8.5 | 34000 | 28800 | 84.71% | 2.78 | 0 | 10 |  |  |  |  | R-410A | 2.7 | Residential & Commercial | USHP | Ducted CEE Tier 1
213296032 | Central HP <5.4 tons | YORK | HRCU-A-CB (Split System: Heat Pump with Remote Outdoor Unit-Air-Source) | HMH72B341 | ASPEN |  | D(A,C,E)36A3G+TXV+TDR | TM8Y080C16MP11 | 31600 | 18.4 | 8.4 | 34000 | 27400 | 80.59% | 2.67 | 0 | 9.8 |  |  |  |  | R-410A | 2.6333 | Residential & Commercial | USHP
213296048 | Central HP <5.4 tons | YORK | HRCU-A-CB (Split System: Heat Pump with Remote Outdoor Unit-Air-Source) | HMH72B341 | ASPEN |  | D(A,C,E)36A3G+TXV+TDR | TM9V100C20MP12 | 31600 | 17.5 | 8.5 | 33800 | 28200 | 83.43% | 2.69 | 0 | 9.3 |  |  |  |  | R-410A | 2.6333 | Residential & Commercial | USHP
213350113 | Central HP <5.4 tons | YORK | HRCU-A-CB (Split System: Heat Pump with Remote Outdoor Unit-Air-Source) | HMH72B341 | ASPEN |  | D(A,C,E)36B34+TDR | Y81E040A12LMPS1 | 33200 | 18 | 8.2 | 32800 | 29800 | 90.85% | 2.72 | 0 | 10 |  |  |  |  | R-410A | 2.7667 | Residential & Commercial | USHP | Ducted CEE Tier 1
213350162 | Central HP <5.4 tons | YORK | HRCU-A-CB (Split System: Heat Pump with Remote Outdoor Unit-Air-Source) | HMH72B341 | ASPEN |  | C(A,C,D,E)36B34+TDR | Y81E100C20SMPS1 | 32000 | 17.5 | 8.5 | 33400 | 27600 | 82.63% | 2.7 | 0 | 9.4 |  |  |  |  | R-410A | 2.6667 | Residential & Commercial | USHP
205750689 | Central HP <5.4 tons | ARCOAIRE | HRCU-A-CB (Split System: Heat Pump with Remote Outdoor Unit-Air-Source) | HVH825GKA2* |  |  | EA*4X37L21A*+WALLCON | *97CMN0801714A* | 24400 | 16.5 | 8.1 | 21200 | 16700 | 78.77% | 2.02 | 11 | 11 |  |  |  |  | R-410A | 2.0333 | Residential & Commercial | USHP | Ducted CEE Tier 1
213296031 | Central HP <5.4 tons | YORK | HRCU-A-CB (Split System: Heat Pump with Remote Outdoor Unit-Air-Source) | HMH72B341 | ASPEN |  | D(A,C,E)36A3G+TXV+TDR | TM8Y080B12MP11 | 31800 | 17.9 | 8.4 | 33400 | 27400 | 82.04% | 2.63 | 0 | 9.8 |  |  |  |  | R-410A | 2.65 | Residential & Commercial | USHP
213296033 | Central HP <5.4 tons | YORK | HRCU-A-CB (Split System: Heat Pump with Remote Outdoor Unit-Air-Source) | HMH72B341 | ASPEN |  | D(A,C,E)36A3G+TXV+TDR | TM8Y100C16MP11 | 31600 | 18.4 | 8.4 | 34000 | 27400 | 80.59% | 2.67 | 0 | 9.8 |  |  |  |  | R-410A | 2.6333 | Residential & Commercial | USHP
213296182 | Central HP <5.4 tons | YORK | HRCU-A-CB (Split System: Heat Pump with Remote Outdoor Unit-Air-Source) | HMH72B341 | ASPEN |  | C(A,C,D,E)48C26+TDR | TM8E040A12MP11 | 32000 | 18 | 8.1 | 33400 | 29000 | 86.83% | 2.48 | 0 | 10 |  |  |  |  | R-410A | 2.6667 | Residential & Commercial | USHP | Ducted CEE Tier 1
213296184 | Central HP <5.4 tons | YORK | HRCU-A-CB (Split System: Heat Pump with Remote Outdoor Unit-Air-Source) | HMH72B341 | ASPEN |  | C(A,C,D,E)36A46+TDR | TM8E060A12MP11 | 32200 | 18 | 8.1 | 33800 | 27400 | 81.07% | 2.44 | 0 | 9.9 |  |  |  |  | R-410A | 2.6833 | Residential & Commercial | USHP
204300563 | Central HP <5.4 tons | ARCOAIRE | HRCU-A-CB (Split System: Heat Pump with Remote Outdoor Unit-Air-Source) | HVH837GKA** |  |  | EHD4X48AAL+WALLCON | *96CTN1002122A* | 32600 | 17 | 8.1 | 33000 | 24800 | 75.15% | 1.98 | 12 | 11 |  |  |  |  | R-410A | 2.7167 | Residential & Commercial | USHP | Ducted CEE Tier 1
216677880 | Central HP <5.4 tons | ARCOAIRE | HRCU-A-CB (Split System: Heat Pump with Remote Outdoor Unit-Air-Source) | D5CURAH24AAK |  |  | ESH5X30M12A* | *95MSU0802120A* | 24200 | 15.2 | 8.5 | 24400 | 19600 | 80.33% | 1.9 | 0 | 9.8 |  |  |  |  | R-454B | 2.0167 | Residential & Commercial | USHP
216677310 | Central HP <5.4 tons | ARCOAIRE | HRCU-A-CB (Split System: Heat Pump with Remote Outdoor Unit-Air-Source) | D5CURAH24AAK |  |  | EA*5X37M21A* | *96MSN0802120A* | 24400 | 15.5 | 8.5 | 23000 | 19000 | 82.61% | 1.96 | 0 | 10 |  |  |  |  | R-454B | 2.0333 | Residential & Commercial | USHP | Ducted CEE Tier 1
206765666 | Central HP <5.4 tons | ARCOAIRE | HRCU-A-CB (Split System: Heat Pump with Remote Outdoor Unit-Air-Source) | HVH825GKA3* |  |  | EA*4X36L17A*+WALLCON | *96CTN0601714A* | 23400 | 16 | 8.1 | 21600 | 16800 | 77.78% | 1.92 | 11 | 10.5 |  |  |  |  | R-410A | 1.95 | Residential & Commercial | USHP | Ducted CEE Tier 1
213296205 | Central HP <5.4 tons | YORK | HRCU-A-CB (Split System: Heat Pump with Remote Outdoor Unit-Air-Source) | HMH72B341 | ASPEN |  | C(A,C,D,E)48C24+TDR | TM8E100B12MP11 | 30800 | 17.7 | 8.5 | 33800 | 27400 | 81.07% | 2.63 | 0 | 9 |  |  |  |  | R-410A | 2.5667 | Residential & Commercial | USHP
213350151 | Central HP <5.4 tons | YORK | HRCU-A-CB (Split System: Heat Pump with Remote Outdoor Unit-Air-Source) | HMH72B341 | ASPEN |  | D(A,C,E)36A34+TDR | Y81E100C16LMPS1 | 31600 | 17.9 | 8.5 | 33200 | 28200 | 84.94% | 2.7 | 0 | 9.3 |  |  |  |  | R-410A | 2.6333 | Residential & Commercial | USHP
213927860 | Central HP <5.4 tons | YORK | HRCU-A-CB (Split System: Heat Pump with Remote Outdoor Unit-Air-Source) | HMH72B341 | ASPEN |  | D(A,C,E)36B3G+TXV+TDR | TM9E060A10MP12 | 31800 | 17.5 | 8.1 | 33800 | 27400 | 81.07% | 2.48 | 0 | 9.4 |  |  |  |  | R-410A | 2.65 | Residential & Commercial | USHP
215912439 | Central HP <5.4 tons | YORK | HRCU-A-CB (Split System: Heat Pump with Remote Outdoor Unit-Air-Source) | HH836E2S11 | ASPEN |  | C(A,C,D,E)48A3K+TDR | TM8E120C16MP11 | 30800 | 18 | 8.5 | 30200 | 24800 | 82.12% | 2 | 0 | 11.7 |  |  |  |  | R-454B | 2.5667 | Residential & Commercial | USHP | Ducted CEE Tier 1
215912446 | Central HP <5.4 tons | YORK | HRCU-A-CB (Split System: Heat Pump with Remote Outdoor Unit-Air-Source) | HH836E2S11 | ASPEN |  | C(A,C,D,E)48A3K+TDR | Y81E080C16SMPS1 | 31400 | 18 | 8.5 | 30800 | 25000 | 81.17% | 2 | 0 | 11.7 |  |  |  |  | R-454B | 2.6167 | Residential & Commercial | USHP | Ducted CEE Tier 1
214596014 | Central HP <5.4 tons | AIRQUEST | HRCU-A-C (Split System: Heat Pump with Remote Outdoor Unit with No Indoor Fan --Air Source) | DLCURAH24ABK | ADP |  | H,PG37936+TD | 0 | 24000 | 16 | 9.5 | 23400 | 19600 | 83.76% | 1.95 | 0 | 10.5 |  |  |  |  | R-410A | 2 | Residential & Commercial | USHP | Ducted CEE Tier 1
204456430 | Central HP <5.4 tons | ARCOAIRE | HRCU-A-CB (Split System: Heat Pump with Remote Outdoor Unit-Air-Source) | HVH825GKA2* |  |  | EA*4X24L17A*+WALLCON | *80CTL0901716A* | 23400 | 17 | 8.1 | 21800 | 16700 | 76.61% | 1.9 | 11.5 | 11 |  |  |  |  | R-410A | 1.95 | Residential & Commercial | USHP | Ducted CEE Tier 1
204456873 | Central HP <5.4 tons | ARCOAIRE | HRCU-A-CB (Split System: Heat Pump with Remote Outdoor Unit-Air-Source) | HVH825GKA2* |  |  | EA*4X37L17A*+WALLCON | *80CTL0701412A* | 24200 | 17 | 8.1 | 21400 | 16600 | 77.57% | 2 | 11 | 11 |  |  |  |  | R-410A | 2.0167 | Residential & Commercial | USHP | Ducted CEE Tier 1
216974725 | Central HP <5.4 tons | BRYANT HEATING AND COOLING SYSTEMS | HRCU-A-CB (Split System: Heat Pump with Remote Outdoor Unit-Air-Source) | 291VAN054**AA* | ADP |  | C48A***L18*+TXV | 83*CB60080C21*** | 49500 | 19 | 10.5 | 50000 | 52000 | 104% | 1.98 | 0 | 12 |  |  |  |  | R-454B | 4.125 | Residential & Commercial | USHP | Ducted CEE Tier 1
214596066 | Central HP <5.4 tons | AIRQUEST | HRCU-A-C (Split System: Heat Pump with Remote Outdoor Unit with No Indoor Fan --Air Source) | DLCURAH18ABK | ADP |  | H,PG22936+TD | 0 | 18000 | 16 | 9.05 | 17200 | 14600 | 84.88% | 2.1 | 0 | 11.7 |  |  |  |  | R-410A | 1.5 | Residential & Commercial | USHP | Ducted CEE Tier 1
213307168 | Central HP <5.4 tons | YORK | HRCU-A-CB (Split System: Heat Pump with Remote Outdoor Unit-Air-Source) | HMH72B341 | ASPEN |  | DM36A34+TDR | TL8E080C16UH11 | 31200 | 17.4 | 8.1 | 33600 | 27600 | 82.14% | 2.62 | 0 | 9.8 |  |  |  |  | R-410A | 2.6 | Residential & Commercial | USHP
215291906 | Central HP <5.4 tons | AIRQUEST | HRCU-A-CB (Split System: Heat Pump with Remote Outdoor Unit-Air-Source) | DLCURAH24ABK | ADP |  | H,GE23936 | *92MSN0601412A* | 22800 | 16 | 8.5 | 24800 | 23400 | 94.35% | 1.98 | 0 | 10 |  |  |  |  | R-410A | 1.9 | Residential & Commercial | USHP | Ducted CEE Tier 1
213296202 | Central HP <5.4 tons | YORK | HRCU-A-CB (Split System: Heat Pump with Remote Outdoor Unit-Air-Source) | HMH72B341 | ASPEN |  | C(A,C,D,E)36A46+TDR | TM8E100B12MP11 | 32200 | 18 | 8.5 | 33800 | 27400 | 81.07% | 2.63 | 0 | 9.9 |  |  |  |  | R-410A | 2.6833 | Residential & Commercial | USHP
208699658 | Central HP <5.4 tons | CARRIER | HRCU-A-CB (Split System: Heat Pump with Remote Outdoor Unit-Air-Source) | 25VNA436A*031* | ADP |  | H,PG34936 | 58TN*A045C17**12 | 32800 | 19 | 9 | 33600 | 25600 | 76.19% | 2 | 12 | 11.5 |  |  |  |  | R-410A | 2.7333 | Residential & Commercial | USHP | Ducted CEE Tier 1
215292176 | Central HP <5.4 tons | AIRQUEST | HRCU-A-CB (Split System: Heat Pump with Remote Outdoor Unit-Air-Source) | DLCURAH24ABK | ADP |  | H,GG32930 | *96MSN0261410A* | 23400 | 16 | 8.5 | 25400 | 25800 | 101.6% | 2.2 | 0 | 10 |  |  |  |  | R-410A | 1.95 | Residential & Commercial | USHP | Ducted CEE Tier 1
215292227 | Central HP <5.4 tons | AIRQUEST | HRCU-A-CB (Split System: Heat Pump with Remote Outdoor Unit-Air-Source) | DLCURAH24ABK | ADP |  | HE31930 | *96MSN0401410A* | 22600 | 16 | 8.5 | 25400 | 24800 | 97.64% | 2.1 | 0 | 9.5 |  |  |  |  | R-410A | 1.8833 | Residential & Commercial | USHP
215292228 | Central HP <5.4 tons | AIRQUEST | HRCU-A-CB (Split System: Heat Pump with Remote Outdoor Unit-Air-Source) | DLCURAH24ABK | ADP |  | H,GG32930 | *96MSN0401410A* | 23000 | 16 | 8.5 | 25400 | 24800 | 97.64% | 2.1 | 0 | 10 |  |  |  |  | R-410A | 1.9167 | Residential & Commercial | USHP | Ducted CEE Tier 1
204299119 | Central HP <5.4 tons | ARCOAIRE | HRCU-A-CB (Split System: Heat Pump with Remote Outdoor Unit-Air-Source) | HVH837GKA** |  |  | EA*4X42L24A*+WALLCON | *97CMN1202422A* | 31800 | 17 | 8.1 | 33200 | 24400 | 73.49% | 1.88 | 11.5 | 11 |  |  |  |  | R-410A | 2.65 | Residential & Commercial | USHP | Ducted CEE Tier 1
211262549 | Central HP <5.4 tons | ARCOAIRE | HRCU-A-CB (Split System: Heat Pump with Remote Outdoor Unit-Air-Source) | DLCURAH18ABK |  |  | EN(A,D)4X24L14** | *96VSN0601412A* | 17900 | 15.5 | 8.5 | 18800 | 18700 | 99.47% | 2.26 | 0 | 11 |  |  |  |  | R-410A | 1.4917 | Residential & Commercial | USHP | Ducted CEE Tier 1
214092722 | Central HP <5.4 tons | YORK | HRCU-A-CB (Split System: Heat Pump with Remote Outdoor Unit-Air-Source) | HMH72B341 | ASPEN |  | D(A,C,E)42A46+TDR | TM8V080C16MP12 | 32400 | 17.5 | 8.5 | 33800 | 27400 | 81.07% | 2.66 | 0 | 10 |  |  |  |  | R-410A | 2.7 | Residential & Commercial | USHP | Ducted CEE Tier 1
214092723 | Central HP <5.4 tons | YORK | HRCU-A-CB (Split System: Heat Pump with Remote Outdoor Unit-Air-Source) | HMH72B341 | ASPEN |  | D(A,C,E)48B36+TDR | TM8V080C16MP12 | 32600 | 17.5 | 8.5 | 33800 | 27400 | 81.07% | 2.66 | 0 | 10 |  |  |  |  | R-410A | 2.7167 | Residential & Commercial | USHP | Ducted CEE Tier 1
214092841 | Central HP <5.4 tons | YORK | HRCU-A-CB (Split System: Heat Pump with Remote Outdoor Unit-Air-Source) | HMH72B341 | ASPEN |  | D(A,C,E)36A36+TDR | Y81E080C16SMPS1 | 31600 | 17.9 | 8.5 | 33200 | 27400 | 82.53% | 2.7 | 0 | 9.8 |  |  |  |  | R-410A | 2.6333 | Residential & Commercial | USHP
215375331 | Central HP <5.4 tons | RUUD | HRCU-A-CB (Split System: Heat Pump with Remote Outdoor Unit-Air-Source) | RD17AZ48AJ3N | ASPEN |  | D(A,C,E)48B46+TDR | R962V0705A21M4S | 44000 | 15.2 | 8.1 | 45500 | 32600 | 71.65% | 2.3 | 0 | 10 |  |  |  |  | R-410A | 3.6667 | Residential & Commercial | USHP | Ducted CEE Tier 1
214392770 | Central HP <5.4 tons | RUUD | HRCU-A-CB (Split System: Heat Pump with Remote Outdoor Unit-Air-Source) | RD17AZ36AJ3N | ASPEN |  | D(A,C,E)42D34+TDR | R801V0504A17UHS | 32800 | 18 | 8.1 | 34200 | 29800 | 87.13% | 1.9 | 0 | 10 |  |  |  |  | R-410A | 2.7333 | Residential & Commercial | USHP | Ducted CEE Tier 1
214392821 | Central HP <5.4 tons | RUUD | HRCU-A-CB (Split System: Heat Pump with Remote Outdoor Unit-Air-Source) | RD17AZ36AJ3N | ASPEN |  | D(A,C,E)36D44+TDR | R801V0704A17UHU | 33200 | 18 | 8.1 | 34200 | 29600 | 86.55% | 1.9 | 0 | 10 |  |  |  |  | R-410A | 2.7667 | Residential & Commercial | USHP | Ducted CEE Tier 1
214392838 | Central HP <5.4 tons | RUUD | HRCU-A-CB (Split System: Heat Pump with Remote Outdoor Unit-Air-Source) | RD17AZ36AJ3N | ASPEN |  | D(A,C,E)48C34+TDR | R801V0704A17UHU | 32800 | 18 | 8.1 | 34200 | 29600 | 86.55% | 1.9 | 0 | 10 |  |  |  |  | R-410A | 2.7333 | Residential & Commercial | USHP | Ducted CEE Tier 1
214092858 | Central HP <5.4 tons | YORK | HRCU-A-CB (Split System: Heat Pump with Remote Outdoor Unit-Air-Source) | HMH72B341 | ASPEN |  | D(A,C,E)48B36+TDR | Y81E100C16LMPS1 | 32600 | 18 | 8.5 | 33400 | 28400 | 85.03% | 2.7 | 0 | 9.5 |  |  |  |  | R-410A | 2.7167 | Residential & Commercial | USHP
214092872 | Central HP <5.4 tons | YORK | HRCU-A-CB (Split System: Heat Pump with Remote Outdoor Unit-Air-Source) | HMH72B341 | ASPEN |  | D(A,C,E)42A46+TDR | Y81E120C16SMPS1 | 33600 | 18 | 8.3 | 32800 | 30400 | 92.68% | 2.81 | 0 | 9.5 |  |  |  |  | R-410A | 2.8 | Residential & Commercial | USHP
214092909 | Central HP <5.4 tons | YORK | HRCU-A-CB (Split System: Heat Pump with Remote Outdoor Unit-Air-Source) | HMH72B341 | ASPEN |  | D(A,C,E)42A46+TDR | YPLC080B12MP13 | 32400 | 17 | 8.1 | 33600 | 29400 | 87.5% | 2.63 | 0 | 9.5 |  |  |  |  | R-410A | 2.7 | Residential & Commercial | USHP
206765846 | Central HP <5.4 tons | ARCOAIRE | HRCU-A-CB (Split System: Heat Pump with Remote Outdoor Unit-Air-Source) | HVH825GKA3* |  |  | EA*4X36L21A*+WALLCON | *97CMN0602120A* | 23600 | 16 | 8.1 | 21600 | 16700 | 77.31% | 1.92 | 11 | 10.5 |  |  |  |  | R-410A | 1.9667 | Residential & Commercial | USHP | Ducted CEE Tier 1
206765612 | Central HP <5.4 tons | ARCOAIRE | HRCU-A-CB (Split System: Heat Pump with Remote Outdoor Unit-Air-Source) | HVH825GKA3* |  |  | EA*4X30L17A*+WALLCON | *97CMN0601714A* | 23200 | 16 | 8.1 | 21600 | 16900 | 78.24% | 1.9 | 11 | 10.5 |  |  |  |  | R-410A | 1.9333 | Residential & Commercial | USHP | Ducted CEE Tier 1
215292277 | Central HP <5.4 tons | AIRQUEST | HRCU-A-CB (Split System: Heat Pump with Remote Outdoor Unit-Air-Source) | DLCURAH24ABK | ADP |  | H,GE31930 | *96MSN0401712A* | 22800 | 15.2 | 8.5 | 25600 | 24400 | 95.31% | 2.04 | 0 | 9.5 |  |  |  |  | R-410A | 1.9 | Residential & Commercial | USHP
215292278 | Central HP <5.4 tons | AIRQUEST | HRCU-A-CB (Split System: Heat Pump with Remote Outdoor Unit-Air-Source) | DLCURAH24ABK | ADP |  | HE31924 | *96MSN0401712A* | 22800 | 15.2 | 8.5 | 25600 | 24400 | 95.31% | 2.04 | 0 | 9.5 |  |  |  |  | R-410A | 1.9 | Residential & Commercial | USHP
216676073 | Central HP <5.4 tons | ARCOAIRE | HRCU-A-CB (Split System: Heat Pump with Remote Outdoor Unit-Air-Source) | D5CURAH24AAK |  |  | EA*5X37M21A* | *80MS(N,L)1102120A* | 25000 | 15.5 | 9 | 23200 | 19100 | 82.33% | 2.1 | 0 | 10 |  |  |  |  | R-454B | 2.0833 | Residential & Commercial | USHP | Ducted CEE Tier 1
216974734 | Central HP <5.4 tons | BRYANT HEATING AND COOLING SYSTEMS | HRCU-A-CB (Split System: Heat Pump with Remote Outdoor Unit-Air-Source) | 291VAN054**AA* | ADP |  | PL60H210P17*+TXV | 83*CB60100C21*** | 49500 | 19 | 10.5 | 50500 | 52500 | 104% | 1.96 | 0 | 11.5 |  |  |  |  | R-454B | 4.125 | Residential & Commercial | USHP | Ducted CEE Tier 1
204456655 | Central HP <5.4 tons | ARCOAIRE | HRCU-A-CB (Split System: Heat Pump with Remote Outdoor Unit-Air-Source) | HVH825GKA2* |  |  | EA*4X36L17A*+WALLCON | *80CTL0901716A* | 23600 | 17 | 8.1 | 21400 | 16600 | 77.57% | 1.94 | 11.5 | 11 |  |  |  |  | R-410A | 1.9667 | Residential & Commercial | USHP | Ducted CEE Tier 1
213350164 | Central HP <5.4 tons | YORK | HRCU-A-CB (Split System: Heat Pump with Remote Outdoor Unit-Air-Source) | HMH72B341 | ASPEN |  | D(A,C,E)36A44+TDR | Y81E100C20SMPS1 | 32000 | 17.5 | 8.5 | 33400 | 27600 | 82.63% | 2.7 | 0 | 9.4 |  |  |  |  | R-410A | 2.6667 | Residential & Commercial | USHP
213350165 | Central HP <5.4 tons | YORK | HRCU-A-CB (Split System: Heat Pump with Remote Outdoor Unit-Air-Source) | HMH72B341 | ASPEN |  | D(A,C,E)36B34+TDR | Y81E100C20SMPS1 | 32000 | 17.5 | 8.5 | 33400 | 27600 | 82.63% | 2.7 | 0 | 9.4 |  |  |  |  | R-410A | 2.6667 | Residential & Commercial | USHP
213350198 | Central HP <5.4 tons | YORK | HRCU-A-CB (Split System: Heat Pump with Remote Outdoor Unit-Air-Source) | HMH72B341 | ASPEN |  | C(A,C,D,E)36B34+TDR | Y82E120C20LMPS1 | 32000 | 18.5 | 8.5 | 33400 | 28000 | 83.83% | 2.7 | 0 | 9.4 |  |  |  |  | R-410A | 2.6667 | Residential & Commercial | USHP
214437576 | Central HP <5.4 tons | YORK | HRCU-A-CB (Split System: Heat Pump with Remote Outdoor Unit-Air-Source) | HMH72B341 | ASPEN |  | D(A,C,E)42D34+TDR | TM9V080B12MP12 | 32800 | 17 | 8.5 | 34000 | 29400 | 86.47% | 2.73 | 0 | 9.5 |  |  |  |  | R-410A | 2.7333 | Residential & Commercial | USHP
213307197 | Central HP <5.4 tons | YORK | HRCU-A-CB (Split System: Heat Pump with Remote Outdoor Unit-Air-Source) | HMH72B341 | ASPEN |  | DM36A34+TDR | TM9E100C16MP12 | 31400 | 17.8 | 8.1 | 33400 | 27000 | 80.84% | 2.57 | 0 | 9.8 |  |  |  |  | R-410A | 2.6167 | Residential & Commercial | USHP
213307365 | Central HP <5.4 tons | YORK | HRCU-A-CB (Split System: Heat Pump with Remote Outdoor Unit-Air-Source) | HMH72B341 | ASPEN |  | DM36A36+TDR | TM9E100C16MP12 | 31400 | 17.8 | 8.1 | 33400 | 27000 | 80.84% | 2.57 | 0 | 9.8 |  |  |  |  | R-410A | 2.6167 | Residential & Commercial | USHP
204456664 | Central HP <5.4 tons | ARCOAIRE | HRCU-A-CB (Split System: Heat Pump with Remote Outdoor Unit-Air-Source) | HVH825GKA2* |  |  | EA*4X36L21A*+WALLCON | *80CTL0451712A* | 23400 | 16 | 8.1 | 21600 | 16800 | 77.78% | 1.92 | 11 | 10.5 |  |  |  |  | R-410A | 1.95 | Residential & Commercial | USHP | Ducted CEE Tier 1
216738268 | Central HP <5.4 tons | SMART COMFORT | HRCU-A-CB (Split System: Heat Pump with Remote Outdoor Unit-Air-Source) | D5CUHAH24AAK |  |  | ESH5X36M12A* | *80CTL0701716B* | 22800 | 16 | 8.1 | 20800 | 18500 | 88.94% | 1.85 | 0 | 11 |  |  |  |  | R-454B | 1.9 | Residential & Commercial | USHP | Ducted CEE Tier 1
216738847 | Central HP <5.4 tons | SMART COMFORT | HRCU-A-CB (Split System: Heat Pump with Remote Outdoor Unit-Air-Source) | D5CUHAH24AAK |  |  | ESH5X36M12A* | *96VTN0801716B* | 22600 | 16 | 8.1 | 20800 | 18400 | 88.46% | 1.85 | 0 | 11 |  |  |  |  | R-454B | 1.8833 | Residential & Commercial | USHP | Ducted CEE Tier 1
216738888 | Central HP <5.4 tons | SMART COMFORT | HRCU-A-CB (Split System: Heat Pump with Remote Outdoor Unit-Air-Source) | D5CUHAH24AAK |  |  | ESH5X36M12A* | *96VTN1202422B* | 22400 | 15.2 | 8.1 | 20800 | 18400 | 88.46% | 1.85 | 0 | 10.5 |  |  |  |  | R-454B | 1.8667 | Residential & Commercial | USHP | Ducted CEE Tier 1
216738577 | Central HP <5.4 tons | SMART COMFORT | HRCU-A-CB (Split System: Heat Pump with Remote Outdoor Unit-Air-Source) | D5CUHAH24AAK |  |  | ESH5X36M12A* | *96MSN0802120A* | 22800 | 15.5 | 8.1 | 20800 | 18500 | 88.94% | 1.85 | 0 | 10.5 |  |  |  |  | R-454B | 1.9 | Residential & Commercial | USHP | Ducted CEE Tier 1
204456864 | Central HP <5.4 tons | ARCOAIRE | HRCU-A-CB (Split System: Heat Pump with Remote Outdoor Unit-Air-Source) | HVH825GKA2* |  |  | EA*4X37L17A*+WALLCON | *97CMN0801714A* | 24200 | 16 | 8.1 | 21400 | 16800 | 78.5% | 1.98 | 11 | 11 |  |  |  |  | R-410A | 2.0167 | Residential & Commercial | USHP | Ducted CEE Tier 1
204456610 | Central HP <5.4 tons | ARCOAIRE | HRCU-A-CB (Split System: Heat Pump with Remote Outdoor Unit-Air-Source) | HVH825GKA2* |  |  | EA*4X36L17A*+WALLCON | *96CTN0601714A* | 23400 | 16 | 8.1 | 21600 | 16800 | 77.78% | 1.92 | 11 | 10.5 |  |  |  |  | R-410A | 1.95 | Residential & Commercial | USHP | Ducted CEE Tier 1
215292296 | Central HP <5.4 tons | AIRQUEST | HRCU-A-CB (Split System: Heat Pump with Remote Outdoor Unit-Air-Source) | DLCURAH24ABK | ADP |  | HG35936 | *96MSN0401712A* | 23400 | 16 | 8.5 | 24600 | 24000 | 97.56% | 2 | 0 | 9.5 |  |  |  |  | R-410A | 1.95 | Residential & Commercial | USHP
215292313 | Central HP <5.4 tons | AIRQUEST | HRCU-A-CB (Split System: Heat Pump with Remote Outdoor Unit-Air-Source) | DLCURAH24ABK | ADP |  | HG9J936 | *96MSN0401712A* | 23400 | 16 | 8.5 | 24600 | 24000 | 97.56% | 2 | 0 | 9.5 |  |  |  |  | R-410A | 1.95 | Residential & Commercial | USHP
215912374 | Central HP <5.4 tons | YORK | HRCU-A-CB (Split System: Heat Pump with Remote Outdoor Unit-Air-Source) | HH824E2S11 | ASPEN |  | C(A,C,D,E)24A3K+TDR | TM8Y080B12MP11 | 21600 | 17 | 8.1 | 22600 | 18300 | 80.97% | 2 | 0 | 12 |  |  |  |  | R-454B | 1.8 | Residential & Commercial | USHP | Ducted CEE Tier 1
215912388 | Central HP <5.4 tons | YORK | HRCU-A-CB (Split System: Heat Pump with Remote Outdoor Unit-Air-Source) | HH824E2S11 | ASPEN |  | D(A,C,E)36A3K+TDR | TM9Y060B12MP11 | 22200 | 17 | 8.1 | 22600 | 18400 | 81.42% | 2 | 0 | 11.7 |  |  |  |  | R-454B | 1.85 | Residential & Commercial | USHP | Ducted CEE Tier 1
215912415 | Central HP <5.4 tons | YORK | HRCU-A-CB (Split System: Heat Pump with Remote Outdoor Unit-Air-Source) | HH824E2S11 | ASPEN |  | D(A,C,E)36A3K+TDR | Y82E060A12LMPS1 | 20800 | 18.8 | 8.5 | 22800 | 17700 | 77.63% | 2 | 0 | 11.7 |  |  |  |  | R-454B | 1.7333 | Residential & Commercial | USHP | Ducted CEE Tier 1
215912433 | Central HP <5.4 tons | YORK | HRCU-A-CB (Split System: Heat Pump with Remote Outdoor Unit-Air-Source) | HH824E2S11 | ASPEN |  | D(A,C,E)36A4K+TDR | YP9C060B12MP13 | 22600 | 17 | 8.5 | 22800 | 18000 | 78.95% | 2 | 0 | 12 |  |  |  |  | R-454B | 1.8833 | Residential & Commercial | USHP | Ducted CEE Tier 1
206771715 | Central HP <5.4 tons | ARCOAIRE | HRCU-A-CB (Split System: Heat Pump with Remote Outdoor Unit-Air-Source) | HVH837GKA2* |  |  | EA*4X43L21A*+WALLCON | *96CTN1002122A* | 33000 | 17.5 | 8.5 | 33000 | 25200 | 76.36% | 2 | 12 | 11.7 |  |  |  |  | R-410A | 2.75 | Residential & Commercial | USHP | Ducted CEE Tier 1
215291922 | Central HP <5.4 tons | AIRQUEST | HRCU-A-CB (Split System: Heat Pump with Remote Outdoor Unit-Air-Source) | DLCURAH24ABK | ADP |  | HE32936 | *92MSN0601412A* | 23200 | 17 | 8.5 | 24800 | 23400 | 94.35% | 1.98 | 0 | 10 |  |  |  |  | R-410A | 1.9333 | Residential & Commercial | USHP | Ducted CEE Tier 1
215291956 | Central HP <5.4 tons | AIRQUEST | HRCU-A-CB (Split System: Heat Pump with Remote Outdoor Unit-Air-Source) | DLCURAH24ABK | ADP |  | HG81936 | *92MSN0601412A* | 23800 | 17 | 8.5 | 24800 | 23400 | 94.35% | 1.98 | 0 | 10.5 |  |  |  |  | R-410A | 1.9833 | Residential & Commercial | USHP | Ducted CEE Tier 1
215291988 | Central HP <5.4 tons | AIRQUEST | HRCU-A-CB (Split System: Heat Pump with Remote Outdoor Unit-Air-Source) | DLCURAH24ABK | ADP |  | H,GG37936 | *92MSN0601714A* | 23600 | 17 | 8.5 | 24800 | 24000 | 96.77% | 2.02 | 0 | 10.5 |  |  |  |  | R-410A | 1.9667 | Residential & Commercial | USHP | Ducted CEE Tier 1
215292006 | Central HP <5.4 tons | AIRQUEST | HRCU-A-CB (Split System: Heat Pump with Remote Outdoor Unit-Air-Source) | DLCURAH24ABK | ADP |  | HG80936 | *92MSN0601714A* | 23600 | 17 | 8.5 | 24800 | 24000 | 96.77% | 2.02 | 0 | 10.5 |  |  |  |  | R-410A | 1.9667 | Residential & Commercial | USHP | Ducted CEE Tier 1
215292038 | Central HP <5.4 tons | AIRQUEST | HRCU-A-CB (Split System: Heat Pump with Remote Outdoor Unit-Air-Source) | DLCURAH24ABK | ADP |  | HE35936 | *92MSN0801716A* | 23600 | 17 | 8.5 | 24600 | 24200 | 98.37% | 2.04 | 0 | 10.5 |  |  |  |  | R-410A | 1.9667 | Residential & Commercial | USHP | Ducted CEE Tier 1
215292047 | Central HP <5.4 tons | AIRQUEST | HRCU-A-CB (Split System: Heat Pump with Remote Outdoor Unit-Air-Source) | DLCURAH24ABK | ADP |  | H,GE7J936 | *92MSN0801716A* | 23200 | 17 | 9 | 25200 | 26400 | 104.8% | 2.3 | 0 | 10 |  |  |  |  | R-410A | 1.9333 | Residential & Commercial | USHP | Ducted CEE Tier 1
215292056 | Central HP <5.4 tons | AIRQUEST | HRCU-A-CB (Split System: Heat Pump with Remote Outdoor Unit-Air-Source) | DLCURAH24ABK | ADP |  | H,GE1K936 | *92MSN0801716A* | 23600 | 17 | 8.5 | 24600 | 24200 | 98.37% | 2.04 | 0 | 10.5 |  |  |  |  | R-410A | 1.9667 | Residential & Commercial | USHP | Ducted CEE Tier 1
215292063 | Central HP <5.4 tons | AIRQUEST | HRCU-A-CB (Split System: Heat Pump with Remote Outdoor Unit-Air-Source) | DLCURAH24ABK | ADP |  | H,GG24936 | *92MSN0802120A* | 22800 | 17 | 8.5 | 24600 | 24400 | 99.19% | 2.08 | 0 | 10 |  |  |  |  | R-410A | 1.9 | Residential & Commercial | USHP | Ducted CEE Tier 1
215292133 | Central HP <5.4 tons | AIRQUEST | HRCU-A-CB (Split System: Heat Pump with Remote Outdoor Unit-Air-Source) | DLCURAH24ABK | ADP |  | H,GE33936 | *92MSN1002120A* | 23200 | 17 | 8.5 | 24800 | 23800 | 95.97% | 2.02 | 0 | 10 |  |  |  |  | R-410A | 1.9333 | Residential & Commercial | USHP | Ducted CEE Tier 1
216974764 | Central HP <5.4 tons | BRYANT HEATING AND COOLING SYSTEMS | HRCU-A-CB (Split System: Heat Pump with Remote Outdoor Unit-Air-Source) | 293VAN036**AA* | ADP |  | V,C36H175P45*+TXV | 83*CA48060C17*** | 33800 | 20 | 9.5 | 32800 | 25600 | 78.05% | 2.06 | 0 | 11.5 |  |  |  |  | R-454B | 2.8167 | Residential & Commercial | USHP | Ducted CEE Tier 1
216974780 | Central HP <5.4 tons | BRYANT HEATING AND COOLING SYSTEMS | HRCU-A-CB (Split System: Heat Pump with Remote Outdoor Unit-Air-Source) | 293VAN036**AA* | ADP |  | C36A***L13*+TXV | 83*CB48060C17*** | 32800 | 20 | 9.5 | 33200 | 26200 | 78.92% | 2 | 0 | 11.5 |  |  |  |  | R-454B | 2.7333 | Residential & Commercial | USHP | Ducted CEE Tier 1
213296216 | Central HP <5.4 tons | YORK | HRCU-A-CB (Split System: Heat Pump with Remote Outdoor Unit-Air-Source) | HMH72B341 | ASPEN |  | C(A,C,D,E)36C26+TDR | TM8E120C16MP11 | 31400 | 18 | 8.4 | 34000 | 28800 | 84.71% | 2.77 | 0 | 9.9 |  |  |  |  | R-410A | 2.6167 | Residential & Commercial | USHP
216737646 | Central HP <5.4 tons | BRYANT HEATING AND COOLING SYSTEMS | HRCU-A-CB (Split System: Heat Pump with Remote Outdoor Unit-Air-Source) | 37MUHAQ24AA3 |  |  | CSAH*3012AM* | 926SB48060V17*** | 22400 | 15.5 | 8.1 | 21000 | 18800 | 89.52% | 1.85 | 0 | 10.5 |  |  |  |  | R-454B | 1.8667 | Residential & Commercial | USHP | Ducted CEE Tier 1
204299159 | Central HP <5.4 tons | ARCOAIRE | HRCU-A-CB (Split System: Heat Pump with Remote Outdoor Unit-Air-Source) | HVH837GKA** |  |  | EA*4X42L24A*+WALLCON | *97CMN0602120A* | 31600 | 17 | 8.1 | 33400 | 24600 | 73.65% | 1.88 | 11.5 | 11 |  |  |  |  | R-410A | 2.6333 | Residential & Commercial | USHP | Ducted CEE Tier 1
216737580 | Central HP <5.4 tons | BRYANT HEATING AND COOLING SYSTEMS | HRCU-A-CB (Split System: Heat Pump with Remote Outdoor Unit-Air-Source) | 37MUHAQ24AA3 |  |  | CSAH*3012AM* | 916SA60100M21*** | 22600 | 15.2 | 8.1 | 21000 | 18900 | 90% | 1.85 | 0 | 10.5 |  |  |  |  | R-454B | 1.8833 | Residential & Commercial | USHP | Ducted CEE Tier 1
213773304 | Central HP <5.4 tons | TEMPSTAR | HRCU-A-CB (Split System: Heat Pump with Remote Outdoor Unit-Air-Source) | TVH825GKA3* |  |  | EA*4X37L21A*+WALLCON | *80CTL1102120B* | 24400 | 17 | 8.1 | 21200 | 16600 | 78.3% | 2.02 | 0 | 11 |  |  |  |  | R-410A | 2.0333 | Residential & Commercial | USHP | Ducted CEE Tier 1
215912473 | Central HP <5.4 tons | YORK | HRCU-A-CB (Split System: Heat Pump with Remote Outdoor Unit-Air-Source) | HH860E2S11 | ASPEN |  | C(A,C,D,E)60A3K+TDR | Y81E120C16SMPS1 | 41000 | 18 | 8.5 | 43000 | 33000 | 76.74% | 2 | 0 | 11.7 |  |  |  |  | R-454B | 3.4167 | Residential & Commercial | USHP | Ducted CEE Tier 1
216676335 | Central HP <5.4 tons | ARCOAIRE | HRCU-A-CB (Split System: Heat Pump with Remote Outdoor Unit-Air-Source) | D5CURAH24AAK |  |  | EA*5X36M17A* | *80MSU0401712A* | 23800 | 15.5 | 8.5 | 24000 | 19300 | 80.42% | 1.92 | 0 | 10 |  |  |  |  | R-454B | 1.9833 | Residential & Commercial | USHP | Ducted CEE Tier 1
216678548 | Central HP <5.4 tons | ARCOAIRE | HRCU-A-CB (Split System: Heat Pump with Remote Outdoor Unit-Air-Source) | D5CURAH24AAK |  |  | FEVB0024**+NAVA53601CK | 0 | 24600 | 15.2 | 9 | 24000 | 19400 | 80.83% | 2.06 | 0 | 10 |  |  |  |  | R-454B | 2.05 | Residential & Commercial | USHP | Ducted CEE Tier 1
216738653 | Central HP <5.4 tons | SMART COMFORT | HRCU-A-CB (Split System: Heat Pump with Remote Outdoor Unit-Air-Source) | D5CUHAH24AAK |  |  | ESH5X36M12A* | *96VSN0601716B* | 22600 | 16 | 8.1 | 20800 | 18500 | 88.94% | 1.85 | 0 | 11 |  |  |  |  | R-454B | 1.8833 | Residential & Commercial | USHP | Ducted CEE Tier 1
216738671 | Central HP <5.4 tons | SMART COMFORT | HRCU-A-CB (Split System: Heat Pump with Remote Outdoor Unit-Air-Source) | D5CUHAH24AAK |  |  | ESH5X36M12A* | *96VSN0802120B* | 22800 | 16 | 8.1 | 21000 | 18600 | 88.57% | 1.85 | 0 | 11 |  |  |  |  | R-454B | 1.9 | Residential & Commercial | USHP | Ducted CEE Tier 1
216738680 | Central HP <5.4 tons | SMART COMFORT | HRCU-A-CB (Split System: Heat Pump with Remote Outdoor Unit-Air-Source) | D5CUHAH24AAK |  |  | ESH5X36M12A* | *96VSN1002120B* | 23200 | 16 | 8.1 | 21000 | 18700 | 89.05% | 1.85 | 0 | 11 |  |  |  |  | R-454B | 1.9333 | Residential & Commercial | USHP | Ducted CEE Tier 1
214384814 | Central HP <5.4 tons | YORK | HRCU-A-CB (Split System: Heat Pump with Remote Outdoor Unit-Air-Source) | HMH72B341 | ASPEN |  | AE(D,N,U)+CM36B24+TDR | 0 | 29200 | 17.7 | 8.7 | 33200 | 26400 | 79.52% | 2.73 | 0 | 9.9 |  |  |  |  | R-410A | 2.4333 | Residential & Commercial | USHP
215912369 | Central HP <5.4 tons | YORK | HRCU-A-CB (Split System: Heat Pump with Remote Outdoor Unit-Air-Source) | HH824E2S11 | ASPEN |  | D(A,C,E)36A3K+TDR | TM8E100B12MP11 | 22400 | 17 | 8.1 | 22600 | 18000 | 79.65% | 2 | 0 | 12 |  |  |  |  | R-454B | 1.8667 | Residential & Commercial | USHP | Ducted CEE Tier 1
215912384 | Central HP <5.4 tons | YORK | HRCU-A-CB (Split System: Heat Pump with Remote Outdoor Unit-Air-Source) | HH824E2S11 | ASPEN |  | D(A,C,E)36A4K+TDR | TM9V060B12MP12 | 22600 | 17 | 8.5 | 22800 | 18000 | 78.95% | 2 | 0 | 12 |  |  |  |  | R-454B | 1.8833 | Residential & Commercial | USHP | Ducted CEE Tier 1
215912386 | Central HP <5.4 tons | YORK | HRCU-A-CB (Split System: Heat Pump with Remote Outdoor Unit-Air-Source) | HH824E2S11 | ASPEN |  | D(A,C,E)36A3K+TDR | TM9V080B12MP12 | 22200 | 17 | 8.1 | 22600 | 18300 | 80.97% | 2 | 0 | 12 |  |  |  |  | R-454B | 1.85 | Residential & Commercial | USHP | Ducted CEE Tier 1
215912437 | Central HP <5.4 tons | YORK | HRCU-A-CB (Split System: Heat Pump with Remote Outdoor Unit-Air-Source) | HH824E2S11 | ASPEN |  | D(A,C,E)36A4K+TDR | YPLC080B12MP13 | 22600 | 17 | 8.5 | 22600 | 17700 | 78.32% | 2 | 0 | 12 |  |  |  |  | R-454B | 1.8833 | Residential & Commercial | USHP | Ducted CEE Tier 1
214240084 | Central HP <5.4 tons | BRYANT HEATING AND COOLING SYSTEMS | HRCU-A-CB (Split System: Heat Pump with Remote Outdoor Unit-Air-Source) | 288BNV037*0**A* |  |  | CNPV*6024AL*+UI | 986TD66100C21*** | 32800 | 17.5 | 8.1 | 32200 | 24600 | 76.4% | 1.96 | 0 | 12 |  |  |  |  | R-410A | 2.7333 | Residential & Commercial | USHP | Ducted CEE Tier 1
216738463 | Central HP <5.4 tons | SMART COMFORT | HRCU-A-CB (Split System: Heat Pump with Remote Outdoor Unit-Air-Source) | D5CUHAH24AAK |  |  | ESH5X36M12A* | *92MSN0601714A* | 22800 | 16 | 8.1 | 20800 | 18500 | 88.94% | 1.85 | 0 | 11 |  |  |  |  | R-454B | 1.9 | Residential & Commercial | USHP | Ducted CEE Tier 1
216737577 | Central HP <5.4 tons | SMART COMFORT | HRCU-A-CB (Split System: Heat Pump with Remote Outdoor Unit-Air-Source) | D5CUHAH24AAK |  |  | ESH5X30M12A* | *96MSN0802120A* | 22400 | 15.2 | 8.1 | 21000 | 18800 | 89.52% | 1.9 | 0 | 10.5 |  |  |  |  | R-454B | 1.8667 | Residential & Commercial | USHP | Ducted CEE Tier 1
211263966 | Central HP <5.4 tons | ARCOAIRE | HRCU-A-CB (Split System: Heat Pump with Remote Outdoor Unit-Air-Source) | DLCURAH18ABK |  |  | EN(A,D)4X30L17** | *96VSN0601412A* | 18000 | 16 | 8.5 | 18600 | 18400 | 98.92% | 2.22 | 0 | 11 |  |  |  |  | R-410A | 1.5 | Residential & Commercial | USHP | Ducted CEE Tier 1
215912399 | Central HP <5.4 tons | YORK | HRCU-A-CB (Split System: Heat Pump with Remote Outdoor Unit-Air-Source) | HH824E2S11 | ASPEN |  | D(A,C,E)36A3K+TDR | TMLE100B12MP11 | 22400 | 17 | 8.1 | 22600 | 18000 | 79.65% | 2 | 0 | 12 |  |  |  |  | R-454B | 1.8667 | Residential & Commercial | USHP | Ducted CEE Tier 1
215912413 | Central HP <5.4 tons | YORK | HRCU-A-CB (Split System: Heat Pump with Remote Outdoor Unit-Air-Source) | HH824E2S11 | ASPEN |  | D(A,C,E)36A3K+TDR | Y81E080B12SMPS1 | 22200 | 18 | 8.1 | 22400 | 18500 | 82.59% | 2 | 0 | 12 |  |  |  |  | R-454B | 1.85 | Residential & Commercial | USHP | Ducted CEE Tier 1
216738878 | Central HP <5.4 tons | SMART COMFORT | HRCU-A-CB (Split System: Heat Pump with Remote Outdoor Unit-Air-Source) | D5CUHAH24AAK |  |  | ESH5X36M12A* | *96VTN1002122B* | 23000 | 15.5 | 8.1 | 21000 | 18600 | 88.57% | 1.85 | 0 | 11 |  |  |  |  | R-454B | 1.9167 | Residential & Commercial | USHP | Ducted CEE Tier 1
206771355 | Central HP <5.4 tons | ARCOAIRE | HRCU-A-CB (Split System: Heat Pump with Remote Outdoor Unit-Air-Source) | HVH837GKA2* |  |  | EA*4X37L21A*+WALLCON | *80CTL0901716A* | 33000 | 18 | 8.5 | 32800 | 25000 | 76.22% | 2 | 12 | 11.7 |  |  |  |  | R-410A | 2.75 | Residential & Commercial | USHP | Ducted CEE Tier 1
214279951 | Central HP <5.4 tons | SMART COMFORT | HRCU-A-CB (Split System: Heat Pump with Remote Outdoor Unit-Air-Source) | DLCURAH24ABK |  |  | EA*4X37L21A* | *96MSN0601716A* | 24600 | 17 | 9 | 25400 | 21200 | 83.46% | 1.78 | 0 | 10 |  |  |  |  | R-410A | 2.05 | Residential & Commercial | USHP | Ducted CEE Tier 1
212971881 | Central HP <5.4 tons | HEIL | HRCU-A-CB (Split System: Heat Pump with Remote Outdoor Unit-Air-Source) | DLCURAH36ABK |  |  | EA*4X48L21A* | *80VTL0701716B* | 35600 | 16 | 8.5 | 37800 | 34800 | 92.06% | 2.02 | 0 | 10 |  |  |  |  | R-410A | 2.9667 | Residential & Commercial | USHP | Ducted CEE Tier 1
214280315 | Central HP <5.4 tons | SMART COMFORT | HRCU-A-CB (Split System: Heat Pump with Remote Outdoor Unit-Air-Source) | DLCURAH36ABK |  |  | EA*4X48L21A* | *96MSN0601716A* | 35600 | 15.5 | 8.5 | 38000 | 34800 | 91.58% | 2.04 | 0 | 9.5 |  |  |  |  | R-410A | 2.9667 | Residential & Commercial | USHP
216679443 | Central HP <5.4 tons | SMART COMFORT | HRCU-A-CB (Split System: Heat Pump with Remote Outdoor Unit-Air-Source) | DLCURAH24ABK |  |  | EA*4X37L17A* | *97VTN0601716A* | 24000 | 17 | 9 | 25200 | 22000 | 87.3% | 1.76 | 0 | 10 |  |  |  |  | R-410A | 2 | Residential & Commercial | USHP | Ducted CEE Tier 1
206133328 | Central HP <5.4 tons | ARCOAIRE | HRCU-A-CB (Split System: Heat Pump with Remote Outdoor Unit-Air-Source) | HVH825GKA2* |  |  | EA*4X25L17A*+WALLCON | *80CSU0601716A* | 24400 | 16.5 | 8.1 | 21200 | 16700 | 78.77% | 2.02 | 11.5 | 11 |  |  |  |  | R-410A | 2.0333 | Residential & Commercial | USHP | Ducted CEE Tier 1
213369644 | Central HP <5.4 tons | ECO-AIR | HRCU-A-C (Split System: Heat Pump with Remote Outdoor Unit with No Indoor Fan --Air Source) | MOX430U-18HFN1-M | ADP |  | *G20924+TD | 0 | 17100 | 16 | 8.65 | 17000 | 14500 | 85.29% | 2.02 | 0 | 11 |  |  |  |  | R-410A | 1.425 | Residential & Commercial | USHP | Ducted CEE Tier 1
215668859 | Central HP <5.4 tons | TEMPSTAR | HRCU-A-CB (Split System: Heat Pump with Remote Outdoor Unit-Air-Source) | T5H0V36*K*AAA* |  |  | EA*5X42M21A*+WALLCON | *80CTL1102120B* | 33200 | 18 | 9 | 35800 | 25600 | 71.51% | 1.84 | 0 | 10 |  |  |  |  | R-454B | 2.7667 | Residential & Commercial | USHP | Ducted CEE Tier 1
205750681 | Central HP <5.4 tons | ARCOAIRE | HRCU-A-CB (Split System: Heat Pump with Remote Outdoor Unit-Air-Source) | HVH825GKA2* |  |  | EA*4X37L21A*+WALLCON | *97CMN0601714A* | 24200 | 16 | 8.1 | 21200 | 16800 | 79.25% | 2 | 11 | 11 |  |  |  |  | R-410A | 2.0167 | Residential & Commercial | USHP | Ducted CEE Tier 1
205750745 | Central HP <5.4 tons | ARCOAIRE | HRCU-A-CB (Split System: Heat Pump with Remote Outdoor Unit-Air-Source) | HVH825GKA2* |  |  | EA*4X37L21A*+WALLCON | *97CMN0602120A* | 24400 | 16.5 | 8.1 | 21200 | 16700 | 78.77% | 2.02 | 11 | 11 |  |  |  |  | R-410A | 2.0333 | Residential & Commercial | USHP | Ducted CEE Tier 1
204456882 | Central HP <5.4 tons | ARCOAIRE | HRCU-A-CB (Split System: Heat Pump with Remote Outdoor Unit-Air-Source) | HVH825GKA2* |  |  | EA*4X37L17A*+WALLCON | *80CTL0901716A* | 24200 | 17 | 8.1 | 21400 | 16600 | 77.57% | 2.02 | 11 | 11 |  |  |  |  | R-410A | 2.0167 | Residential & Commercial | USHP | Ducted CEE Tier 1
216676808 | Central HP <5.4 tons | ARCOAIRE | HRCU-A-CB (Split System: Heat Pump with Remote Outdoor Unit-Air-Source) | D5CURAH24AAK |  |  | EA*5X37M21A* | *95CSU0802120B* | 25200 | 15.2 | 9 | 23400 | 19200 | 82.05% | 2.1 | 0 | 10 |  |  |  |  | R-454B | 2.1 | Residential & Commercial | USHP | Ducted CEE Tier 1
213785688 | Central HP <5.4 tons | CARRIER | HRCU-A-CB (Split System: Heat Pump with Remote Outdoor Unit-Air-Source) | 25VNA436A*031* |  |  | CSPH*4212AL*+UI | 59MN7C120C24**22 | 33400 | 18.5 | 8.5 | 36600 | 26000 | 71.04% | 2.02 | 0 | 11.7 |  |  |  |  | R-410A | 2.7833 | Residential & Commercial | USHP | Ducted CEE Tier 1
213350153 | Central HP <5.4 tons | YORK | HRCU-A-CB (Split System: Heat Pump with Remote Outdoor Unit-Air-Source) | HMH72B341 | ASPEN |  | D(A,C,E)36B34+TDR | Y81E100C16LMPS1 | 32000 | 18 | 8.5 | 33400 | 28400 | 85.03% | 2.7 | 0 | 9.4 |  |  |  |  | R-410A | 2.6667 | Residential & Commercial | USHP
216677769 | Central HP <5.4 tons | ARCOAIRE | HRCU-A-CB (Split System: Heat Pump with Remote Outdoor Unit-Air-Source) | D5CURAH24AAK |  |  | EA*5X36M17A* | *95MSU0601716A* | 23800 | 15.5 | 8.5 | 24000 | 19400 | 80.83% | 1.9 | 0 | 9.8 |  |  |  |  | R-454B | 1.9833 | Residential & Commercial | USHP
216676426 | Central HP <5.4 tons | ARCOAIRE | HRCU-A-CB (Split System: Heat Pump with Remote Outdoor Unit-Air-Source) | D5CURAH24AAK |  |  | EA*5X30M17A* | *80MSU0601716A* | 23400 | 15.5 | 8.5 | 24000 | 19400 | 80.83% | 1.9 | 0 | 9.8 |  |  |  |  | R-454B | 1.95 | Residential & Commercial | USHP
213350169 | Central HP <5.4 tons | YORK | HRCU-A-CB (Split System: Heat Pump with Remote Outdoor Unit-Air-Source) | HMH72B341 | ASPEN |  | D(A,C,E)36B34+TDR | Y81E120C16LMPS1 | 33600 | 18 | 8.2 | 32800 | 30000 | 91.46% | 2.76 | 0 | 9.5 |  |  |  |  | R-410A | 2.8 | Residential & Commercial | USHP
213773144 | Central HP <5.4 tons | TEMPSTAR | HRCU-A-CB (Split System: Heat Pump with Remote Outdoor Unit-Air-Source) | TVH825GKA3* |  |  | EA*4X36L21A*+WALLCON | *96CTN0801714B* | 23600 | 16.5 | 8.1 | 21400 | 16700 | 78.04% | 1.92 | 0 | 10.5 |  |  |  |  | R-410A | 1.9667 | Residential & Commercial | USHP | Ducted CEE Tier 1
215912456 | Central HP <5.4 tons | YORK | HRCU-A-CB (Split System: Heat Pump with Remote Outdoor Unit-Air-Source) | HH860E2S11 | ASPEN |  | D(A,C,E)60A3K+TDR | Y81E080C16SMPS1 | 41500 | 18 | 8.5 | 44000 | 33400 | 75.91% | 2 | 0 | 11.7 |  |  |  |  | R-454B | 3.4583 | Residential & Commercial | USHP | Ducted CEE Tier 1
216991883 | Central HP <5.4 tons | BRYANT HEATING AND COOLING SYSTEMS | HRCU-A-CB (Split System: Heat Pump with Remote Outdoor Unit-Air-Source) | 37MUHAQ24AA3 | ADP |  | PL36H***P44*+TXV | 912SE36060M14*** | 22600 | 15.2 | 8.5 | 19400 | 18400 | 94.85% | 1.98 | 0 | 11 |  |  |  |  | R-454B | 1.8833 | Residential & Commercial | USHP | Ducted CEE Tier 1
215065621 | Central HP <5.4 tons | YORK | HRCU-A-CB (Split System: Heat Pump with Remote Outdoor Unit-Air-Source) | HMH72B341 | ASPEN |  | CH36A34+TDR | Y81E080C20SMPS1 | 30800 | 17.8 | 8.1 | 32800 | 24400 | 74.39% | 2.12 | 0 | 9 |  |  |  |  | R-410A | 2.5667 | Residential & Commercial | USHP
204299949 | Central HP <5.4 tons | ARCOAIRE | HRCU-A-CB (Split System: Heat Pump with Remote Outdoor Unit-Air-Source) | HVH837GKA** |  |  | EN(A,D)4X48L24**+WALLCON | *96CTN1002122A* | 32400 | 17.5 | 8.1 | 33000 | 24800 | 75.15% | 1.96 | 12 | 11.7 |  |  |  |  | R-410A | 2.7 | Residential & Commercial | USHP | Ducted CEE Tier 1
204299029 | Central HP <5.4 tons | ARCOAIRE | HRCU-A-CB (Split System: Heat Pump with Remote Outdoor Unit-Air-Source) | HVH837GKA** |  |  | EA*4X42L21A*+WALLCON | *80CTL0901716A* | 31800 | 17.5 | 8.5 | 33000 | 24400 | 73.94% | 1.9 | 12 | 11.7 |  |  |  |  | R-410A | 2.65 | Residential & Commercial | USHP | Ducted CEE Tier 1
204298629 | Central HP <5.4 tons | ARCOAIRE | HRCU-A-CB (Split System: Heat Pump with Remote Outdoor Unit-Air-Source) | HVH837GKA** |  |  | EA*4X36L17A*+WALLCON | *80CTL0701412A* | 31400 | 17.5 | 8.1 | 33400 | 24400 | 73.05% | 1.84 | 11.5 | 11 |  |  |  |  | R-410A | 2.6167 | Residential & Commercial | USHP | Ducted CEE Tier 1
215912425 | Central HP <5.4 tons | YORK | HRCU-A-CB (Split System: Heat Pump with Remote Outdoor Unit-Air-Source) | HH824E2S11 | ASPEN |  | D(A,C,E)36A4K+TDR | Y91E060A10SMPS1 | 21000 | 17.5 | 8.5 | 23000 | 17600 | 76.52% | 2 | 0 | 11.7 |  |  |  |  | R-454B | 1.75 | Residential & Commercial | USHP | Ducted CEE Tier 1
204456836 | Central HP <5.4 tons | ARCOAIRE | HRCU-A-CB (Split System: Heat Pump with Remote Outdoor Unit-Air-Source) | HVH825GKA2* |  |  | EA*4X37L17A*+WALLCON | *96CTN0601714A* | 24000 | 16 | 8.1 | 21400 | 16800 | 78.5% | 1.98 | 11 | 11 |  |  |  |  | R-410A | 2 | Residential & Commercial | USHP | Ducted CEE Tier 1
213779797 | Central HP <5.4 tons | HEIL | HRCU-A-CB (Split System: Heat Pump with Remote Outdoor Unit-Air-Source) | HVH837GKA** |  |  | EA*4X61L24A*+WALLCON | *96CTN1002122B* | 33200 | 17.5 | 8.5 | 32000 | 24800 | 77.5% | 2 | 0 | 11.7 |  |  |  |  | R-410A | 2.7667 | Residential & Commercial | USHP | Ducted CEE Tier 1
211262336 | Central HP <5.4 tons | ARCOAIRE | HRCU-A-CB (Split System: Heat Pump with Remote Outdoor Unit-Air-Source) | DLCURAH18ABK |  |  | EN(A,D)4X18L14** | *95ESN0601412A* | 17600 | 15.5 | 8.5 | 18700 | 19300 | 103.2% | 2.32 | 0 | 10.5 |  |  |  |  | R-410A | 1.4667 | Residential & Commercial | USHP | Ducted CEE Tier 1
205750641 | Central HP <5.4 tons | ARCOAIRE | HRCU-A-CB (Split System: Heat Pump with Remote Outdoor Unit-Air-Source) | HVH825GKA2* |  |  | EA*4X37L21A*+WALLCON | *80CTL0701716A* | 24400 | 17 | 8.5 | 21200 | 16600 | 78.3% | 2.02 | 11 | 11 |  |  |  |  | R-410A | 2.0333 | Residential & Commercial | USHP | Ducted CEE Tier 1
204456493 | Central HP <5.4 tons | ARCOAIRE | HRCU-A-CB (Split System: Heat Pump with Remote Outdoor Unit-Air-Source) | HVH825GKA2* |  |  | EA*4X25L17A*+WALLCON | *80CTL0701412A* | 24400 | 17.5 | 8.5 | 21200 | 16600 | 78.3% | 2.02 | 11 | 11.5 |  |  |  |  | R-410A | 2.0333 | Residential & Commercial | USHP | Ducted CEE Tier 1
213296196 | Central HP <5.4 tons | YORK | HRCU-A-CB (Split System: Heat Pump with Remote Outdoor Unit-Air-Source) | HMH72B341 | ASPEN |  | C(A,C,D,E)36A46+TDR | TM8E080C16MP11 | 33000 | 18 | 8.2 | 33800 | 28200 | 83.43% | 2.68 | 0 | 10 |  |  |  |  | R-410A | 2.75 | Residential & Commercial | USHP | Ducted CEE Tier 1
216676462 | Central HP <5.4 tons | ARCOAIRE | HRCU-A-CB (Split System: Heat Pump with Remote Outdoor Unit-Air-Source) | D5CURAH24AAK |  |  | EA*5X37M21A* | *80MSU0601716A* | 24200 | 15.5 | 8.5 | 22800 | 19000 | 83.33% | 1.96 | 0 | 10 |  |  |  |  | R-454B | 2.0167 | Residential & Commercial | USHP | Ducted CEE Tier 1
216676695 | Central HP <5.4 tons | ARCOAIRE | HRCU-A-CB (Split System: Heat Pump with Remote Outdoor Unit-Air-Source) | D5CURAH24AAK |  |  | EA*5X37M21A* | *80VTL0701716B* | 24400 | 15.5 | 8.5 | 23000 | 19000 | 82.61% | 1.96 | 0 | 10 |  |  |  |  | R-454B | 2.0333 | Residential & Commercial | USHP | Ducted CEE Tier 1
215912404 | Central HP <5.4 tons | YORK | HRCU-A-CB (Split System: Heat Pump with Remote Outdoor Unit-Air-Source) | HH824E2S11 | ASPEN |  | C(A,C,D,E)24A3K+TDR | TP9C080B12MP13 | 21600 | 17 | 8.1 | 22600 | 18300 | 80.97% | 2 | 0 | 12 |  |  |  |  | R-454B | 1.8 | Residential & Commercial | USHP | Ducted CEE Tier 1
215912436 | Central HP <5.4 tons | YORK | HRCU-A-CB (Split System: Heat Pump with Remote Outdoor Unit-Air-Source) | HH824E2S11 | ASPEN |  | D(A,C,E)36A3K+TDR | YPLC080B12MP13 | 22400 | 17 | 8.1 | 22600 | 17700 | 78.32% | 2 | 0 | 12 |  |  |  |  | R-454B | 1.8667 | Residential & Commercial | USHP | Ducted CEE Tier 1
206133418 | Central HP <5.4 tons | ARCOAIRE | HRCU-A-CB (Split System: Heat Pump with Remote Outdoor Unit-Air-Source) | HVH825GKA2* |  |  | EA*4X37L17A*+WALLCON | *80CSU0401712A* | 24200 | 17 | 8.1 | 21400 | 16700 | 78.04% | 2 | 11.5 | 11 |  |  |  |  | R-410A | 2.0167 | Residential & Commercial | USHP | Ducted CEE Tier 1
204456457 | Central HP <5.4 tons | ARCOAIRE | HRCU-A-CB (Split System: Heat Pump with Remote Outdoor Unit-Air-Source) | HVH825GKA2* |  |  | EA*4X25L17A*+WALLCON | *96CTN0601714A* | 24200 | 16.5 | 8.1 | 21400 | 16700 | 78.04% | 2 | 11 | 11 |  |  |  |  | R-410A | 2.0167 | Residential & Commercial | USHP | Ducted CEE Tier 1
204298679 | Central HP <5.4 tons | ARCOAIRE | HRCU-A-CB (Split System: Heat Pump with Remote Outdoor Unit-Air-Source) | HVH837GKA** |  |  | EA*4X36L21A*+WALLCON | *80CTL0902120A* | 31600 | 17 | 8.1 | 33200 | 24200 | 72.89% | 1.86 | 11 | 11 |  |  |  |  | R-410A | 2.6333 | Residential & Commercial | USHP | Ducted CEE Tier 1
215223140 | Central HP <5.4 tons | BRYANT HEATING AND COOLING SYSTEMS | HRCU-A-CB (Split System: Heat Pump with Remote Outdoor Unit-Air-Source) | 288BNV025*0**C* | ADP |  | H,PG9J930 | 987MC60060C21*** | 23600 | 16 | 8.1 | 20000 | 16300 | 81.5% | 1.94 | 0 | 11 |  |  |  |  | R-410A | 1.9667 | Residential & Commercial | USHP | Ducted CEE Tier 1
212974945 | Central HP <5.4 tons | HEIL | HRCU-A-CB (Split System: Heat Pump with Remote Outdoor Unit-Air-Source) | DLCURAH24ABK |  |  | EA*4X25L17A* | *96VTN0401410B* | 24000 | 16 | 8.1 | 25200 | 22000 | 87.3% | 1.82 | 0 | 10 |  |  |  |  | R-410A | 2 | Residential & Commercial | USHP | Ducted CEE Tier 1
206771409 | Central HP <5.4 tons | ARCOAIRE | HRCU-A-CB (Split System: Heat Pump with Remote Outdoor Unit-Air-Source) | HVH837GKA2* |  |  | EA*4X42L21A*+WALLCON | *80CTL0902120A* | 31800 | 17.5 | 8.1 | 33200 | 24400 | 73.49% | 1.9 | 11 | 11.5 |  |  |  |  | R-410A | 2.65 | Residential & Commercial | USHP | Ducted CEE Tier 1
206765576 | Central HP <5.4 tons | ARCOAIRE | HRCU-A-CB (Split System: Heat Pump with Remote Outdoor Unit-Air-Source) | HVH825GKA3* |  |  | EA*4X30L17A*+WALLCON | *80CTL0451712A* | 23400 | 16 | 8.1 | 21600 | 16800 | 77.78% | 1.9 | 11 | 10.5 |  |  |  |  | R-410A | 1.95 | Residential & Commercial | USHP | Ducted CEE Tier 1
206765594 | Central HP <5.4 tons | ARCOAIRE | HRCU-A-CB (Split System: Heat Pump with Remote Outdoor Unit-Air-Source) | HVH825GKA3* |  |  | EA*4X30L17A*+WALLCON | *96CTN0601714A* | 23400 | 16 | 8.1 | 21600 | 16800 | 77.78% | 1.9 | 11 | 10.5 |  |  |  |  | R-410A | 1.95 | Residential & Commercial | USHP | Ducted CEE Tier 1
206767198 | Central HP <5.4 tons | ARCOAIRE | HRCU-A-CB (Split System: Heat Pump with Remote Outdoor Unit-Air-Source) | HVH825GKA3* |  |  | EA*4X37L21A*+WALLCON | *80CSU0401712A* | 24400 | 17 | 8.5 | 21200 | 16600 | 78.3% | 2.02 | 11.5 | 11 |  |  |  |  | R-410A | 2.0333 | Residential & Commercial | USHP | Ducted CEE Tier 1
206767099 | Central HP <5.4 tons | ARCOAIRE | HRCU-A-CB (Split System: Heat Pump with Remote Outdoor Unit-Air-Source) | HVH825GKA3* |  |  | EA*4X25L17A*+WALLCON | *80CSU0601716A* | 24400 | 16.5 | 8.1 | 21200 | 16600 | 78.3% | 2 | 11.5 | 11 |  |  |  |  | R-410A | 2.0333 | Residential & Commercial | USHP | Ducted CEE Tier 1
216738950 | Central HP <5.4 tons | SMART COMFORT | HRCU-A-CB (Split System: Heat Pump with Remote Outdoor Unit-Air-Source) | D5CUHAH24AAK |  |  | ESH5X36M12A* | *97VTN1202422A* | 22400 | 15.2 | 8.1 | 20800 | 18400 | 88.46% | 1.85 | 0 | 10.5 |  |  |  |  | R-454B | 1.8667 | Residential & Commercial | USHP | Ducted CEE Tier 1
216974782 | Central HP <5.4 tons | BRYANT HEATING AND COOLING SYSTEMS | HRCU-A-CB (Split System: Heat Pump with Remote Outdoor Unit-Air-Source) | 293VAN036**AA* | ADP |  | V,C36H175P14*+TXV | 83*CB48060C17*** | 32800 | 20 | 9.5 | 33200 | 26200 | 78.92% | 2 | 0 | 11.5 |  |  |  |  | R-454B | 2.7333 | Residential & Commercial | USHP | Ducted CEE Tier 1
216738381 | Central HP <5.4 tons | SMART COMFORT | HRCU-A-CB (Split System: Heat Pump with Remote Outdoor Unit-Air-Source) | D5CUHAH24AAK |  |  | ESH5X36M12A* | *95CSU0802120B* | 23200 | 15.2 | 8.1 | 21200 | 18800 | 88.68% | 1.85 | 0 | 10.5 |  |  |  |  | R-454B | 1.9333 | Residential & Commercial | USHP | Ducted CEE Tier 1
216734691 | Central HP <5.4 tons | SMART COMFORT | HRCU-A-CB (Split System: Heat Pump with Remote Outdoor Unit-Air-Source) | D5CUHAH24AAK |  |  | EA*5X36M17A* | *96VSN0401410B* | 22200 | 15.5 | 8.1 | 21000 | 18800 | 89.52% | 1.85 | 0 | 10.5 |  |  |  |  | R-454B | 1.85 | Residential & Commercial | USHP | Ducted CEE Tier 1
216735005 | Central HP <5.4 tons | SMART COMFORT | HRCU-A-CB (Split System: Heat Pump with Remote Outdoor Unit-Air-Source) | D5CUHAH24AAK |  |  | EA*5X37M17A* | *80MSU0401712A* | 22800 | 16.5 | 8.5 | 20600 | 18400 | 89.32% | 1.96 | 0 | 11 |  |  |  |  | R-454B | 1.9 | Residential & Commercial | USHP | Ducted CEE Tier 1
216735239 | Central HP <5.4 tons | SMART COMFORT | HRCU-A-CB (Split System: Heat Pump with Remote Outdoor Unit-Air-Source) | D5CUHAH24AAK |  |  | EA*5X37M17A* | *96VSN0601412B* | 22600 | 16 | 8.5 | 20600 | 18400 | 89.32% | 1.96 | 0 | 11 |  |  |  |  | R-454B | 1.8833 | Residential & Commercial | USHP | Ducted CEE Tier 1
216735676 | Central HP <5.4 tons | SMART COMFORT | HRCU-A-CB (Split System: Heat Pump with Remote Outdoor Unit-Air-Source) | D5CUHAH24AAK |  |  | EA*5X37M21A* | *80VTL1102122B* | 23200 | 16 | 8.5 | 20600 | 18500 | 89.81% | 1.96 | 0 | 11 |  |  |  |  | R-454B | 1.9333 | Residential & Commercial | USHP | Ducted CEE Tier 1
206771643 | Central HP <5.4 tons | ARCOAIRE | HRCU-A-CB (Split System: Heat Pump with Remote Outdoor Unit-Air-Source) | HVH837GKA2* |  |  | EA*4X43L21A*+WALLCON | *80CTL0902120A* | 32800 | 17.5 | 8.5 | 33000 | 25200 | 76.36% | 2 | 12 | 11.7 |  |  |  |  | R-410A | 2.7333 | Residential & Commercial | USHP | Ducted CEE Tier 1
206771562 | Central HP <5.4 tons | ARCOAIRE | HRCU-A-CB (Split System: Heat Pump with Remote Outdoor Unit-Air-Source) | HVH837GKA2* |  |  | EA*4X42L24A*+WALLCON | *97CMN1002122A* | 31800 | 17.5 | 8.1 | 33000 | 24400 | 73.94% | 1.9 | 12 | 11.5 |  |  |  |  | R-410A | 2.65 | Residential & Commercial | USHP | Ducted CEE Tier 1
216984281 | Central HP <5.4 tons | BRYANT HEATING AND COOLING SYSTEMS | HRCU-A-CB (Split System: Heat Pump with Remote Outdoor Unit-Air-Source) | 290VAN048**AA* | ADP |  | V,C60H210P17*+TXV | 987TA60080C21*** | 45000 | 18 | 9 | 45500 | 33200 | 72.97% | 2.06 | 0 | 10 |  |  |  |  | R-454B | 3.75 | Residential & Commercial | USHP | Ducted CEE Tier 1
216984283 | Central HP <5.4 tons | BRYANT HEATING AND COOLING SYSTEMS | HRCU-A-CB (Split System: Heat Pump with Remote Outdoor Unit-Air-Source) | 290VAN048**AA* | ADP |  | C60A***L18*+TXV | 987TA60080C21*** | 45000 | 18 | 9 | 45500 | 33200 | 72.97% | 2.06 | 0 | 10 |  |  |  |  | R-454B | 3.75 | Residential & Commercial | USHP | Ducted CEE Tier 1
206765828 | Central HP <5.4 tons | ARCOAIRE | HRCU-A-CB (Split System: Heat Pump with Remote Outdoor Unit-Air-Source) | HVH825GKA3* |  |  | EA*4X36L21A*+WALLCON | *80CTL0901716A* | 23600 | 17.5 | 8.1 | 21400 | 16600 | 77.57% | 1.96 | 11 | 11 |  |  |  |  | R-410A | 1.9667 | Residential & Commercial | USHP | Ducted CEE Tier 1
206767180 | Central HP <5.4 tons | ARCOAIRE | HRCU-A-CB (Split System: Heat Pump with Remote Outdoor Unit-Air-Source) | HVH825GKA3* |  |  | EA*4X37L17A*+WALLCON | *80CSU0401712A* | 24200 | 17 | 8.1 | 21400 | 16600 | 77.57% | 2 | 11.5 | 11 |  |  |  |  | R-410A | 2.0167 | Residential & Commercial | USHP | Ducted CEE Tier 1
216727309 | Central HP <5.4 tons | CARRIER | HRCU-A-CB (Split System: Heat Pump with Remote Outdoor Unit-Air-Source) | 37MUHAQ24AA3 |  |  | FT5ANXB24L* | 0 | 23200 | 17 | 9 | 21400 | 19100 | 89.25% | 2 | 0 | 11 |  |  |  |  | R-454B | 1.9333 | Residential & Commercial | USHP | Ducted CEE Tier 1
215292147 | Central HP <5.4 tons | AIRQUEST | HRCU-A-CB (Split System: Heat Pump with Remote Outdoor Unit-Air-Source) | DLCURAH24ABK | ADP |  | HE30924 | *92MSN1002120A* | 22400 | 17 | 8.5 | 24600 | 23200 | 94.31% | 1.96 | 0 | 9.5 |  |  |  |  | R-410A | 1.8667 | Residential & Commercial | USHP
215292172 | Central HP <5.4 tons | AIRQUEST | HRCU-A-CB (Split System: Heat Pump with Remote Outdoor Unit-Air-Source) | DLCURAH24ABK | ADP |  | H,GE31924 | *96MSN0261410A* | 23000 | 16 | 8.5 | 25400 | 25800 | 101.6% | 2.2 | 0 | 9.5 |  |  |  |  | R-410A | 1.9167 | Residential & Commercial | USHP
213350143 | Central HP <5.4 tons | YORK | HRCU-A-CB (Split System: Heat Pump with Remote Outdoor Unit-Air-Source) | HMH72B341 | ASPEN |  | D(A,C,E)36A34+TDR | Y81E100B12LMPS1 | 31600 | 18.4 | 8.1 | 33800 | 27800 | 82.25% | 2.66 | 0 | 9.3 |  |  |  |  | R-410A | 2.6333 | Residential & Commercial | USHP
211264738 | Central HP <5.4 tons | ARCOAIRE | HRCU-A-CB (Split System: Heat Pump with Remote Outdoor Unit-Air-Source) | DLCURAH18ABK |  |  | FJMA4*18L*A* | 0 | 18000 | 15.5 | 8.5 | 19000 | 19100 | 100.5% | 2.28 | 0 | 10.5 |  |  |  |  | R-410A | 1.5 | Residential & Commercial | USHP | Ducted CEE Tier 1
206767135 | Central HP <5.4 tons | ARCOAIRE | HRCU-A-CB (Split System: Heat Pump with Remote Outdoor Unit-Air-Source) | HVH825GKA3* |  |  | EA*4X36L17A*+WALLCON | *80CSU0601716A* | 23600 | 16.5 | 8.1 | 21400 | 16700 | 78.04% | 1.92 | 11 | 10.5 |  |  |  |  | R-410A | 1.9667 | Residential & Commercial | USHP | Ducted CEE Tier 1
213350150 | Central HP <5.4 tons | YORK | HRCU-A-CB (Split System: Heat Pump with Remote Outdoor Unit-Air-Source) | HMH72B341 | ASPEN |  | C(A,C,D,E)36B34+TDR | Y81E100C16LMPS1 | 32000 | 18 | 8.5 | 33400 | 28400 | 85.03% | 2.7 | 0 | 9.4 |  |  |  |  | R-410A | 2.6667 | Residential & Commercial | USHP
213307202 | Central HP <5.4 tons | YORK | HRCU-A-CB (Split System: Heat Pump with Remote Outdoor Unit-Air-Source) | HMH72B341 | ASPEN |  | DM36A34+TDR | TM9V080C16MP12 | 31400 | 17.4 | 8.1 | 33600 | 27200 | 80.95% | 2.57 | 0 | 9.8 |  |  |  |  | R-410A | 2.6167 | Residential & Commercial | USHP
206771724 | Central HP <5.4 tons | ARCOAIRE | HRCU-A-CB (Split System: Heat Pump with Remote Outdoor Unit-Air-Source) | HVH837GKA2* |  |  | EA*4X43L21A*+WALLCON | *80CTL0901716A* | 33000 | 18 | 8.5 | 32800 | 25000 | 76.22% | 2 | 12 | 11.7 |  |  |  |  | R-410A | 2.75 | Residential & Commercial | USHP | Ducted CEE Tier 1
206771256 | Central HP <5.4 tons | ARCOAIRE | HRCU-A-CB (Split System: Heat Pump with Remote Outdoor Unit-Air-Source) | HVH837GKA2* |  |  | EA*4X37L21A*+WALLCON | *80CTL0701716A* | 32800 | 17.5 | 8.5 | 33000 | 25200 | 76.36% | 1.98 | 11 | 11.5 |  |  |  |  | R-410A | 2.7333 | Residential & Commercial | USHP | Ducted CEE Tier 1
206771463 | Central HP <5.4 tons | ARCOAIRE | HRCU-A-CB (Split System: Heat Pump with Remote Outdoor Unit-Air-Source) | HVH837GKA2* |  |  | EA*4X42L21A*+WALLCON | *97CMN1002122A* | 31800 | 17 | 8.1 | 33000 | 24400 | 73.94% | 1.9 | 11.5 | 11.5 |  |  |  |  | R-410A | 2.65 | Residential & Commercial | USHP | Ducted CEE Tier 1
212972718 | Central HP <5.4 tons | HEIL | HRCU-A-CB (Split System: Heat Pump with Remote Outdoor Unit-Air-Source) | DLCURAH18ABK |  |  | EA*4X30L17A* | *96VSN0401410B* | 17400 | 16 | 8.5 | 18000 | 18800 | 104.4% | 2.24 | 0 | 10.5 |  |  |  |  | R-410A | 1.45 | Residential & Commercial | USHP | Ducted CEE Tier 1
211264861 | Central HP <5.4 tons | ARCOAIRE | HRCU-A-CB (Split System: Heat Pump with Remote Outdoor Unit-Air-Source) | DLCURAH18ABK |  |  | FXM4X18**AL | 0 | 17800 | 16.5 | 8.5 | 18300 | 18500 | 101.1% | 2.22 | 0 | 10.5 |  |  |  |  | R-410A | 1.4833 | Residential & Commercial | USHP | Ducted CEE Tier 1
213307175 | Central HP <5.4 tons | YORK | HRCU-A-CB (Split System: Heat Pump with Remote Outdoor Unit-Air-Source) | HMH72B341 | ASPEN |  | DM36A34+TDR | TM8E080B12MP11 | 31400 | 17.8 | 8.2 | 33800 | 27800 | 82.25% | 2.56 | 0 | 9.3 |  |  |  |  | R-410A | 2.6167 | Residential & Commercial | USHP
215912440 | Central HP <5.4 tons | YORK | HRCU-A-CB (Split System: Heat Pump with Remote Outdoor Unit-Air-Source) | HH836E2S11 | ASPEN |  | C(A,C,D,E)48A3K+TDR | TM8Y080C16MP11 | 31000 | 18 | 8.5 | 30400 | 25000 | 82.24% | 2 | 0 | 11.7 |  |  |  |  | R-454B | 2.5833 | Residential & Commercial | USHP | Ducted CEE Tier 1
213927893 | Central HP <5.4 tons | YORK | HRCU-A-CB (Split System: Heat Pump with Remote Outdoor Unit-Air-Source) | HMH72B341 | ASPEN |  | D(A,C,E)36A4G+TXV+TDR | TM9Y100C20MP11 | 32000 | 15.5 | 8.1 | 34000 | 27800 | 81.76% | 2.44 | 0 | 9.4 |  |  |  |  | R-410A | 2.6667 | Residential & Commercial | USHP
211262864 | Central HP <5.4 tons | ARCOAIRE | HRCU-A-CB (Split System: Heat Pump with Remote Outdoor Unit-Air-Source) | DLCURAH18ABK |  |  | EN(A,D)4X24L17** | *96VSN0401712A* | 17700 | 15.5 | 8.5 | 18700 | 18800 | 100.5% | 2.26 | 0 | 10.5 |  |  |  |  | R-410A | 1.475 | Residential & Commercial | USHP | Ducted CEE Tier 1
211263250 | Central HP <5.4 tons | ARCOAIRE | HRCU-A-CB (Split System: Heat Pump with Remote Outdoor Unit-Air-Source) | DLCURAH18ABK |  |  | EN(A,D)4X24L17** | *95ESN0261410A* | 18000 | 15.5 | 8.5 | 19000 | 18700 | 98.42% | 2.24 | 0 | 10.5 |  |  |  |  | R-410A | 1.5 | Residential & Commercial | USHP | Ducted CEE Tier 1
211264992 | Central HP <5.4 tons | ARCOAIRE | HRCU-A-CB (Split System: Heat Pump with Remote Outdoor Unit-Air-Source) | DLCURAH18ABK |  |  | FM(C,U)4Z24**AL* | 0 | 17800 | 17 | 9 | 18700 | 19800 | 105.9% | 2.4 | 0 | 11 |  |  |  |  | R-410A | 1.4833 | Residential & Commercial | USHP | Ducted CEE Tier 1
211262217 | Central HP <5.4 tons | ARCOAIRE | HRCU-A-CB (Split System: Heat Pump with Remote Outdoor Unit-Air-Source) | DLCURAH18ABK |  |  | EA*4X30L17A* | OMV112K14A | 18200 | 15.5 | 8.5 | 18900 | 18400 | 97.35% | 2.2 | 0 | 10.5 |  |  |  |  | R-410A | 1.5167 | Residential & Commercial | USHP | Ducted CEE Tier 1
204456818 | Central HP <5.4 tons | ARCOAIRE | HRCU-A-CB (Split System: Heat Pump with Remote Outdoor Unit-Air-Source) | HVH825GKA2* |  |  | EA*4X37L17A*+WALLCON | *80CTL0451712A* | 24000 | 16 | 8.1 | 21600 | 16800 | 77.78% | 1.98 | 11 | 10.5 |  |  |  |  | R-410A | 2 | Residential & Commercial | USHP | Ducted CEE Tier 1
204456601 | Central HP <5.4 tons | ARCOAIRE | HRCU-A-CB (Split System: Heat Pump with Remote Outdoor Unit-Air-Source) | HVH825GKA2* |  |  | EA*4X36L17A*+WALLCON | *80CTL0701716A* | 23600 | 16.5 | 8.1 | 21400 | 16700 | 78.04% | 1.94 | 11.5 | 11 |  |  |  |  | R-410A | 1.9667 | Residential & Commercial | USHP | Ducted CEE Tier 1
204300373 | Central HP <5.4 tons | ARCOAIRE | HRCU-A-CB (Split System: Heat Pump with Remote Outdoor Unit-Air-Source) | HVH837GKA** |  |  | EHD4X42AAL+WALLCON | *96CTN1002122A* | 32600 | 16.5 | 8.1 | 33000 | 24800 | 75.15% | 1.96 | 12 | 11 |  |  |  |  | R-410A | 2.7167 | Residential & Commercial | USHP | Ducted CEE Tier 1
204300303 | Central HP <5.4 tons | ARCOAIRE | HRCU-A-CB (Split System: Heat Pump with Remote Outdoor Unit-Air-Source) | HVH837GKA** |  |  | EHD4X42AAL+WALLCON | *96CTN1202422A* | 32600 | 17 | 8.1 | 33000 | 24800 | 75.15% | 1.96 | 11 | 11 |  |  |  |  | R-410A | 2.7167 | Residential & Commercial | USHP | Ducted CEE Tier 1
204300353 | Central HP <5.4 tons | ARCOAIRE | HRCU-A-CB (Split System: Heat Pump with Remote Outdoor Unit-Air-Source) | HVH837GKA** |  |  | EHD4X42AAL+WALLCON | *97CMN1202422A* | 32400 | 16.5 | 8.1 | 33200 | 25000 | 75.3% | 1.96 | 11.5 | 11 |  |  |  |  | R-410A | 2.7 | Residential & Commercial | USHP | Ducted CEE Tier 1
206767225 | Central HP <5.4 tons | ARCOAIRE | HRCU-A-CB (Split System: Heat Pump with Remote Outdoor Unit-Air-Source) | HVH825GKA3* |  |  | EA*4X37L21A*+WALLCON | *80CSU1002120A* | 24400 | 16.5 | 8.1 | 21200 | 16700 | 78.77% | 2.02 | 11.5 | 10.5 |  |  |  |  | R-410A | 2.0333 | Residential & Commercial | USHP | Ducted CEE Tier 1
205751003 | Central HP <5.4 tons | ARCOAIRE | HRCU-A-CB (Split System: Heat Pump with Remote Outdoor Unit-Air-Source) | HVH837GKA** |  |  | EA*4X37L21A*+WALLCON | *80CTL0701716A* | 32800 | 17.5 | 8.5 | 33000 | 25200 | 76.36% | 1.98 | 11 | 11.5 |  |  |  |  | R-410A | 2.7333 | Residential & Commercial | USHP | Ducted CEE Tier 1
205750721 | Central HP <5.4 tons | ARCOAIRE | HRCU-A-CB (Split System: Heat Pump with Remote Outdoor Unit-Air-Source) | HVH825GKA2* |  |  | EA*4X37L21A*+WALLCON | *96CTN1002122A* | 24400 | 16.5 | 8.5 | 21200 | 16600 | 78.3% | 2.04 | 11 | 11 |  |  |  |  | R-410A | 2.0333 | Residential & Commercial | USHP | Ducted CEE Tier 1
206133318 | Central HP <5.4 tons | ARCOAIRE | HRCU-A-CB (Split System: Heat Pump with Remote Outdoor Unit-Air-Source) | HVH825GKA2* |  |  | EA*4X25L17A*+WALLCON | *80CSU0401712A* | 24400 | 17 | 8.1 | 21200 | 16600 | 78.3% | 2.02 | 11.5 | 11 |  |  |  |  | R-410A | 2.0333 | Residential & Commercial | USHP | Ducted CEE Tier 1
206133338 | Central HP <5.4 tons | ARCOAIRE | HRCU-A-CB (Split System: Heat Pump with Remote Outdoor Unit-Air-Source) | HVH825GKA2* |  |  | EA*4X30L17A*+WALLCON | *80CSU0401712A* | 23400 | 16.5 | 8.1 | 21600 | 16700 | 77.31% | 1.92 | 11 | 10.5 |  |  |  |  | R-410A | 1.95 | Residential & Commercial | USHP | Ducted CEE Tier 1
206133770 | Central HP <5.4 tons | ARCOAIRE | HRCU-A-CB (Split System: Heat Pump with Remote Outdoor Unit-Air-Source) | HVH825GKA2* |  |  | EA*4X36L21A*+WALLCON | *95CSU0601716A* | 23600 | 16.5 | 8.1 | 21600 | 16700 | 77.31% | 1.92 | 11 | 10.5 |  |  |  |  | R-410A | 1.9667 | Residential & Commercial | USHP | Ducted CEE Tier 1
206133438 | Central HP <5.4 tons | ARCOAIRE | HRCU-A-CB (Split System: Heat Pump with Remote Outdoor Unit-Air-Source) | HVH825GKA2* |  |  | EA*4X37L21A*+WALLCON | *80CSU0401712A* | 24400 | 17 | 8.5 | 21200 | 16600 | 78.3% | 2.04 | 11.5 | 11 |  |  |  |  | R-410A | 2.0333 | Residential & Commercial | USHP | Ducted CEE Tier 1
213307171 | Central HP <5.4 tons | YORK | HRCU-A-CB (Split System: Heat Pump with Remote Outdoor Unit-Air-Source) | HMH72B341 | ASPEN |  | DM36A34+TDR | TL9E080C16UH11 | 31200 | 17.4 | 8.1 | 33600 | 28000 | 83.33% | 2.62 | 0 | 9.3 |  |  |  |  | R-410A | 2.6 | Residential & Commercial | USHP
216678560 | Central HP <5.4 tons | ARCOAIRE | HRCU-A-CB (Split System: Heat Pump with Remote Outdoor Unit-Air-Source) | D5CURAH24AAK |  |  | FM(C,U)5Z30**AL* | 0 | 24800 | 16 | 9.5 | 24800 | 19600 | 79.03% | 2.14 | 0 | 10 |  |  |  |  | R-454B | 2.0667 | Residential & Commercial | USHP | Ducted CEE Tier 1
216676722 | Central HP <5.4 tons | ARCOAIRE | HRCU-A-CB (Split System: Heat Pump with Remote Outdoor Unit-Air-Source) | D5CURAH24AAK |  |  | EA*5X37M21A* | *80VTL0902120B* | 25000 | 15.2 | 8.5 | 23200 | 19100 | 82.33% | 1.96 | 0 | 10 |  |  |  |  | R-454B | 2.0833 | Residential & Commercial | USHP | Ducted CEE Tier 1
204456673 | Central HP <5.4 tons | ARCOAIRE | HRCU-A-CB (Split System: Heat Pump with Remote Outdoor Unit-Air-Source) | HVH825GKA2* |  |  | EA*4X36L21A*+WALLCON | *80CTL0701716A* | 23600 | 16.5 | 8.1 | 21400 | 16600 | 77.57% | 1.94 | 11 | 11 |  |  |  |  | R-410A | 1.9667 | Residential & Commercial | USHP | Ducted CEE Tier 1
204299829 | Central HP <5.4 tons | ARCOAIRE | HRCU-A-CB (Split System: Heat Pump with Remote Outdoor Unit-Air-Source) | HVH837GKA** |  |  | EN(A,D,W)4X48L21**+WALLCON | *96CTN1002122A* | 32400 | 17.5 | 8.1 | 33000 | 24800 | 75.15% | 1.96 | 11.5 | 11.7 |  |  |  |  | R-410A | 2.7 | Residential & Commercial | USHP | Ducted CEE Tier 1
204299929 | Central HP <5.4 tons | ARCOAIRE | HRCU-A-CB (Split System: Heat Pump with Remote Outdoor Unit-Air-Source) | HVH837GKA** |  |  | EN(A,D)4X48L24**+WALLCON | *97CMN1202422A* | 32400 | 17.5 | 8.1 | 33000 | 24800 | 75.15% | 1.96 | 12 | 11.5 |  |  |  |  | R-410A | 2.7 | Residential & Commercial | USHP | Ducted CEE Tier 1
204299559 | Central HP <5.4 tons | ARCOAIRE | HRCU-A-CB (Split System: Heat Pump with Remote Outdoor Unit-Air-Source) | HVH837GKA** |  |  | END4X42L17**+WALLCON | *80CTL0901716A* | 32200 | 17.5 | 8.1 | 33000 | 24600 | 74.55% | 1.92 | 11 | 11.7 |  |  |  |  | R-410A | 2.6833 | Residential & Commercial | USHP | Ducted CEE Tier 1
213927862 | Central HP <5.4 tons | YORK | HRCU-A-CB (Split System: Heat Pump with Remote Outdoor Unit-Air-Source) | HMH72B341 | ASPEN |  | D(A,C,E)36B3G+TXV+TDR | TM9E060B12MP12 | 32200 | 17.5 | 8.1 | 34000 | 28000 | 82.35% | 2.46 | 0 | 9.4 |  |  |  |  | R-410A | 2.6833 | Residential & Commercial | USHP
204299409 | Central HP <5.4 tons | ARCOAIRE | HRCU-A-CB (Split System: Heat Pump with Remote Outdoor Unit-Air-Source) | HVH837GKA** |  |  | EA*4X48L24A*+WALLCON | *97CMN1202422A* | 32200 | 17.5 | 8.5 | 32600 | 25000 | 76.69% | 1.98 | 12 | 11.7 |  |  |  |  | R-410A | 2.6833 | Residential & Commercial | USHP | Ducted CEE Tier 1
204299729 | Central HP <5.4 tons | ARCOAIRE | HRCU-A-CB (Split System: Heat Pump with Remote Outdoor Unit-Air-Source) | HVH837GKA** |  |  | EN(A,D,W)4X48L21**+WALLCON | *80CTL0701716A* | 32400 | 17.5 | 8.1 | 33000 | 25000 | 75.76% | 1.94 | 12 | 11.5 |  |  |  |  | R-410A | 2.7 | Residential & Commercial | USHP | Ducted CEE Tier 1
213296195 | Central HP <5.4 tons | YORK | HRCU-A-CB (Split System: Heat Pump with Remote Outdoor Unit-Air-Source) | HMH72B341 | ASPEN |  | C(A,C,D,E)36A44+TDR | TM8E080C16MP11 | 33000 | 18 | 8.2 | 33800 | 28200 | 83.43% | 2.68 | 0 | 10 |  |  |  |  | R-410A | 2.75 | Residential & Commercial | USHP | Ducted CEE Tier 1
213296197 | Central HP <5.4 tons | YORK | HRCU-A-CB (Split System: Heat Pump with Remote Outdoor Unit-Air-Source) | HMH72B341 | ASPEN |  | C(A,C,D,E)36C24+TDR | TM8E080C16MP11 | 31400 | 18 | 8.4 | 34000 | 28400 | 83.53% | 2.74 | 0 | 9.9 |  |  |  |  | R-410A | 2.6167 | Residential & Commercial | USHP
213296204 | Central HP <5.4 tons | YORK | HRCU-A-CB (Split System: Heat Pump with Remote Outdoor Unit-Air-Source) | HMH72B341 | ASPEN |  | C(A,C,D,E)36C26+TDR | TM8E100B12MP11 | 30000 | 17.4 | 8.5 | 33800 | 27400 | 81.07% | 2.63 | 0 | 9.5 |  |  |  |  | R-410A | 2.5 | Residential & Commercial | USHP
213296213 | Central HP <5.4 tons | YORK | HRCU-A-CB (Split System: Heat Pump with Remote Outdoor Unit-Air-Source) | HMH72B341 | ASPEN |  | C(A,C,D,E)36A44+TDR | TM8E120C16MP11 | 33200 | 18 | 8.2 | 33800 | 28600 | 84.62% | 2.7 | 0 | 10 |  |  |  |  | R-410A | 2.7667 | Residential & Commercial | USHP | Ducted CEE Tier 1
204456619 | Central HP <5.4 tons | ARCOAIRE | HRCU-A-CB (Split System: Heat Pump with Remote Outdoor Unit-Air-Source) | HVH825GKA2* |  |  | EA*4X36L17A*+WALLCON | *96CTN0801714A* | 23600 | 16.5 | 8.1 | 21600 | 16700 | 77.31% | 1.92 | 11.5 | 10.5 |  |  |  |  | R-410A | 1.9667 | Residential & Commercial | USHP | Ducted CEE Tier 1
204456637 | Central HP <5.4 tons | ARCOAIRE | HRCU-A-CB (Split System: Heat Pump with Remote Outdoor Unit-Air-Source) | HVH825GKA2* |  |  | EA*4X36L17A*+WALLCON | *97CMN0801714A* | 23400 | 16.5 | 8.1 | 21600 | 16700 | 77.31% | 1.92 | 11 | 10.5 |  |  |  |  | R-410A | 1.95 | Residential & Commercial | USHP | Ducted CEE Tier 1
215375285 | Central HP <5.4 tons | RUUD | HRCU-A-CB (Split System: Heat Pump with Remote Outdoor Unit-Air-Source) | RD17AZ48AJ3N | ASPEN |  | D(A,C,E)60D36+TDR | R802V1255A24UHS | 45500 | 16 | 8.1 | 45500 | 32400 | 71.21% | 2.4 | 0 | 10 |  |  |  |  | R-410A | 3.7917 | Residential & Commercial | USHP | Ducted CEE Tier 1
215292181 | Central HP <5.4 tons | AIRQUEST | HRCU-A-CB (Split System: Heat Pump with Remote Outdoor Unit-Air-Source) | DLCURAH24ABK | ADP |  | H,GE32936 | *96MSN0261410A* | 23400 | 16 | 8.5 | 25400 | 25800 | 101.6% | 2.2 | 0 | 10 |  |  |  |  | R-410A | 1.95 | Residential & Commercial | USHP | Ducted CEE Tier 1
206772399 | Central HP <5.4 tons | ARCOAIRE | HRCU-A-CB (Split System: Heat Pump with Remote Outdoor Unit-Air-Source) | HVH837GKA2* |  |  | EN(A,D)4X48L24**+WALLCON | *97CMN1002122A* | 32400 | 17.5 | 8.1 | 33000 | 24800 | 75.15% | 1.96 | 12 | 11.7 |  |  |  |  | R-410A | 2.7 | Residential & Commercial | USHP | Ducted CEE Tier 1
206767696 | Central HP <5.4 tons | ARCOAIRE | HRCU-A-CB (Split System: Heat Pump with Remote Outdoor Unit-Air-Source) | HVH825GKA3* |  |  | EHD4X36AAL+WALLCON | *95CSU0802120A* | 24000 | 16 | 8.1 | 21400 | 16600 | 77.57% | 1.98 | 11 | 10.5 |  |  |  |  | R-410A | 2 | Residential & Commercial | USHP | Ducted CEE Tier 1
206766008 | Central HP <5.4 tons | ARCOAIRE | HRCU-A-CB (Split System: Heat Pump with Remote Outdoor Unit-Air-Source) | HVH825GKA3* |  |  | EA*4X37L21A*+WALLCON | *97CMN1002122A* | 24400 | 16.5 | 8.5 | 21200 | 16600 | 78.3% | 2.04 | 11 | 11 |  |  |  |  | R-410A | 2.0333 | Residential & Commercial | USHP | Ducted CEE Tier 1
206765972 | Central HP <5.4 tons | ARCOAIRE | HRCU-A-CB (Split System: Heat Pump with Remote Outdoor Unit-Air-Source) | HVH825GKA3* |  |  | EA*4X37L21A*+WALLCON | *96CTN0801714A* | 24400 | 16.5 | 8.1 | 21200 | 16700 | 78.77% | 2.02 | 11 | 11 |  |  |  |  | R-410A | 2.0333 | Residential & Commercial | USHP | Ducted CEE Tier 1
206765522 | Central HP <5.4 tons | ARCOAIRE | HRCU-A-CB (Split System: Heat Pump with Remote Outdoor Unit-Air-Source) | HVH825GKA3* |  |  | EA*4X25L17A*+WALLCON | *96CTN0801714A* | 24200 | 16.5 | 8.1 | 21400 | 16700 | 78.04% | 2 | 11 | 11 |  |  |  |  | R-410A | 2.0167 | Residential & Commercial | USHP | Ducted CEE Tier 1
213927859 | Central HP <5.4 tons | YORK | HRCU-A-CB (Split System: Heat Pump with Remote Outdoor Unit-Air-Source) | HMH72B341 | ASPEN |  | D(A,C,E)36A4G+TXV+TDR | TM9E060A10MP12 | 31800 | 17.5 | 8.1 | 33800 | 27400 | 81.07% | 2.48 | 0 | 9.4 |  |  |  |  | R-410A | 2.65 | Residential & Commercial | USHP
215223125 | Central HP <5.4 tons | BRYANT HEATING AND COOLING SYSTEMS | HRCU-A-CB (Split System: Heat Pump with Remote Outdoor Unit-Air-Source) | 288BNV025*0**C* | ADP |  | H,PE9J936 | 987MB42060C17*** | 23600 | 16 | 8.1 | 19400 | 16300 | 84.02% | 2 | 0 | 10.5 |  |  |  |  | R-410A | 1.9667 | Residential & Commercial | USHP | Ducted CEE Tier 1
211262423 | Central HP <5.4 tons | ARCOAIRE | HRCU-A-CB (Split System: Heat Pump with Remote Outdoor Unit-Air-Source) | DLCURAH18ABK |  |  | EN(A,D)4X18L14** | *80ES(N,L)0451412A* | 17800 | 15.5 | 8.5 | 18900 | 19200 | 101.6% | 2.3 | 0 | 10.5 |  |  |  |  | R-410A | 1.4833 | Residential & Commercial | USHP | Ducted CEE Tier 1
216738210 | Central HP <5.4 tons | BRYANT HEATING AND COOLING SYSTEMS | HRCU-A-CB (Split System: Heat Pump with Remote Outdoor Unit-Air-Source) | 37MUHAQ24AA3 |  |  | CSAH*3612AM* | 83*SB48060M17*** | 22600 | 16 | 8.1 | 20600 | 18400 | 89.32% | 1.85 | 0 | 10.5 |  |  |  |  | R-454B | 1.8833 | Residential & Commercial | USHP | Ducted CEE Tier 1
216738221 | Central HP <5.4 tons | BRYANT HEATING AND COOLING SYSTEMS | HRCU-A-CB (Split System: Heat Pump with Remote Outdoor Unit-Air-Source) | 37MUHAQ24AA3 |  |  | CSAH*3612AM* | 83*SB60080M21*** | 22600 | 16 | 8.1 | 20600 | 18400 | 89.32% | 1.85 | 0 | 11 |  |  |  |  | R-454B | 1.8833 | Residential & Commercial | USHP | Ducted CEE Tier 1
216738326 | Central HP <5.4 tons | BRYANT HEATING AND COOLING SYSTEMS | HRCU-A-CB (Split System: Heat Pump with Remote Outdoor Unit-Air-Source) | 37MUHAQ24AA3 |  |  | CSAH*3612AM* | 82*TB36070V14*** | 22800 | 16 | 8.1 | 20800 | 18500 | 88.94% | 1.85 | 0 | 11 |  |  |  |  | R-454B | 1.9 | Residential & Commercial | USHP | Ducted CEE Tier 1
211264762 | Central HP <5.4 tons | ARCOAIRE | HRCU-A-CB (Split System: Heat Pump with Remote Outdoor Unit-Air-Source) | DLCURAH18ABK |  |  | FEM4P18**AL | 0 | 17400 | 16 | 8.5 | 18300 | 19400 | 106% | 2.34 | 0 | 10.5 |  |  |  |  | R-410A | 1.45 | Residential & Commercial | USHP | Ducted CEE Tier 1
204299749 | Central HP <5.4 tons | ARCOAIRE | HRCU-A-CB (Split System: Heat Pump with Remote Outdoor Unit-Air-Source) | HVH837GKA** |  |  | EN(A,D,W)4X48L21**+WALLCON | *80CTL0902120A* | 32400 | 17.5 | 8.1 | 33000 | 24800 | 75.15% | 1.96 | 12 | 11.7 |  |  |  |  | R-410A | 2.7 | Residential & Commercial | USHP | Ducted CEE Tier 1
216738455 | Central HP <5.4 tons | BRYANT HEATING AND COOLING SYSTEMS | HRCU-A-CB (Split System: Heat Pump with Remote Outdoor Unit-Air-Source) | 37MUHAQ24AA3 |  |  | CSAH*3612AM* | 912SE42060M17*** | 22800 | 16 | 8.1 | 20800 | 18500 | 88.94% | 1.85 | 0 | 11 |  |  |  |  | R-454B | 1.9 | Residential & Commercial | USHP | Ducted CEE Tier 1
206133956 | Central HP <5.4 tons | ARCOAIRE | HRCU-A-CB (Split System: Heat Pump with Remote Outdoor Unit-Air-Source) | HVH825GKA2* |  |  | EHD4X30AAL+WALLCON | *95CSU0802120A* | 23800 | 16 | 8.1 | 21800 | 16700 | 76.61% | 1.98 | 11 | 10.5 |  |  |  |  | R-410A | 1.9833 | Residential & Commercial | USHP | Ducted CEE Tier 1
214596013 | Central HP <5.4 tons | AIRQUEST | HRCU-A-C (Split System: Heat Pump with Remote Outdoor Unit with No Indoor Fan --Air Source) | DLCURAH24ABK | ADP |  | H,PG35936+TD | 0 | 24000 | 16 | 9.5 | 23400 | 19600 | 83.76% | 1.95 | 0 | 10.5 |  |  |  |  | R-410A | 2 | Residential & Commercial | USHP | Ducted CEE Tier 1
204456709 | Central HP <5.4 tons | ARCOAIRE | HRCU-A-CB (Split System: Heat Pump with Remote Outdoor Unit-Air-Source) | HVH825GKA2* |  |  | EA*4X36L21A*+WALLCON | *96CTN0801714A* | 23600 | 16.5 | 8.1 | 21400 | 16700 | 78.04% | 1.94 | 11 | 11 |  |  |  |  | R-410A | 1.9667 | Residential & Commercial | USHP | Ducted CEE Tier 1
204456574 | Central HP <5.4 tons | ARCOAIRE | HRCU-A-CB (Split System: Heat Pump with Remote Outdoor Unit-Air-Source) | HVH825GKA2* |  |  | EA*4X30L17A*+WALLCON | *80CTL0701412A* | 23600 | 17 | 8.1 | 21600 | 16600 | 76.85% | 1.92 | 11.5 | 11 |  |  |  |  | R-410A | 1.9667 | Residential & Commercial | USHP | Ducted CEE Tier 1
213080192 | Central HP <5.4 tons | SMART COMFORT | HRCU-A-CB (Split System: Heat Pump with Remote Outdoor Unit-Air-Source) | DLCURAH36ABK |  |  | EA*4X43L21A* | *96MSN0802120A* | 36400 | 16 | 8.5 | 38000 | 34800 | 91.58% | 2.06 | 0 | 10 |  |  |  |  | R-410A | 3.0333 | Residential & Commercial | USHP | Ducted CEE Tier 1
213080641 | Central HP <5.4 tons | SMART COMFORT | HRCU-A-CB (Split System: Heat Pump with Remote Outdoor Unit-Air-Source) | DLCURAH36ABK |  |  | EN(A,D,W)4X48L21** | *95MSU0401712A* | 35800 | 15.2 | 8.1 | 38500 | 35200 | 91.43% | 2 | 0 | 10 |  |  |  |  | R-410A | 2.9833 | Residential & Commercial | USHP | Ducted CEE Tier 1
204300203 | Central HP <5.4 tons | ARCOAIRE | HRCU-A-CB (Split System: Heat Pump with Remote Outdoor Unit-Air-Source) | HVH837GKA** |  |  | EHD4X36AAL+WALLCON | *80CTL0901716A* | 32400 | 17 | 8.1 | 33200 | 24600 | 74.1% | 1.94 | 12 | 11 |  |  |  |  | R-410A | 2.7 | Residential & Commercial | USHP | Ducted CEE Tier 1
215912393 | Central HP <5.4 tons | YORK | HRCU-A-CB (Split System: Heat Pump with Remote Outdoor Unit-Air-Source) | HH824E2S11 | ASPEN |  | D(A,C,E)36A3K+TDR | TMLE040A12MP11 | 20800 | 16.5 | 8.5 | 22400 | 17200 | 76.79% | 2 | 0 | 11.7 |  |  |  |  | R-454B | 1.7333 | Residential & Commercial | USHP | Ducted CEE Tier 1
215912395 | Central HP <5.4 tons | YORK | HRCU-A-CB (Split System: Heat Pump with Remote Outdoor Unit-Air-Source) | HH824E2S11 | ASPEN |  | C(A,C,D,E)24A3K+TDR | TMLE080B12MP11 | 21600 | 17 | 8.1 | 22600 | 18000 | 79.65% | 2 | 0 | 12 |  |  |  |  | R-454B | 1.8 | Residential & Commercial | USHP | Ducted CEE Tier 1
213927872 | Central HP <5.4 tons | YORK | HRCU-A-CB (Split System: Heat Pump with Remote Outdoor Unit-Air-Source) | HMH72B341 | ASPEN |  | D(A,C,E)36B3G+TXV+TDR | TM9V040A10MP12 | 31600 | 17 | 8.1 | 33200 | 27400 | 82.53% | 2.49 | 0 | 9.4 |  |  |  |  | R-410A | 2.6333 | Residential & Commercial | USHP
215912444 | Central HP <5.4 tons | YORK | HRCU-A-CB (Split System: Heat Pump with Remote Outdoor Unit-Air-Source) | HH836E2S11 | ASPEN |  | C(A,C,D,E)48A3K+TDR | TMLE120C16MP11 | 30800 | 18 | 8.1 | 30200 | 24800 | 82.12% | 2 | 0 | 11.7 |  |  |  |  | R-454B | 2.5667 | Residential & Commercial | USHP | Ducted CEE Tier 1
214279769 | Central HP <5.4 tons | SMART COMFORT | HRCU-A-CB (Split System: Heat Pump with Remote Outdoor Unit-Air-Source) | DLCURAH18ABK |  |  | EA*4X30L17A* | *96MSN0601716A* | 17400 | 16 | 8.5 | 18000 | 18700 | 103.9% | 2.24 | 0 | 10.5 |  |  |  |  | R-410A | 1.45 | Residential & Commercial | USHP | Ducted CEE Tier 1
216727344 | Central HP <5.4 tons | CARRIER | HRCU-A-CB (Split System: Heat Pump with Remote Outdoor Unit-Air-Source) | 37MUHAQ24AA3 |  |  | CAA**2417AM* | 58TP*B045V14**12 | 22000 | 16 | 8.5 | 21000 | 19100 | 90.95% | 1.96 | 0 | 10.5 |  |  |  |  | R-454B | 1.8333 | Residential & Commercial | USHP | Ducted CEE Tier 1
206771625 | Central HP <5.4 tons | ARCOAIRE | HRCU-A-CB (Split System: Heat Pump with Remote Outdoor Unit-Air-Source) | HVH837GKA2* |  |  | EA*4X43L21A*+WALLCON | *80CTL0701716A* | 32800 | 17.5 | 8.5 | 33000 | 25200 | 76.36% | 1.98 | 11 | 11.7 |  |  |  |  | R-410A | 2.7333 | Residential & Commercial | USHP | Ducted CEE Tier 1
206771328 | Central HP <5.4 tons | ARCOAIRE | HRCU-A-CB (Split System: Heat Pump with Remote Outdoor Unit-Air-Source) | HVH837GKA2* |  |  | EA*4X37L21A*+WALLCON | *97CMN1002122A* | 33000 | 17.5 | 8.5 | 33000 | 25200 | 76.36% | 2 | 12 | 11.7 |  |  |  |  | R-410A | 2.75 | Residential & Commercial | USHP | Ducted CEE Tier 1
216727377 | Central HP <5.4 tons | CARRIER | HRCU-A-CB (Split System: Heat Pump with Remote Outdoor Unit-Air-Source) | 37MUHAQ24AA3 |  |  | CAA**2417AM* | 59TP7A060V17**16 | 22000 | 16 | 8.5 | 21000 | 19100 | 90.95% | 1.96 | 0 | 10.5 |  |  |  |  | R-454B | 1.8333 | Residential & Commercial | USHP | Ducted CEE Tier 1
216727426 | Central HP <5.4 tons | CARRIER | HRCU-A-CB (Split System: Heat Pump with Remote Outdoor Unit-Air-Source) | 37MUHAQ24AA3 |  |  | CAA**2517AM* | 59TP6C040V17**12 | 23000 | 16 | 8.5 | 20800 | 18600 | 89.42% | 1.98 | 0 | 11 |  |  |  |  | R-454B | 1.9167 | Residential & Commercial | USHP | Ducted CEE Tier 1
204456385 | Central HP <5.4 tons | ARCOAIRE | HRCU-A-CB (Split System: Heat Pump with Remote Outdoor Unit-Air-Source) | HVH825GKA2* |  |  | EA*4X24L17A*+WALLCON | *96CTN0601714A* | 23200 | 16 | 8.1 | 22000 | 16900 | 76.82% | 1.88 | 11 | 10.5 |  |  |  |  | R-410A | 1.9333 | Residential & Commercial | USHP | Ducted CEE Tier 1
216974468 | Central HP <5.4 tons | BRYANT HEATING AND COOLING SYSTEMS | HRCU-A-CB (Split System: Heat Pump with Remote Outdoor Unit-Air-Source) | 290VAN048**AA* | ADP |  | C48A***L18*+TXV | 83*CB60100C21*** | 45000 | 17 | 9 | 45500 | 33200 | 72.97% | 2.06 | 0 | 9.5 |  |  |  |  | R-454B | 3.75 | Residential & Commercial | USHP
206133760 | Central HP <5.4 tons | ARCOAIRE | HRCU-A-CB (Split System: Heat Pump with Remote Outdoor Unit-Air-Source) | HVH825GKA2* |  |  | EA*4X36L17A*+WALLCON | *95CSU0601716A* | 23400 | 16.5 | 8.1 | 21600 | 16800 | 77.78% | 1.92 | 11 | 10.5 |  |  |  |  | R-410A | 1.95 | Residential & Commercial | USHP | Ducted CEE Tier 1
206133308 | Central HP <5.4 tons | ARCOAIRE | HRCU-A-CB (Split System: Heat Pump with Remote Outdoor Unit-Air-Source) | HVH825GKA2* |  |  | EA*4X24L17A*+WALLCON | *80CSU0601716A* | 23200 | 16.5 | 8.1 | 22000 | 16800 | 76.36% | 1.9 | 11 | 10.5 |  |  |  |  | R-410A | 1.9333 | Residential & Commercial | USHP | Ducted CEE Tier 1
206765504 | Central HP <5.4 tons | ARCOAIRE | HRCU-A-CB (Split System: Heat Pump with Remote Outdoor Unit-Air-Source) | HVH825GKA3* |  |  | EA*4X25L17A*+WALLCON | *80CTL0701716A* | 24400 | 16.5 | 8.1 | 21200 | 16600 | 78.3% | 2.02 | 11 | 11 |  |  |  |  | R-410A | 2.0333 | Residential & Commercial | USHP | Ducted CEE Tier 1
206765531 | Central HP <5.4 tons | ARCOAIRE | HRCU-A-CB (Split System: Heat Pump with Remote Outdoor Unit-Air-Source) | HVH825GKA3* |  |  | EA*4X25L17A*+WALLCON | *97CMN0601714A* | 24200 | 15.5 | 8.1 | 20000 | 16000 | 80% | 1.94 | 11.5 | 10.5 |  |  |  |  | R-410A | 2.0167 | Residential & Commercial | USHP | Ducted CEE Tier 1
216735826 | Central HP <5.4 tons | SMART COMFORT | HRCU-A-CB (Split System: Heat Pump with Remote Outdoor Unit-Air-Source) | D5CUHAH24AAK |  |  | EA*5X37M21A* | *96MSN0801716A* | 23200 | 16 | 8.5 | 20600 | 18400 | 89.32% | 1.98 | 0 | 11 |  |  |  |  | R-454B | 1.9333 | Residential & Commercial | USHP | Ducted CEE Tier 1
216735874 | Central HP <5.4 tons | SMART COMFORT | HRCU-A-CB (Split System: Heat Pump with Remote Outdoor Unit-Air-Source) | D5CUHAH24AAK |  |  | EA*5X37M21A* | *96VSN0601716B* | 23000 | 16.5 | 8.5 | 20600 | 18400 | 89.32% | 1.96 | 0 | 11 |  |  |  |  | R-454B | 1.9167 | Residential & Commercial | USHP | Ducted CEE Tier 1
216735941 | Central HP <5.4 tons | SMART COMFORT | HRCU-A-CB (Split System: Heat Pump with Remote Outdoor Unit-Air-Source) | D5CUHAH24AAK |  |  | EA*5X37M21A* | *95MSU1002120A* | 23200 | 16.5 | 8.5 | 20600 | 18400 | 89.32% | 1.96 | 0 | 11 |  |  |  |  | R-454B | 1.9333 | Residential & Commercial | USHP | Ducted CEE Tier 1
216736074 | Central HP <5.4 tons | SMART COMFORT | HRCU-A-CB (Split System: Heat Pump with Remote Outdoor Unit-Air-Source) | D5CUHAH24AAK |  |  | EA*5X37M21A* | *97VTN0802120A* | 23200 | 16.5 | 8.5 | 20800 | 18500 | 88.94% | 1.96 | 0 | 11 |  |  |  |  | R-454B | 1.9333 | Residential & Commercial | USHP | Ducted CEE Tier 1
216735439 | Central HP <5.4 tons | SMART COMFORT | HRCU-A-CB (Split System: Heat Pump with Remote Outdoor Unit-Air-Source) | D5CUHAH24AAK |  |  | EA*5X37M21A* | *80CSU0802120A* | 24000 | 16 | 8.5 | 21200 | 18700 | 88.21% | 1.98 | 0 | 11 |  |  |  |  | R-454B | 2 | Residential & Commercial | USHP | Ducted CEE Tier 1
216737163 | Central HP <5.4 tons | SMART COMFORT | HRCU-A-CB (Split System: Heat Pump with Remote Outdoor Unit-Air-Source) | D5CUHAH24AAK |  |  | ESH5X30M12A* | *80VSL0701412B* | 22600 | 16 | 8.1 | 21000 | 18800 | 89.52% | 1.85 | 0 | 10.5 |  |  |  |  | R-454B | 1.8833 | Residential & Commercial | USHP | Ducted CEE Tier 1
216736711 | Central HP <5.4 tons | SMART COMFORT | HRCU-A-CB (Split System: Heat Pump with Remote Outdoor Unit-Air-Source) | D5CUHAH24AAK |  |  | ESH5X24M12A* | *96VSN0802120B* | 22200 | 15.2 | 8.1 | 21000 | 19000 | 90.48% | 1.9 | 0 | 10.5 |  |  |  |  | R-454B | 1.85 | Residential & Commercial | USHP | Ducted CEE Tier 1
215912447 | Central HP <5.4 tons | YORK | HRCU-A-CB (Split System: Heat Pump with Remote Outdoor Unit-Air-Source) | HH836E2S11 | ASPEN |  | C(A,C,D,E)48A3K+TDR | Y81E100B12SMPS1 | 31000 | 18 | 8.5 | 30400 | 24800 | 81.58% | 2 | 0 | 11.7 |  |  |  |  | R-454B | 2.5833 | Residential & Commercial | USHP | Ducted CEE Tier 1
204299879 | Central HP <5.4 tons | ARCOAIRE | HRCU-A-CB (Split System: Heat Pump with Remote Outdoor Unit-Air-Source) | HVH837GKA** |  |  | EN(A,D)4X48L24**+WALLCON | *80CTL0902120A* | 32400 | 17.5 | 8.1 | 33000 | 24800 | 75.15% | 1.96 | 12 | 11.7 |  |  |  |  | R-410A | 2.7 | Residential & Commercial | USHP | Ducted CEE Tier 1
204299309 | Central HP <5.4 tons | ARCOAIRE | HRCU-A-CB (Split System: Heat Pump with Remote Outdoor Unit-Air-Source) | HVH837GKA** |  |  | EA*4X48L21A*+WALLCON | *96CTN1002122A* | 32400 | 17.5 | 8.5 | 32600 | 25000 | 76.69% | 1.98 | 12 | 11.7 |  |  |  |  | R-410A | 2.7 | Residential & Commercial | USHP | Ducted CEE Tier 1
212380607 | Central HP <5.4 tons | CARRIER | HRCU-A-CB (Split System: Heat Pump with Remote Outdoor Unit-Air-Source) | 25VNA424A*031* | ADP |  | V,C36H175P459 | 59TN6B080C17**14 | 23800 | 20 | 8.5 | 24800 | 19400 | 78.23% | 2.54 | 0 | 13.5 |  |  |  |  | R-410A | 1.9833 | Residential & Commercial | USHP | Ducted CEE Tier 1
215912468 | Central HP <5.4 tons | YORK | HRCU-A-CB (Split System: Heat Pump with Remote Outdoor Unit-Air-Source) | HH860E2S11 | ASPEN |  | C(A,C,D,E)48A3K+TDR | Y81E100C20SMPS1 | 40500 | 17.5 | 8.1 | 44000 | 33400 | 75.91% | 2 | 0 | 11.7 |  |  |  |  | R-454B | 3.375 | Residential & Commercial | USHP | Ducted CEE Tier 1
213080557 | Central HP <5.4 tons | SMART COMFORT | HRCU-A-CB (Split System: Heat Pump with Remote Outdoor Unit-Air-Source) | DLCURAH36ABK |  |  | EA*4X42L21A* | *95MSU0401712A* | 35200 | 15.2 | 8.1 | 39000 | 35200 | 90.26% | 1.88 | 0 | 9.5 |  |  |  |  | R-410A | 2.9333 | Residential & Commercial | USHP
213079822 | Central HP <5.4 tons | SMART COMFORT | HRCU-A-CB (Split System: Heat Pump with Remote Outdoor Unit-Air-Source) | DLCURAH36ABK |  |  | EN(A,D,W)4X48L21** | *92MSN1002120A* | 36000 | 16.5 | 8.1 | 38500 | 34800 | 90.39% | 2 | 0 | 10.5 |  |  |  |  | R-410A | 3 | Residential & Commercial | USHP | Ducted CEE Tier 1
211264948 | Central HP <5.4 tons | ARCOAIRE | HRCU-A-CB (Split System: Heat Pump with Remote Outdoor Unit-Air-Source) | DLCURAH18ABK |  |  | FMA4X24**AL* | 0 | 17400 | 16 | 8.5 | 18500 | 20000 | 108.1% | 2.44 | 0 | 10.5 |  |  |  |  | R-410A | 1.45 | Residential & Commercial | USHP | Ducted CEE Tier 1
211260171 | Central HP <5.4 tons | SMART COMFORT | HRCU-A-CB (Split System: Heat Pump with Remote Outdoor Unit-Air-Source) | DLCURAH18ABK |  |  | EA*4X24L14A* | *96VTN0601412A* | 17800 | 16 | 8.5 | 18800 | 19000 | 101.1% | 2.28 | 0 | 10.5 |  |  |  |  | R-410A | 1.4833 | Residential & Commercial | USHP | Ducted CEE Tier 1
211260237 | Central HP <5.4 tons | SMART COMFORT | HRCU-A-CB (Split System: Heat Pump with Remote Outdoor Unit-Air-Source) | DLCURAH18ABK |  |  | EA*4X24L14A* | *80ES(N,L)0701412A* | 17600 | 16 | 8.5 | 18400 | 19100 | 103.8% | 2.3 | 0 | 10.5 |  |  |  |  | R-410A | 1.4667 | Residential & Commercial | USHP | Ducted CEE Tier 1
211260503 | Central HP <5.4 tons | SMART COMFORT | HRCU-A-CB (Split System: Heat Pump with Remote Outdoor Unit-Air-Source) | DLCURAH18ABK |  |  | EA*4X24L17A* | *96VTN0601412A* | 17900 | 16 | 8.5 | 18800 | 19000 | 101.1% | 2.28 | 0 | 10.5 |  |  |  |  | R-410A | 1.4917 | Residential & Commercial | USHP | Ducted CEE Tier 1
211260837 | Central HP <5.4 tons | SMART COMFORT | HRCU-A-CB (Split System: Heat Pump with Remote Outdoor Unit-Air-Source) | DLCURAH18ABK |  |  | EA*4X25L17A* | *80VTL0451412A* | 18200 | 16.5 | 8.5 | 18000 | 17500 | 97.22% | 2.12 | 0 | 11 |  |  |  |  | R-410A | 1.5167 | Residential & Commercial | USHP | Ducted CEE Tier 1
216738505 | Central HP <5.4 tons | BRYANT HEATING AND COOLING SYSTEMS | HRCU-A-CB (Split System: Heat Pump with Remote Outdoor Unit-Air-Source) | 37MUHAQ24AA3 |  |  | CSAH*3612AM* | 912SE60120M24*** | 23000 | 15.2 | 8.1 | 21000 | 18700 | 89.05% | 1.9 | 0 | 10.5 |  |  |  |  | R-454B | 1.9167 | Residential & Commercial | USHP | Ducted CEE Tier 1
216737290 | Central HP <5.4 tons | BRYANT HEATING AND COOLING SYSTEMS | HRCU-A-CB (Split System: Heat Pump with Remote Outdoor Unit-Air-Source) | 37MUHAQ24AA3 |  |  | CSAH*3012AM* | 88*TB48090C17*** | 22200 | 15.2 | 8.1 | 21000 | 18800 | 89.52% | 1.9 | 0 | 10.5 |  |  |  |  | R-454B | 1.85 | Residential & Commercial | USHP | Ducted CEE Tier 1
216738419 | Central HP <5.4 tons | BRYANT HEATING AND COOLING SYSTEMS | HRCU-A-CB (Split System: Heat Pump with Remote Outdoor Unit-Air-Source) | 37MUHAQ24AA3 |  |  | CSAH*3612AM* | 987MC60080C21*** | 23200 | 15.2 | 8.1 | 21000 | 18700 | 89.05% | 1.85 | 0 | 10.5 |  |  |  |  | R-454B | 1.9333 | Residential & Commercial | USHP | Ducted CEE Tier 1
216738880 | Central HP <5.4 tons | BRYANT HEATING AND COOLING SYSTEMS | HRCU-A-CB (Split System: Heat Pump with Remote Outdoor Unit-Air-Source) | 37MUHAQ24AA3 |  |  | CSAH*3612AM* | 926TC66120V24*** | 22400 | 15.2 | 8.1 | 20800 | 18400 | 88.46% | 1.85 | 0 | 10.5 |  |  |  |  | R-454B | 1.8667 | Residential & Commercial | USHP | Ducted CEE Tier 1
213927894 | Central HP <5.4 tons | YORK | HRCU-A-CB (Split System: Heat Pump with Remote Outdoor Unit-Air-Source) | HMH72B341 | ASPEN |  | D(A,C,E)36B3G+TXV+TDR | TM9Y100C20MP11 | 32000 | 15.5 | 8.1 | 34000 | 27800 | 81.76% | 2.44 | 0 | 9.4 |  |  |  |  | R-410A | 2.6667 | Residential & Commercial | USHP
215912441 | Central HP <5.4 tons | YORK | HRCU-A-CB (Split System: Heat Pump with Remote Outdoor Unit-Air-Source) | HH836E2S11 | ASPEN |  | C(A,C,D,E)48A3K+TDR | TM8Y100C16MP11 | 31000 | 18 | 8.5 | 30400 | 25000 | 82.24% | 2 | 0 | 11.7 |  |  |  |  | R-454B | 2.5833 | Residential & Commercial | USHP | Ducted CEE Tier 1
216678731 | Central HP <5.4 tons | ARCOAIRE | HRCU-A-CB (Split System: Heat Pump with Remote Outdoor Unit-Air-Source) | DLCURAH36ABK |  |  | EA*4X43L21A* | *97VTN0601716A* | 36200 | 15.5 | 8.5 | 38000 | 34400 | 90.53% | 1.96 | 0 | 10 |  |  |  |  | R-410A | 3.0167 | Residential & Commercial | USHP | Ducted CEE Tier 1
206767153 | Central HP <5.4 tons | ARCOAIRE | HRCU-A-CB (Split System: Heat Pump with Remote Outdoor Unit-Air-Source) | HVH825GKA3* |  |  | EA*4X36L21A*+WALLCON | *80CSU0601716A* | 23600 | 16.5 | 8.1 | 21400 | 16600 | 77.57% | 1.94 | 11.5 | 10.5 |  |  |  |  | R-410A | 1.9667 | Residential & Commercial | USHP | Ducted CEE Tier 1
204299809 | Central HP <5.4 tons | ARCOAIRE | HRCU-A-CB (Split System: Heat Pump with Remote Outdoor Unit-Air-Source) | HVH837GKA** |  |  | EN(A,D,W)4X48L21**+WALLCON | *97CMN1002122A* | 32400 | 17.5 | 8.1 | 33000 | 24800 | 75.15% | 1.96 | 12 | 11.7 |  |  |  |  | R-410A | 2.7 | Residential & Commercial | USHP | Ducted CEE Tier 1
206771481 | Central HP <5.4 tons | ARCOAIRE | HRCU-A-CB (Split System: Heat Pump with Remote Outdoor Unit-Air-Source) | HVH837GKA2* |  |  | EA*4X42L21A*+WALLCON | *96CTN1002122A* | 31800 | 17 | 8.1 | 33000 | 24400 | 73.94% | 1.9 | 11 | 11.5 |  |  |  |  | R-410A | 2.65 | Residential & Commercial | USHP | Ducted CEE Tier 1
215912363 | Central HP <5.4 tons | YORK | HRCU-A-CB (Split System: Heat Pump with Remote Outdoor Unit-Air-Source) | HH824E2S11 | ASPEN |  | D(A,C,E)36A3K+TDR | TM8E040A12MP11 | 20800 | 16.5 | 8.5 | 22400 | 17200 | 76.79% | 2 | 0 | 11.7 |  |  |  |  | R-454B | 1.7333 | Residential & Commercial | USHP | Ducted CEE Tier 1
213500969 | Central HP <5.4 tons | YORK | HRCU-A-CB (Split System: Heat Pump with Remote Outdoor Unit-Air-Source) | YH2F48TB21 | ASPEN |  | D(A,C,E)60B44+TDR | TM9E080C20MP12 | 44000 | 16.1 | 8.3 | 45000 | 31600 | 70.22% | 3.13 | 0 | 11.6 |  |  |  |  | R-410A | 3.6667 | Residential & Commercial | USHP | Ducted CEE Tier 1
215912412 | Central HP <5.4 tons | YORK | HRCU-A-CB (Split System: Heat Pump with Remote Outdoor Unit-Air-Source) | HH824E2S11 | ASPEN |  | C(A,C,D,E)24A3K+TDR | Y81E080B12SMPS1 | 21600 | 18 | 8.1 | 22400 | 18500 | 82.59% | 2 | 0 | 12 |  |  |  |  | R-454B | 1.8 | Residential & Commercial | USHP | Ducted CEE Tier 1
215295598 | Central HP <5.4 tons | AIRQUEST | HRCU-A-CB (Split System: Heat Pump with Remote Outdoor Unit-Air-Source) | DLCURAH36ABK | ADP |  | HE36936 | *96VTN1002120B* | 35800 | 16 | 8.5 | 36200 | 34400 | 95.03% | 2.04 | 0 | 10 |  |  |  |  | R-410A | 2.9833 | Residential & Commercial | USHP | Ducted CEE Tier 1
214280316 | Central HP <5.4 tons | SMART COMFORT | HRCU-A-CB (Split System: Heat Pump with Remote Outdoor Unit-Air-Source) | DLCURAH36ABK |  |  | EA*4X48L21A* | *96MSM0601716A* | 35600 | 15.5 | 8.5 | 38000 | 34800 | 91.58% | 2.04 | 0 | 9.5 |  |  |  |  | R-410A | 2.9667 | Residential & Commercial | USHP
206772994 | Central HP <5.4 tons | ARCOAIRE | HRCU-A-CB (Split System: Heat Pump with Remote Outdoor Unit-Air-Source) | HVH837GKA2* |  |  | EHD4X48AAL+WALLCON | *80CTL0701412A* | 32600 | 17 | 8.1 | 33200 | 25000 | 75.3% | 1.96 | 11.5 | 11 |  |  |  |  | R-410A | 2.7167 | Residential & Commercial | USHP | Ducted CEE Tier 1
214279900 | Central HP <5.4 tons | SMART COMFORT | HRCU-A-CB (Split System: Heat Pump with Remote Outdoor Unit-Air-Source) | DLCURAH24ABK |  |  | EA*4X30L17A* | *96MSM0601716A* | 23400 | 16.5 | 9 | 25800 | 24400 | 94.57% | 2.02 | 0 | 10 |  |  |  |  | R-410A | 1.95 | Residential & Commercial | USHP | Ducted CEE Tier 1
216680535 | Central HP <5.4 tons | SMART COMFORT | HRCU-A-CB (Split System: Heat Pump with Remote Outdoor Unit-Air-Source) | DLCURAH24ABK |  |  | EA*4X36L17A* | *97VTN0801716A* | 23400 | 17 | 9 | 25600 | 23400 | 91.41% | 1.84 | 0 | 10 |  |  |  |  | R-410A | 1.95 | Residential & Commercial | USHP | Ducted CEE Tier 1
216679467 | Central HP <5.4 tons | SMART COMFORT | HRCU-A-CB (Split System: Heat Pump with Remote Outdoor Unit-Air-Source) | DLCURAH24ABK |  |  | EHD4X24AAL | *97VTN0601716A* | 23800 | 16 | 9 | 26400 | 23400 | 88.64% | 1.8 | 0 | 10 |  |  |  |  | R-410A | 1.9833 | Residential & Commercial | USHP | Ducted CEE Tier 1
216678333 | Central HP <5.4 tons | ARCOAIRE | HRCU-A-CB (Split System: Heat Pump with Remote Outdoor Unit-Air-Source) | D5CURAH24AAK |  |  | EA*5X37M17A* | *97VTN0801716A* | 24400 | 15.5 | 8.5 | 23600 | 19300 | 81.78% | 1.94 | 0 | 10 |  |  |  |  | R-454B | 2.0333 | Residential & Commercial | USHP | Ducted CEE Tier 1
215375292 | Central HP <5.4 tons | RUUD | HRCU-A-CB (Split System: Heat Pump with Remote Outdoor Unit-Air-Source) | RD17AZ48AJ3N | ASPEN |  | D(A,C,E)60D34+TDR | R802V1505A24UHS | 45500 | 16 | 8.1 | 45500 | 32400 | 71.21% | 2.4 | 0 | 10 |  |  |  |  | R-410A | 3.7917 | Residential & Commercial | USHP | Ducted CEE Tier 1
215375224 | Central HP <5.4 tons | RUUD | HRCU-A-CB (Split System: Heat Pump with Remote Outdoor Unit-Air-Source) | RD17AZ48AJ3N | ASPEN |  | D(A,C,E)60D34+TDR | R801V1005A21DZ | 45500 | 16 | 8.1 | 45500 | 32200 | 70.77% | 2.4 | 0 | 10 |  |  |  |  | R-410A | 3.7917 | Residential & Commercial | USHP | Ducted CEE Tier 1
215375226 | Central HP <5.4 tons | RUUD | HRCU-A-CB (Split System: Heat Pump with Remote Outdoor Unit-Air-Source) | RD17AZ48AJ3N | ASPEN |  | D(A,C,E)48B44+TDR | R801V1005A21UHN | 44000 | 16 | 8.1 | 45500 | 32400 | 71.21% | 2.4 | 0 | 10 |  |  |  |  | R-410A | 3.6667 | Residential & Commercial | USHP | Ducted CEE Tier 1
215375233 | Central HP <5.4 tons | RUUD | HRCU-A-CB (Split System: Heat Pump with Remote Outdoor Unit-Air-Source) | RD17AZ48AJ3N | ASPEN |  | D(A,C,E)60D36+TDR | R801V1005A21UHS | 45500 | 16 | 8.1 | 45500 | 32400 | 71.21% | 2.4 | 0 | 10 |  |  |  |  | R-410A | 3.7917 | Residential & Commercial | USHP | Ducted CEE Tier 1
215375242 | Central HP <5.4 tons | RUUD | HRCU-A-CB (Split System: Heat Pump with Remote Outdoor Unit-Air-Source) | RD17AZ48AJ3N | ASPEN |  | D(A,C,E)48B44+TDR | R801V1255A24UH | 44000 | 16 | 8.1 | 45500 | 32400 | 71.21% | 2.4 | 0 | 10 |  |  |  |  | R-410A | 3.6667 | Residential & Commercial | USHP | Ducted CEE Tier 1
214394765 | Central HP <5.4 tons | RUUD | HRCU-A-CB (Split System: Heat Pump with Remote Outdoor Unit-Air-Source) | RD17AZ60AJ3N | ASPEN |  | D(A,C,E)60D34+TDR | U802VA100521M | 52000 | 18.8 | 8.1 | 53500 | 49000 | 91.59% | 1.75 | 0 | 9.8 |  |  |  |  | R-410A | 4.3333 | Residential & Commercial | USHP
211261054 | Central HP <5.4 tons | SMART COMFORT | HRCU-A-CB (Split System: Heat Pump with Remote Outdoor Unit-Air-Source) | DLCURAH18ABK |  |  | EA*4X25L17A* | *92ESN0401410A* | 18400 | 15.5 | 8.5 | 18400 | 17500 | 95.11% | 2.12 | 0 | 10.5 |  |  |  |  | R-410A | 1.5333 | Residential & Commercial | USHP | Ducted CEE Tier 1
216736275 | Central HP <5.4 tons | SMART COMFORT | HRCU-A-CB (Split System: Heat Pump with Remote Outdoor Unit-Air-Source) | D5CUHAH24AAK |  |  | ESH5X24M12A* | *80VSL0451412B* | 22200 | 15.2 | 8.1 | 21000 | 19000 | 90.48% | 1.85 | 0 | 10.5 |  |  |  |  | R-454B | 1.85 | Residential & Commercial | USHP | Ducted CEE Tier 1
216734556 | Central HP <5.4 tons | SMART COMFORT | HRCU-A-CB (Split System: Heat Pump with Remote Outdoor Unit-Air-Source) | D5CUHAH24AAK |  |  | EA*5X36M17A* | *97CMN0601714B* | 22200 | 16 | 8.1 | 20800 | 18700 | 89.9% | 1.85 | 0 | 10.5 |  |  |  |  | R-454B | 1.85 | Residential & Commercial | USHP | Ducted CEE Tier 1
216736693 | Central HP <5.4 tons | SMART COMFORT | HRCU-A-CB (Split System: Heat Pump with Remote Outdoor Unit-Air-Source) | D5CUHAH24AAK |  |  | ESH5X24M12A* | *96VSN0601716B* | 22400 | 15.2 | 8.1 | 21200 | 19100 | 90.09% | 1.85 | 0 | 10.5 |  |  |  |  | R-454B | 1.8667 | Residential & Commercial | USHP | Ducted CEE Tier 1
216734354 | Central HP <5.4 tons | SMART COMFORT | HRCU-A-CB (Split System: Heat Pump with Remote Outdoor Unit-Air-Source) | D5CUHAH24AAK |  |  | EA*5X36M17A* | *80CSU0601716A* | 23000 | 17 | 8.5 | 21200 | 19000 | 89.62% | 1.94 | 0 | 11 |  |  |  |  | R-454B | 1.9167 | Residential & Commercial | USHP | Ducted CEE Tier 1
216735608 | Central HP <5.4 tons | SMART COMFORT | HRCU-A-CB (Split System: Heat Pump with Remote Outdoor Unit-Air-Source) | D5CUHAH24AAK |  |  | EA*5X37M21A* | *80CTL0701716B* | 23200 | 16.5 | 8.5 | 20600 | 18400 | 89.32% | 1.96 | 0 | 11 |  |  |  |  | R-454B | 1.9333 | Residential & Commercial | USHP | Ducted CEE Tier 1
215223199 | Central HP <5.4 tons | BRYANT HEATING AND COOLING SYSTEMS | HRCU-A-CB (Split System: Heat Pump with Remote Outdoor Unit-Air-Source) | 288BNV037*0**B* | ADP |  | H,PE9J936 | 987MB66120C24*** | 31800 | 17 | 8.5 | 31000 | 24600 | 79.35% | 1.98 | 0 | 11.5 |  |  |  |  | R-410A | 2.65 | Residential & Commercial | USHP | Ducted CEE Tier 1
215912448 | Central HP <5.4 tons | YORK | HRCU-A-CB (Split System: Heat Pump with Remote Outdoor Unit-Air-Source) | HH836E2S11 | ASPEN |  | C(A,C,D,E)48A3K+TDR | Y81E100C16SMPS1 | 31600 | 18 | 8.5 | 31400 | 25200 | 80.25% | 2 | 0 | 11.7 |  |  |  |  | R-454B | 2.6333 | Residential & Commercial | USHP | Ducted CEE Tier 1
215912450 | Central HP <5.4 tons | YORK | HRCU-A-CB (Split System: Heat Pump with Remote Outdoor Unit-Air-Source) | HH836E2S11 | ASPEN |  | C(A,C,D,E)48A3K+TDR | Y82E080B12LMPS1 | 30800 | 19 | 8.5 | 30000 | 24800 | 82.67% | 2 | 0 | 11.7 |  |  |  |  | R-454B | 2.5667 | Residential & Commercial | USHP | Ducted CEE Tier 1
214279874 | Central HP <5.4 tons | SMART COMFORT | HRCU-A-CB (Split System: Heat Pump with Remote Outdoor Unit-Air-Source) | DLCURAH24ABK |  |  | EA*4X24L17A* | *96MSM0601716A* | 23600 | 16.5 | 9.5 | 26600 | 24800 | 93.23% | 2.04 | 0 | 10 |  |  |  |  | R-410A | 1.9667 | Residential & Commercial | USHP | Ducted CEE Tier 1
214279899 | Central HP <5.4 tons | SMART COMFORT | HRCU-A-CB (Split System: Heat Pump with Remote Outdoor Unit-Air-Source) | DLCURAH24ABK |  |  | EA*4X30L17A* | *96MSN0601716A* | 23400 | 16.5 | 9 | 25800 | 24400 | 94.57% | 2.02 | 0 | 10 |  |  |  |  | R-410A | 1.95 | Residential & Commercial | USHP | Ducted CEE Tier 1
206765729 | Central HP <5.4 tons | ARCOAIRE | HRCU-A-CB (Split System: Heat Pump with Remote Outdoor Unit-Air-Source) | HVH825GKA3* |  |  | EA*4X36L21A*+WALLCON | *80CTL0701716A* | 23600 | 16.5 | 8.1 | 21400 | 16600 | 77.57% | 1.94 | 11 | 11 |  |  |  |  | R-410A | 1.9667 | Residential & Commercial | USHP | Ducted CEE Tier 1
206766865 | Central HP <5.4 tons | ARCOAIRE | HRCU-A-CB (Split System: Heat Pump with Remote Outdoor Unit-Air-Source) | HVH825GKA3* |  |  | EHD4X30AAL+WALLCON | *80CTL0701412A* | 23800 | 16 | 8.1 | 21800 | 16700 | 76.61% | 1.98 | 11 | 10.5 |  |  |  |  | R-410A | 1.9833 | Residential & Commercial | USHP | Ducted CEE Tier 1
213296206 | Central HP <5.4 tons | YORK | HRCU-A-CB (Split System: Heat Pump with Remote Outdoor Unit-Air-Source) | HMH72B341 | ASPEN |  | C(A,C,D,E)48C26+TDR | TM8E100B12MP11 | 30800 | 17.7 | 8.5 | 33800 | 27400 | 81.07% | 2.63 | 0 | 9 |  |  |  |  | R-410A | 2.5667 | Residential & Commercial | USHP
216737890 | Central HP <5.4 tons | BRYANT HEATING AND COOLING SYSTEMS | HRCU-A-CB (Split System: Heat Pump with Remote Outdoor Unit-Air-Source) | 37MUHAQ24AA3 |  |  | CSAH*3012AM* | 927TA48060V17*** | 22400 | 15.5 | 8.1 | 21000 | 18800 | 89.52% | 1.85 | 0 | 10.5 |  |  |  |  | R-454B | 1.8667 | Residential & Commercial | USHP | Ducted CEE Tier 1
204299369 | Central HP <5.4 tons | ARCOAIRE | HRCU-A-CB (Split System: Heat Pump with Remote Outdoor Unit-Air-Source) | HVH837GKA** |  |  | EA*4X48L24A*+WALLCON | *80CTL1352422A* | 32400 | 17.5 | 8.5 | 32400 | 24800 | 76.54% | 2 | 12 | 11.7 |  |  |  |  | R-410A | 2.7 | Residential & Commercial | USHP | Ducted CEE Tier 1
204299919 | Central HP <5.4 tons | ARCOAIRE | HRCU-A-CB (Split System: Heat Pump with Remote Outdoor Unit-Air-Source) | HVH837GKA** |  |  | EN(A,D)4X48L24**+WALLCON | *97CMN1002122A* | 32400 | 17.5 | 8.1 | 33000 | 24800 | 75.15% | 1.96 | 12 | 11.7 |  |  |  |  | R-410A | 2.7 | Residential & Commercial | USHP | Ducted CEE Tier 1
213350120 | Central HP <5.4 tons | YORK | HRCU-A-CB (Split System: Heat Pump with Remote Outdoor Unit-Air-Source) | HMH72B341 | ASPEN |  | D(A,C,E)36A44+TDR | Y81E080B12LMPS1 | 33000 | 18 | 8.2 | 32800 | 29400 | 89.63% | 2.7 | 0 | 9.5 |  |  |  |  | R-410A | 2.75 | Residential & Commercial | USHP
215912383 | Central HP <5.4 tons | YORK | HRCU-A-CB (Split System: Heat Pump with Remote Outdoor Unit-Air-Source) | HH824E2S11 | ASPEN |  | D(A,C,E)36A3K+TDR | TM9V060B12MP12 | 22400 | 17 | 8.1 | 22600 | 18000 | 79.65% | 2 | 0 | 12 |  |  |  |  | R-454B | 1.8667 | Residential & Commercial | USHP | Ducted CEE Tier 1
214395016 | Central HP <5.4 tons | SMART COMFORT | HRCU-A-CB (Split System: Heat Pump with Remote Outdoor Unit-Air-Source) | DLCURAH24ABK |  |  | EN(A,D)4X24L17** | *96MSM0601716A* | 23400 | 16 | 9 | 26600 | 24200 | 90.98% | 2 | 0 | 10 |  |  |  |  | R-410A | 1.95 | Residential & Commercial | USHP | Ducted CEE Tier 1
214596084 | Central HP <5.4 tons | AIRQUEST | HRCU-A-C (Split System: Heat Pump with Remote Outdoor Unit with No Indoor Fan --Air Source) | DLCURAH30ABK | ADP |  | H,PG9J936+TD | 0 | 30000 | 15.2 | 9.65 | 31400 | 26600 | 84.71% | 1.84 | 0 | 10.5 |  |  |  |  | R-410A | 2.5 | Residential & Commercial | USHP | Ducted CEE Tier 1
215912463 | Central HP <5.4 tons | YORK | HRCU-A-CB (Split System: Heat Pump with Remote Outdoor Unit-Air-Source) | HH860E2S11 | ASPEN |  | C(A,C,D,E)48A3K+TDR | Y81E100C16SMPS1 | 40000 | 16.5 | 8.1 | 43500 | 33200 | 76.32% | 2 | 0 | 11.7 |  |  |  |  | R-454B | 3.3333 | Residential & Commercial | USHP | Ducted CEE Tier 1
216056729 | Central HP <5.4 tons | YORK | HRCU-A-CB (Split System: Heat Pump with Remote Outdoor Unit-Air-Source) | HH860E2S11 | ASPEN |  | C(A,C,D,E)48A3K+TDR | TM8Y080C16MP11 | 40000 | 17.5 | 8.1 | 43500 | 33400 | 76.78% | 2 | 0 | 11.2 |  |  |  |  | R-454B | 3.3333 | Residential & Commercial | USHP | Ducted CEE Tier 1
216056746 | Central HP <5.4 tons | YORK | HRCU-A-CB (Split System: Heat Pump with Remote Outdoor Unit-Air-Source) | HH860E2S11 | ASPEN |  | C(A,C,D,E)48A3K+TDR | TMLE080C16MP11 | 40000 | 17.5 | 8.1 | 45000 | 34200 | 76% | 2 | 0 | 10.5 |  |  |  |  | R-454B | 3.3333 | Residential & Commercial | USHP | Ducted CEE Tier 1
216056763 | Central HP <5.4 tons | YORK | HRCU-A-CB (Split System: Heat Pump with Remote Outdoor Unit-Air-Source) | HH860E2S11 | ASPEN |  | C(A,C,D,E)48A3K+TDR | Y81E120C16SMPS1 | 40000 | 17.5 | 8.1 | 43000 | 33000 | 76.74% | 2 | 0 | 11.5 |  |  |  |  | R-454B | 3.3333 | Residential & Commercial | USHP | Ducted CEE Tier 1
216678572 | Central HP <5.4 tons | ARCOAIRE | HRCU-A-CB (Split System: Heat Pump with Remote Outdoor Unit-Air-Source) | D5CURAH24AAK |  |  | FM(C,U)5Z36**AL* | 0 | 24800 | 16 | 9.5 | 24800 | 19600 | 79.03% | 2.14 | 0 | 10 |  |  |  |  | R-454B | 2.0667 | Residential & Commercial | USHP | Ducted CEE Tier 1
215912464 | Central HP <5.4 tons | YORK | HRCU-A-CB (Split System: Heat Pump with Remote Outdoor Unit-Air-Source) | HH860E2S11 | ASPEN |  | C(A,C,D,E)60A3K+TDR | Y81E100C16SMPS1 | 41000 | 17 | 8.5 | 43500 | 33200 | 76.32% | 2 | 0 | 11.7 |  |  |  |  | R-454B | 3.4167 | Residential & Commercial | USHP | Ducted CEE Tier 1
215912475 | Central HP <5.4 tons | YORK | HRCU-A-CB (Split System: Heat Pump with Remote Outdoor Unit-Air-Source) | HH860E2S11 | ASPEN |  | D(A,C,E)60A3K+TDR | Y81E120C16SMPS1 | 41000 | 18 | 8.5 | 43000 | 33000 | 76.74% | 2 | 0 | 11.7 |  |  |  |  | R-454B | 3.4167 | Residential & Commercial | USHP | Ducted CEE Tier 1
214596031 | Central HP <5.4 tons | AIRQUEST | HRCU-A-C (Split System: Heat Pump with Remote Outdoor Unit with No Indoor Fan --Air Source) | DLCURAH36ABK | ADP |  | H,PG34936+TD | 0 | 35800 | 15.2 | 8.45 | 36400 | 31200 | 85.71% | 1.82 | 0 | 10 |  |  |  |  | R-410A | 2.9833 | Residential & Commercial | USHP | Ducted CEE Tier 1
214280290 | Central HP <5.4 tons | SMART COMFORT | HRCU-A-CB (Split System: Heat Pump with Remote Outdoor Unit-Air-Source) | DLCURAH36ABK |  |  | EA*4X42L21A* | *96MSM0601716A* | 35200 | 15.5 | 8.5 | 38500 | 35200 | 91.43% | 1.88 | 0 | 9.5 |  |  |  |  | R-410A | 2.9333 | Residential & Commercial | USHP
216680595 | Central HP <5.4 tons | SMART COMFORT | HRCU-A-CB (Split System: Heat Pump with Remote Outdoor Unit-Air-Source) | DLCURAH24ABK |  |  | EHD4X30AAL | *97VTN0801716A* | 23800 | 16 | 9 | 26000 | 22800 | 87.69% | 1.76 | 0 | 10 |  |  |  |  | R-410A | 1.9833 | Residential & Commercial | USHP | Ducted CEE Tier 1
204299249 | Central HP <5.4 tons | ARCOAIRE | HRCU-A-CB (Split System: Heat Pump with Remote Outdoor Unit-Air-Source) | HVH837GKA** |  |  | EA*4X48L21A*+WALLCON | *96CTN0801714A* | 32200 | 17 | 8.1 | 32800 | 25200 | 76.83% | 1.96 | 11.5 | 11 |  |  |  |  | R-410A | 2.6833 | Residential & Commercial | USHP | Ducted CEE Tier 1
213350122 | Central HP <5.4 tons | YORK | HRCU-A-CB (Split System: Heat Pump with Remote Outdoor Unit-Air-Source) | HMH72B341 | ASPEN |  | C(A,C,D,E)36B34+TDR | Y81E080B12SMPS1 | 33000 | 18 | 8.2 | 32800 | 29400 | 89.63% | 2.7 | 0 | 9.5 |  |  |  |  | R-410A | 2.75 | Residential & Commercial | USHP
213350138 | Central HP <5.4 tons | YORK | HRCU-A-CB (Split System: Heat Pump with Remote Outdoor Unit-Air-Source) | HMH72B341 | ASPEN |  | C(A,C,D,E)36B34+TDR | Y81E080C20SMPS1 | 32000 | 18 | 8.5 | 33400 | 28400 | 85.03% | 2.71 | 0 | 9.9 |  |  |  |  | R-410A | 2.6667 | Residential & Commercial | USHP
216738089 | Central HP <5.4 tons | BRYANT HEATING AND COOLING SYSTEMS | HRCU-A-CB (Split System: Heat Pump with Remote Outdoor Unit-Air-Source) | 37MUHAQ24AA3 |  |  | CSAH*3612AM* | 8(0,1)*SB60090M24*** | 22600 | 16 | 8.1 | 20800 | 18500 | 88.94% | 1.85 | 0 | 11 |  |  |  |  | R-454B | 1.8833 | Residential & Commercial | USHP | Ducted CEE Tier 1
213350174 | Central HP <5.4 tons | YORK | HRCU-A-CB (Split System: Heat Pump with Remote Outdoor Unit-Air-Source) | HMH72B341 | ASPEN |  | C(A,C,D,E)36B34+TDR | Y81E120C20LMPS1 | 32000 | 17.5 | 8.5 | 34000 | 28000 | 82.35% | 2.66 | 0 | 9.4 |  |  |  |  | R-410A | 2.6667 | Residential & Commercial | USHP
213307337 | Central HP <5.4 tons | YORK | HRCU-A-CB (Split System: Heat Pump with Remote Outdoor Unit-Air-Source) | HMH72B341 | ASPEN |  | DM36A36+TDR | TL8E100C20UH11 | 31200 | 17.4 | 8.3 | 33600 | 27200 | 80.95% | 2.62 | 0 | 9.8 |  |  |  |  | R-410A | 2.6 | Residential & Commercial | USHP
213307370 | Central HP <5.4 tons | YORK | HRCU-A-CB (Split System: Heat Pump with Remote Outdoor Unit-Air-Source) | HMH72B341 | ASPEN |  | DM36A36+TDR | TM9V080C16MP12 | 31400 | 17.4 | 8.1 | 33600 | 27200 | 80.95% | 2.57 | 0 | 9.8 |  |  |  |  | R-410A | 2.6167 | Residential & Commercial | USHP
213307371 | Central HP <5.4 tons | YORK | HRCU-A-CB (Split System: Heat Pump with Remote Outdoor Unit-Air-Source) | HMH72B341 | ASPEN |  | DM36A36+TDR | TM9V100C16MP12 | 31400 | 17.4 | 8.2 | 33800 | 27200 | 80.47% | 2.61 | 0 | 9.8 |  |  |  |  | R-410A | 2.6167 | Residential & Commercial | USHP
215375324 | Central HP <5.4 tons | RUUD | HRCU-A-CB (Split System: Heat Pump with Remote Outdoor Unit-Air-Source) | RD17AZ48AJ3N | ASPEN |  | D(A,C,E)60D34+TDR | R951V1005A21UHU | 45500 | 15.2 | 8.1 | 45500 | 32600 | 71.65% | 2.3 | 0 | 10 |  |  |  |  | R-410A | 3.7917 | Residential & Commercial | USHP | Ducted CEE Tier 1
206765540 | Central HP <5.4 tons | ARCOAIRE | HRCU-A-CB (Split System: Heat Pump with Remote Outdoor Unit-Air-Source) | HVH825GKA3* |  |  | EA*4X25L17A*+WALLCON | *97CMN0801714A* | 24200 | 16.5 | 8.1 | 21400 | 16700 | 78.04% | 2 | 11 | 11 |  |  |  |  | R-410A | 2.0167 | Residential & Commercial | USHP | Ducted CEE Tier 1
216683093 | Central HP <5.4 tons | SMART COMFORT | HRCU-A-CB (Split System: Heat Pump with Remote Outdoor Unit-Air-Source) | DLCURAH18ABK |  |  | EHD4X24AAL | *97VTN1002122A* | 17800 | 15.2 | 8.5 | 18500 | 18500 | 100% | 2.1 | 0 | 10.5 |  |  |  |  | R-410A | 1.4833 | Residential & Commercial | USHP | Ducted CEE Tier 1
216056815 | Central HP <5.4 tons | YORK | HRCU-A-CB (Split System: Heat Pump with Remote Outdoor Unit-Air-Source) | HH860E2S11 | ASPEN |  | D(A,C,E)60A3K+TDR | TM8Y120C20MP11 | 41000 | 17.5 | 8.1 | 44500 | 33800 | 75.96% | 2 | 0 | 11.5 |  |  |  |  | R-454B | 3.4167 | Residential & Commercial | USHP | Ducted CEE Tier 1
216056830 | Central HP <5.4 tons | YORK | HRCU-A-CB (Split System: Heat Pump with Remote Outdoor Unit-Air-Source) | HH860E2S11 | ASPEN |  | C(A,C,D,E)60A3K+TDR | TM9V100C20MP12 | 41000 | 18 | 8.5 | 44500 | 33800 | 75.96% | 2 | 0 | 10.5 |  |  |  |  | R-454B | 3.4167 | Residential & Commercial | USHP | Ducted CEE Tier 1
216056831 | Central HP <5.4 tons | YORK | HRCU-A-CB (Split System: Heat Pump with Remote Outdoor Unit-Air-Source) | HH860E2S11 | ASPEN |  | D(A,C,E)60A3K+TDR | TM9V100C20MP12 | 41000 | 18 | 8.5 | 44500 | 33800 | 75.96% | 2 | 0 | 10.5 |  |  |  |  | R-454B | 3.4167 | Residential & Commercial | USHP | Ducted CEE Tier 1
216056847 | Central HP <5.4 tons | YORK | HRCU-A-CB (Split System: Heat Pump with Remote Outdoor Unit-Air-Source) | HH860E2S11 | ASPEN |  | D(A,C,E)60A3K+TDR | TMLE100C16MP11 | 41000 | 18 | 8.5 | 45000 | 34200 | 76% | 2 | 0 | 10.5 |  |  |  |  | R-454B | 3.4167 | Residential & Commercial | USHP | Ducted CEE Tier 1
216056850 | Central HP <5.4 tons | YORK | HRCU-A-CB (Split System: Heat Pump with Remote Outdoor Unit-Air-Source) | HH860E2S11 | ASPEN |  | C(A,C,D,E)60A3K+TDR | TMLE120C16MP11 | 41000 | 18 | 8.5 | 45000 | 34200 | 76% | 2 | 0 | 10.5 |  |  |  |  | R-454B | 3.4167 | Residential & Commercial | USHP | Ducted CEE Tier 1
205750705 | Central HP <5.4 tons | ARCOAIRE | HRCU-A-CB (Split System: Heat Pump with Remote Outdoor Unit-Air-Source) | HVH825GKA2* |  |  | EA*4X37L21A*+WALLCON | *97CMN1002122A* | 24400 | 16.5 | 8.5 | 21200 | 16600 | 78.3% | 2.04 | 11 | 11 |  |  |  |  | R-410A | 2.0333 | Residential & Commercial | USHP | Ducted CEE Tier 1
216056463 | Central HP <5.4 tons | YORK | HRCU-A-CB (Split System: Heat Pump with Remote Outdoor Unit-Air-Source) | HH824E2S11 | ASPEN |  | D(A,C,E)24B4K+TDR | TM8Y060A12MP11 | 21000 | 18 | 9 | 22800 | 18400 | 80.7% | 2 | 0 | 10.5 |  |  |  |  | R-454B | 1.75 | Residential & Commercial | USHP | Ducted CEE Tier 1
216056496 | Central HP <5.4 tons | YORK | HRCU-A-CB (Split System: Heat Pump with Remote Outdoor Unit-Air-Source) | HH824E2S11 | ASPEN |  | D(A,C,E)24B4K+TDR | YPLC080B12MP13 | 22400 | 17 | 8.5 | 22800 | 17700 | 77.63% | 2 | 0 | 12 |  |  |  |  | R-454B | 1.8667 | Residential & Commercial | USHP | Ducted CEE Tier 1
216735380 | Central HP <5.4 tons | SMART COMFORT | HRCU-A-CB (Split System: Heat Pump with Remote Outdoor Unit-Air-Source) | D5CUHAH24AAK |  |  | EA*5X37M17A* | *97VTN0801716A* | 23000 | 16.5 | 8.5 | 20800 | 18500 | 88.94% | 1.96 | 0 | 11 |  |  |  |  | R-454B | 1.9167 | Residential & Commercial | USHP | Ducted CEE Tier 1
216735044 | Central HP <5.4 tons | SMART COMFORT | HRCU-A-CB (Split System: Heat Pump with Remote Outdoor Unit-Air-Source) | D5CUHAH24AAK |  |  | EA*5X37M17A* | *80CTL0701716B* | 23000 | 16.5 | 8.5 | 20800 | 18500 | 88.94% | 1.94 | 0 | 11 |  |  |  |  | R-454B | 1.9167 | Residential & Commercial | USHP | Ducted CEE Tier 1
216736750 | Central HP <5.4 tons | SMART COMFORT | HRCU-A-CB (Split System: Heat Pump with Remote Outdoor Unit-Air-Source) | D5CUHAH24AAK |  |  | ESH5X24M12A* | *95MSU0601716A* | 22600 | 15.5 | 8.1 | 21200 | 19100 | 90.09% | 1.85 | 0 | 10.5 |  |  |  |  | R-454B | 1.8833 | Residential & Commercial | USHP | Ducted CEE Tier 1
214279756 | Central HP <5.4 tons | SMART COMFORT | HRCU-A-CB (Split System: Heat Pump with Remote Outdoor Unit-Air-Source) | DLCURAH18ABK |  |  | EA*4X25L17A* | *96MSN0601716A* | 17700 | 16 | 8.5 | 17600 | 17800 | 101.1% | 2.14 | 0 | 10.5 |  |  |  |  | R-410A | 1.475 | Residential & Commercial | USHP | Ducted CEE Tier 1
216643259 | Central HP <5.4 tons | SMART COMFORT | HRCU-A-CB (Split System: Heat Pump with Remote Outdoor Unit-Air-Source) | D5CUHAH18AAK |  |  | EA*5X19M17A* | *80MS(N,L)0701412A* | 18400 | 15.2 | 10.5 | 20000 | 17700 | 88.5% | 2 | 0 | 11.5 |  |  |  |  | R-454B | 1.5333 | Residential & Commercial | USHP | Ducted CEE Tier 1
216643534 | Central HP <5.4 tons | SMART COMFORT | HRCU-A-CB (Split System: Heat Pump with Remote Outdoor Unit-Air-Source) | D5CUHAH18AAK |  |  | EA*5X30M17A* | *80MSU0401712A* | 17800 | 15.2 | 9.5 | 20000 | 18100 | 90.5% | 1.92 | 0 | 11 |  |  |  |  | R-454B | 1.4833 | Residential & Commercial | USHP | Ducted CEE Tier 1
216736790 | Central HP <5.4 tons | SMART COMFORT | HRCU-A-CB (Split System: Heat Pump with Remote Outdoor Unit-Air-Source) | D5CUHAH24AAK |  |  | ESH5X24M12A* | *96CTN0601714B* | 22400 | 15.5 | 8.1 | 21200 | 19000 | 89.62% | 1.85 | 0 | 10.5 |  |  |  |  | R-454B | 1.8667 | Residential & Commercial | USHP | Ducted CEE Tier 1
216735077 | Central HP <5.4 tons | SMART COMFORT | HRCU-A-CB (Split System: Heat Pump with Remote Outdoor Unit-Air-Source) | D5CUHAH24AAK |  |  | EA*5X37M17A* | *80VTL0701716B* | 22800 | 16 | 8.5 | 20800 | 18400 | 88.46% | 1.96 | 0 | 11 |  |  |  |  | R-454B | 1.9 | Residential & Commercial | USHP | Ducted CEE Tier 1
216737240 | Central HP <5.4 tons | SMART COMFORT | HRCU-A-CB (Split System: Heat Pump with Remote Outdoor Unit-Air-Source) | D5CUHAH24AAK |  |  | ESH5X30M12A* | *80MSU0802120A* | 22800 | 16 | 8.5 | 21200 | 19000 | 89.62% | 1.96 | 0 | 10.5 |  |  |  |  | R-454B | 1.9 | Residential & Commercial | USHP | Ducted CEE Tier 1
216736931 | Central HP <5.4 tons | SMART COMFORT | HRCU-A-CB (Split System: Heat Pump with Remote Outdoor Unit-Air-Source) | D5CUHAH24AAK |  |  | ESH5X24M12A* | *97VTN0802120A* | 22200 | 15.2 | 8.1 | 21000 | 19000 | 90.48% | 1.9 | 0 | 10.5 |  |  |  |  | R-454B | 1.85 | Residential & Commercial | USHP | Ducted CEE Tier 1
204459406 | Central HP <5.4 tons | ARCOAIRE | HRCU-A-CB (Split System: Heat Pump with Remote Outdoor Unit-Air-Source) | HVH825GKA2* |  |  | EHD4X36AAL+WALLCON | *80CTL0701412A* | 24000 | 16.5 | 8.1 | 21400 | 16600 | 77.57% | 2 | 11.5 | 11 |  |  |  |  | R-410A | 2 | Residential & Commercial | USHP | Ducted CEE Tier 1
204456718 | Central HP <5.4 tons | ARCOAIRE | HRCU-A-CB (Split System: Heat Pump with Remote Outdoor Unit-Air-Source) | HVH825GKA2* |  |  | EA*4X36L21A*+WALLCON | *97CMN0601714A* | 23400 | 16 | 8.1 | 21600 | 16800 | 77.78% | 1.92 | 11 | 10.5 |  |  |  |  | R-410A | 1.95 | Residential & Commercial | USHP | Ducted CEE Tier 1
216727546 | Central HP <5.4 tons | CARRIER | HRCU-A-CB (Split System: Heat Pump with Remote Outdoor Unit-Air-Source) | 37MUHAQ24AA3 |  |  | CAA**3617AM* | 59SC6A060M17**16 | 22200 | 15.5 | 8.1 | 20800 | 18700 | 89.9% | 1.85 | 0 | 10.5 |  |  |  |  | R-454B | 1.85 | Residential & Commercial | USHP | Ducted CEE Tier 1
216727560 | Central HP <5.4 tons | CARRIER | HRCU-A-CB (Split System: Heat Pump with Remote Outdoor Unit-Air-Source) | 37MUHAQ24AA3 |  |  | CAA**3617AM* | 59TP6C040V17**12 | 22200 | 15.5 | 8.1 | 20800 | 18700 | 89.9% | 1.85 | 0 | 10.5 |  |  |  |  | R-454B | 1.85 | Residential & Commercial | USHP | Ducted CEE Tier 1
216727577 | Central HP <5.4 tons | CARRIER | HRCU-A-CB (Split System: Heat Pump with Remote Outdoor Unit-Air-Source) | 37MUHAQ24AA3 |  |  | CAA**3717AM* | 58S(B,C)*B070M17**16 | 22800 | 16 | 8.5 | 20600 | 18400 | 89.32% | 1.96 | 0 | 11 |  |  |  |  | R-454B | 1.9 | Residential & Commercial | USHP | Ducted CEE Tier 1
216727579 | Central HP <5.4 tons | CARRIER | HRCU-A-CB (Split System: Heat Pump with Remote Outdoor Unit-Air-Source) | 37MUHAQ24AA3 |  |  | CAA**3717AM* | 58SP*B045V14**12 | 23000 | 16.5 | 8.5 | 20800 | 18500 | 88.94% | 1.96 | 0 | 11 |  |  |  |  | R-454B | 1.9167 | Residential & Commercial | USHP | Ducted CEE Tier 1
206773183 | Central HP <5.4 tons | ARCOAIRE | HRCU-A-CB (Split System: Heat Pump with Remote Outdoor Unit-Air-Source) | HVH837GKA2* |  |  | EA*4X48L24A*+WALLCON | *80CSU1002120A* | 32200 | 17 | 8.1 | 32600 | 25000 | 76.69% | 1.96 | 12 | 11 |  |  |  |  | R-410A | 2.6833 | Residential & Commercial | USHP | Ducted CEE Tier 1
206773332 | Central HP <5.4 tons | ARCOAIRE | HRCU-A-CB (Split System: Heat Pump with Remote Outdoor Unit-Air-Source) | HVH837GKA2* |  |  | EHD4X42AAL+WALLCON | *80CSU0601716A* | 32400 | 16.5 | 8.1 | 33200 | 24800 | 74.7% | 1.94 | 11.5 | 11 |  |  |  |  | R-410A | 2.7 | Residential & Commercial | USHP | Ducted CEE Tier 1
206772832 | Central HP <5.4 tons | ARCOAIRE | HRCU-A-CB (Split System: Heat Pump with Remote Outdoor Unit-Air-Source) | HVH837GKA2* |  |  | EHD4X42AAL+WALLCON | *80CTL0901716A* | 32600 | 17 | 8.1 | 33000 | 24800 | 75.15% | 1.96 | 12 | 11 |  |  |  |  | R-410A | 2.7167 | Residential & Commercial | USHP | Ducted CEE Tier 1
215399948 | Central HP <5.4 tons | YORK | HRCU-A-C (Split System: Heat Pump with Remote Outdoor Unit with No Indoor Fan --Air Source) | HH824E2S11 | ASPEN |  | D(A,C,E)36A3K+TDR | 0 | 22400 | 15.2 | 8.5 | 22600 | 21200 | 93.81% | 2.65 | 0 | 11 |  |  |  |  | R-454B | 1.8667 | Residential & Commercial | USHP | Ducted CEE Tier 1
214595319 | Central HP <5.4 tons | BOSCH | HRCU-A-C (Split System: Heat Pump with Remote Outdoor Unit with No Indoor Fan --Air Source) | BOVB-36HDN1-M20G | ASPEN |  | D(A,C,E)36B46+TDR | 0 | 22000 | 15.2 | 8.8 | 23800 | 28000 | 117.6% | 1.9 | 0 | 11.9 |  |  |  |  | R-410A | 1.8333 | Residential & Commercial | USHP | Ducted CEE Tier 1
216678695 | Central HP <5.4 tons | ARCOAIRE | HRCU-A-CB (Split System: Heat Pump with Remote Outdoor Unit-Air-Source) | DLCURAH36ABK |  |  | EA*4X36L21A* | *97VTN0601716A* | 35000 | 15.5 | 8.5 | 38500 | 34800 | 90.39% | 1.75 | 0 | 9.5 |  |  |  |  | R-410A | 2.9167 | Residential & Commercial | USHP
213941158 | Central HP <5.4 tons | YORK | HRCU-A-CB (Split System: Heat Pump with Remote Outdoor Unit-Air-Source) | HMH72B341 | ASPEN |  | D(A,C,E)42D34+TDR | TM9Y060B12MP11 | 32600 | 17.5 | 8.1 | 34000 | 29400 | 86.47% | 2.43 | 0 | 9.5 |  |  |  |  | R-410A | 2.7167 | Residential & Commercial | USHP
214092004 | Central HP <5.4 tons | YORK | HRCU-A-CB (Split System: Heat Pump with Remote Outdoor Unit-Air-Source) | HMH72B341 | ASPEN |  | D(A,C,E)42A44+TDR | TM8Y080C16MP11 | 32400 | 18.5 | 8.5 | 34000 | 27400 | 80.59% | 2.66 | 0 | 10 |  |  |  |  | R-410A | 2.7 | Residential & Commercial | USHP | Ducted CEE Tier 1
214092007 | Central HP <5.4 tons | YORK | HRCU-A-CB (Split System: Heat Pump with Remote Outdoor Unit-Air-Source) | HMH72B341 | ASPEN |  | D(A,C,E)42A44+TDR | TM8Y100C16MP11 | 32400 | 18.5 | 8.5 | 34000 | 27400 | 80.59% | 2.66 | 0 | 10 |  |  |  |  | R-410A | 2.7 | Residential & Commercial | USHP | Ducted CEE Tier 1
214092039 | Central HP <5.4 tons | YORK | HRCU-A-CB (Split System: Heat Pump with Remote Outdoor Unit-Air-Source) | HMH72B341 | ASPEN |  | D(A,C,E)42A44+TDR | TM9V060B12MP12 | 32600 | 17.5 | 8.1 | 34000 | 27800 | 81.76% | 2.63 | 0 | 9.5 |  |  |  |  | R-410A | 2.7167 | Residential & Commercial | USHP
216056579 | Central HP <5.4 tons | YORK | HRCU-A-CB (Split System: Heat Pump with Remote Outdoor Unit-Air-Source) | HH824E2S11 | ASPEN |  | D(A,C,E)36A4K+TDR | Y81E040A12SMPS1 | 21000 | 17.5 | 9.5 | 22800 | 18100 | 79.39% | 2 | 0 | 11.2 |  |  |  |  | R-454B | 1.75 | Residential & Commercial | USHP | Ducted CEE Tier 1
216056863 | Central HP <5.4 tons | YORK | HRCU-A-CB (Split System: Heat Pump with Remote Outdoor Unit-Air-Source) | HH860E2S11 | ASPEN |  | D(A,C,E)60A3K+TDR | TP9C100C16MP13 | 40500 | 17 | 8.5 | 43500 | 33200 | 76.32% | 2 | 0 | 11 |  |  |  |  | R-454B | 3.375 | Residential & Commercial | USHP | Ducted CEE Tier 1
216056883 | Central HP <5.4 tons | YORK | HRCU-A-CB (Split System: Heat Pump with Remote Outdoor Unit-Air-Source) | HH860E2S11 | ASPEN |  | D(A,C,E)60A3K+TDR | Y91E100C16SMPS1 | 42000 | 18 | 8.5 | 46500 | 34200 | 73.55% | 2 | 0 | 10.5 |  |  |  |  | R-454B | 3.5 | Residential & Commercial | USHP | Ducted CEE Tier 1
204456731 | Central HP <5.4 tons | ARCOAIRE | HRCU-A-CB (Split System: Heat Pump with Remote Outdoor Unit-Air-Source) | HVH825GKA2* |  |  | EA*4X36L21A*+WALLCON | *97CMN0801714A* | 23600 | 16.5 | 8.1 | 21600 | 16700 | 77.31% | 1.92 | 11.5 | 11 |  |  |  |  | R-410A | 1.9667 | Residential & Commercial | USHP | Ducted CEE Tier 1
204456700 | Central HP <5.4 tons | ARCOAIRE | HRCU-A-CB (Split System: Heat Pump with Remote Outdoor Unit-Air-Source) | HVH825GKA2* |  |  | EA*4X36L21A*+WALLCON | *96CTN0601714A* | 23400 | 16.5 | 8.1 | 21600 | 16700 | 77.31% | 1.92 | 11 | 10.5 |  |  |  |  | R-410A | 1.95 | Residential & Commercial | USHP | Ducted CEE Tier 1
204456484 | Central HP <5.4 tons | ARCOAIRE | HRCU-A-CB (Split System: Heat Pump with Remote Outdoor Unit-Air-Source) | HVH825GKA2* |  |  | EA*4X25L17A*+WALLCON | *97CMN0801714A* | 24200 | 16.5 | 8.1 | 21400 | 16700 | 78.04% | 2 | 11 | 11 |  |  |  |  | R-410A | 2.0167 | Residential & Commercial | USHP | Ducted CEE Tier 1
204456448 | Central HP <5.4 tons | ARCOAIRE | HRCU-A-CB (Split System: Heat Pump with Remote Outdoor Unit-Air-Source) | HVH825GKA2* |  |  | EA*4X25L17A*+WALLCON | *80CTL0701716A* | 24400 | 16.5 | 8.1 | 21200 | 16600 | 78.3% | 2.02 | 11 | 11 |  |  |  |  | R-410A | 2.0333 | Residential & Commercial | USHP | Ducted CEE Tier 1
216735837 | Central HP <5.4 tons | SMART COMFORT | HRCU-A-CB (Split System: Heat Pump with Remote Outdoor Unit-Air-Source) | D5CUHAH24AAK |  |  | EA*5X37M21A* | *96MSN0802120A* | 23000 | 16 | 8.5 | 20600 | 18400 | 89.32% | 1.98 | 0 | 11 |  |  |  |  | R-454B | 1.9167 | Residential & Commercial | USHP | Ducted CEE Tier 1
216735703 | Central HP <5.4 tons | SMART COMFORT | HRCU-A-CB (Split System: Heat Pump with Remote Outdoor Unit-Air-Source) | D5CUHAH24AAK |  |  | EA*5X37M21A* | *95CSU1002122B* | 23800 | 15.5 | 8.5 | 21000 | 18700 | 89.05% | 1.98 | 0 | 11 |  |  |  |  | R-454B | 1.9833 | Residential & Commercial | USHP | Ducted CEE Tier 1
206773431 | Central HP <5.4 tons | ARCOAIRE | HRCU-A-CB (Split System: Heat Pump with Remote Outdoor Unit-Air-Source) | HVH837GKA2* |  |  | EA*4X37L21A*+WALLCON | *95CSU1002122A* | 33000 | 17.5 | 8.5 | 32800 | 25000 | 76.22% | 2 | 12 | 11.5 |  |  |  |  | R-410A | 2.75 | Residential & Commercial | USHP | Ducted CEE Tier 1
216727610 | Central HP <5.4 tons | CARRIER | HRCU-A-CB (Split System: Heat Pump with Remote Outdoor Unit-Air-Source) | 37MUHAQ24AA3 |  |  | CAA**3717AM* | 59SP6B080V17**16 | 23000 | 16.5 | 8.5 | 20800 | 18500 | 88.94% | 1.96 | 0 | 11 |  |  |  |  | R-454B | 1.9167 | Residential & Commercial | USHP | Ducted CEE Tier 1
216727643 | Central HP <5.4 tons | CARRIER | HRCU-A-CB (Split System: Heat Pump with Remote Outdoor Unit-Air-Source) | 37MUHAQ24AA3 |  |  | CAA**3721AM* | 58SP*B110V21**22 | 23000 | 15.5 | 8.5 | 20600 | 18300 | 88.83% | 1.98 | 0 | 11 |  |  |  |  | R-454B | 1.9167 | Residential & Commercial | USHP | Ducted CEE Tier 1
216727694 | Central HP <5.4 tons | CARRIER | HRCU-A-CB (Split System: Heat Pump with Remote Outdoor Unit-Air-Source) | 37MUHAQ24AA3 |  |  | CAA**3721AM* | 59TP6C080V17**16 | 23200 | 16.5 | 8.5 | 20800 | 18500 | 88.94% | 1.96 | 0 | 11 |  |  |  |  | R-454B | 1.9333 | Residential & Commercial | USHP | Ducted CEE Tier 1
216727711 | Central HP <5.4 tons | CARRIER | HRCU-A-CB (Split System: Heat Pump with Remote Outdoor Unit-Air-Source) | 37MUHAQ24AA3 |  |  | CSAH*2412AM* | 58S(B,C)*B070M14**12 | 22400 | 15.2 | 8.1 | 21200 | 19000 | 89.62% | 1.85 | 0 | 10.5 |  |  |  |  | R-454B | 1.8667 | Residential & Commercial | USHP | Ducted CEE Tier 1
204298739 | Central HP <5.4 tons | ARCOAIRE | HRCU-A-CB (Split System: Heat Pump with Remote Outdoor Unit-Air-Source) | HVH837GKA** |  |  | EA*4X36L21A*+WALLCON | *97CMN1002122A* | 31600 | 17 | 8.1 | 33200 | 24200 | 72.89% | 1.86 | 11.5 | 11 |  |  |  |  | R-410A | 2.6333 | Residential & Commercial | USHP | Ducted CEE Tier 1
212975483 | Central HP <5.4 tons | SMART COMFORT | HRCU-A-CB (Split System: Heat Pump with Remote Outdoor Unit-Air-Source) | DLCURAH18ABK |  |  | EN(A,D)4X30L14** | *96VTN0601412B* | 17400 | 16 | 8.1 | 18000 | 18700 | 103.9% | 2.24 | 0 | 11 |  |  |  |  | R-410A | 1.45 | Residential & Commercial | USHP | Ducted CEE Tier 1
213927865 | Central HP <5.4 tons | YORK | HRCU-A-CB (Split System: Heat Pump with Remote Outdoor Unit-Air-Source) | HMH72B341 | ASPEN |  | D(A,C,E)36A4G+TXV+TDR | TM9E080C16MP12 | 32200 | 18 | 8.1 | 33600 | 27200 | 80.95% | 2.53 | 0 | 9.9 |  |  |  |  | R-410A | 2.6833 | Residential & Commercial | USHP
215912451 | Central HP <5.4 tons | YORK | HRCU-A-CB (Split System: Heat Pump with Remote Outdoor Unit-Air-Source) | HH860E2S11 | ASPEN |  | C(A,C,D,E)60B3K+TDR | TL9E100C20UH11 | 41500 | 17 | 8.5 | 44000 | 33400 | 75.91% | 2 | 0 | 11.7 |  |  |  |  | R-454B | 3.4583 | Residential & Commercial | USHP | Ducted CEE Tier 1
204298659 | Central HP <5.4 tons | ARCOAIRE | HRCU-A-CB (Split System: Heat Pump with Remote Outdoor Unit-Air-Source) | HVH837GKA** |  |  | EA*4X36L21A*+WALLCON | *80CTL0701716A* | 31400 | 17 | 8.1 | 33400 | 24400 | 73.05% | 1.84 | 11.5 | 11 |  |  |  |  | R-410A | 2.6167 | Residential & Commercial | USHP | Ducted CEE Tier 1
215223190 | Central HP <5.4 tons | BRYANT HEATING AND COOLING SYSTEMS | HRCU-A-CB (Split System: Heat Pump with Remote Outdoor Unit-Air-Source) | 288BNV037*0**A* | ADP |  | H,PE9J936 | 987MB66120C24*** | 31800 | 17 | 8.5 | 31000 | 24600 | 79.35% | 1.98 | 0 | 11.5 |  |  |  |  | R-410A | 2.65 | Residential & Commercial | USHP | Ducted CEE Tier 1
216734463 | Central HP <5.4 tons | SMART COMFORT | HRCU-A-CB (Split System: Heat Pump with Remote Outdoor Unit-Air-Source) | D5CUHAH24AAK |  |  | EA*5X36M17A* | *80MSU0401712A* | 22400 | 16.5 | 8.5 | 20800 | 18700 | 89.9% | 1.96 | 0 | 11 |  |  |  |  | R-454B | 1.8667 | Residential & Commercial | USHP | Ducted CEE Tier 1
216735230 | Central HP <5.4 tons | SMART COMFORT | HRCU-A-CB (Split System: Heat Pump with Remote Outdoor Unit-Air-Source) | D5CUHAH24AAK |  |  | EA*5X37M17A* | *96VSN0401712B* | 22800 | 16 | 8.5 | 20800 | 18600 | 89.42% | 1.96 | 0 | 10.5 |  |  |  |  | R-454B | 1.9 | Residential & Commercial | USHP | Ducted CEE Tier 1
216735532 | Central HP <5.4 tons | SMART COMFORT | HRCU-A-CB (Split System: Heat Pump with Remote Outdoor Unit-Air-Source) | D5CUHAH24AAK |  |  | EA*5X37M21A* | *80VSL0901716B* | 22800 | 16 | 8.5 | 20400 | 18300 | 89.71% | 1.98 | 0 | 11 |  |  |  |  | R-454B | 1.9 | Residential & Commercial | USHP | Ducted CEE Tier 1
216735267 | Central HP <5.4 tons | SMART COMFORT | HRCU-A-CB (Split System: Heat Pump with Remote Outdoor Unit-Air-Source) | D5CUHAH24AAK |  |  | EA*5X37M17A* | *95MSU0401712A* | 22800 | 16 | 8.5 | 20800 | 18500 | 88.94% | 1.96 | 0 | 11 |  |  |  |  | R-454B | 1.9 | Residential & Commercial | USHP | Ducted CEE Tier 1
216735767 | Central HP <5.4 tons | SMART COMFORT | HRCU-A-CB (Split System: Heat Pump with Remote Outdoor Unit-Air-Source) | D5CUHAH24AAK |  |  | EA*5X37M21A* | *92MSN0601714A* | 23000 | 16 | 8.5 | 20600 | 18400 | 89.32% | 1.98 | 0 | 11 |  |  |  |  | R-454B | 1.9167 | Residential & Commercial | USHP | Ducted CEE Tier 1
216678783 | Central HP <5.4 tons | SMART COMFORT | HRCU-A-CB (Split System: Heat Pump with Remote Outdoor Unit-Air-Source) | DLCURAH36ABK |  |  | EHD4X48AAL | *97VTN0601716A* | 36000 | 15.2 | 8.5 | 38500 | 34600 | 89.87% | 1.82 | 0 | 9.8 |  |  |  |  | R-410A | 3 | Residential & Commercial | USHP
215292188 | Central HP <5.4 tons | AIRQUEST | HRCU-A-CB (Split System: Heat Pump with Remote Outdoor Unit-Air-Source) | DLCURAH24ABK | ADP |  | HG34936 | *96MSN0261410A* | 23400 | 16 | 8.5 | 24600 | 24600 | 100% | 2.08 | 0 | 10 |  |  |  |  | R-410A | 1.95 | Residential & Commercial | USHP | Ducted CEE Tier 1
215292199 | Central HP <5.4 tons | AIRQUEST | HRCU-A-CB (Split System: Heat Pump with Remote Outdoor Unit-Air-Source) | DLCURAH24ABK | ADP |  | HE30924 | *96MSN0261410A* | 22600 | 16 | 8.5 | 25400 | 25800 | 101.6% | 2.2 | 0 | 9.5 |  |  |  |  | R-410A | 1.8833 | Residential & Commercial | USHP
216737077 | Central HP <5.4 tons | SMART COMFORT | HRCU-A-CB (Split System: Heat Pump with Remote Outdoor Unit-Air-Source) | D5CUHAH24AAK |  |  | ESH5X30M12A* | *80MS(N,L)0901714A* | 22400 | 15.5 | 8.1 | 21000 | 18800 | 89.52% | 1.9 | 0 | 10.5 |  |  |  |  | R-454B | 1.8667 | Residential & Commercial | USHP | Ducted CEE Tier 1
216735158 | Central HP <5.4 tons | SMART COMFORT | HRCU-A-CB (Split System: Heat Pump with Remote Outdoor Unit-Air-Source) | D5CUHAH24AAK |  |  | EA*5X37M17A* | *92MSN0801716A* | 23200 | 16 | 8.5 | 20800 | 18500 | 88.94% | 1.96 | 0 | 11 |  |  |  |  | R-454B | 1.9333 | Residential & Commercial | USHP | Ducted CEE Tier 1
216735523 | Central HP <5.4 tons | SMART COMFORT | HRCU-A-CB (Split System: Heat Pump with Remote Outdoor Unit-Air-Source) | D5CUHAH24AAK |  |  | EA*5X37M21A* | *80VSL0701716B* | 23000 | 16.5 | 8.5 | 20600 | 18300 | 88.83% | 1.96 | 0 | 11 |  |  |  |  | R-454B | 1.9167 | Residential & Commercial | USHP | Ducted CEE Tier 1
216735590 | Central HP <5.4 tons | SMART COMFORT | HRCU-A-CB (Split System: Heat Pump with Remote Outdoor Unit-Air-Source) | D5CUHAH24AAK |  |  | EA*5X37M21A* | *80MSU1002120A* | 23200 | 16.5 | 8.5 | 20800 | 18500 | 88.94% | 1.96 | 0 | 11 |  |  |  |  | R-454B | 1.9333 | Residential & Commercial | USHP | Ducted CEE Tier 1
211262192 | Central HP <5.4 tons | SMART COMFORT | HRCU-A-CB (Split System: Heat Pump with Remote Outdoor Unit-Air-Source) | DLCURAH18ABK |  |  | EA*4X30L17A* | OMV098J12* | 18300 | 16 | 8.5 | 18900 | 18400 | 97.35% | 2.22 | 0 | 10.5 |  |  |  |  | R-410A | 1.525 | Residential & Commercial | USHP | Ducted CEE Tier 1
212977811 | Central HP <5.4 tons | SMART COMFORT | HRCU-A-CB (Split System: Heat Pump with Remote Outdoor Unit-Air-Source) | DLCURAH18ABK |  |  | EN(A,D)4X24L17** | *80MS(N,L)0451412A* | 17500 | 16.5 | 8.5 | 18400 | 19200 | 104.3% | 2.3 | 0 | 11 |  |  |  |  | R-410A | 1.4583 | Residential & Commercial | USHP | Ducted CEE Tier 1
216677734 | Central HP <5.4 tons | ARCOAIRE | HRCU-A-CB (Split System: Heat Pump with Remote Outdoor Unit-Air-Source) | D5CURAH24AAK |  |  | EA*5X30M17A* | *95CSU0601716B* | 23400 | 15.2 | 8.5 | 24200 | 19400 | 80.17% | 1.9 | 0 | 9.8 |  |  |  |  | R-454B | 1.95 | Residential & Commercial | USHP
216735921 | Central HP <5.4 tons | SMART COMFORT | HRCU-A-CB (Split System: Heat Pump with Remote Outdoor Unit-Air-Source) | D5CUHAH24AAK |  |  | EA*5X37M21A* | *95MSU0601716A* | 23000 | 16.5 | 8.5 | 20600 | 18400 | 89.32% | 1.96 | 0 | 11 |  |  |  |  | R-454B | 1.9167 | Residential & Commercial | USHP | Ducted CEE Tier 1
216736064 | Central HP <5.4 tons | SMART COMFORT | HRCU-A-CB (Split System: Heat Pump with Remote Outdoor Unit-Air-Source) | D5CUHAH24AAK |  |  | EA*5X37M21A* | *97VTN0801716A* | 23200 | 16.5 | 8.5 | 20800 | 18500 | 88.94% | 1.96 | 0 | 11 |  |  |  |  | R-454B | 1.9333 | Residential & Commercial | USHP | Ducted CEE Tier 1
216734828 | Central HP <5.4 tons | SMART COMFORT | HRCU-A-CB (Split System: Heat Pump with Remote Outdoor Unit-Air-Source) | D5CUHAH24AAK |  |  | EA*5X36M17A* | *96VTN0801716B* | 22200 | 16 | 8.1 | 20800 | 18700 | 89.9% | 1.85 | 0 | 10.5 |  |  |  |  | R-454B | 1.85 | Residential & Commercial | USHP | Ducted CEE Tier 1
214391647 | Central HP <5.4 tons | RUUD | HRCU-A-CB (Split System: Heat Pump with Remote Outdoor Unit-Air-Source) | RP15AZ24AJ2N | ASPEN |  | CP37A34+TDR | R801V0704A17UHU | 22400 | 15.6 | 8.3 | 23000 | 16300 | 70.87% | 2.88 | 0 | 11.9 |  |  |  |  | R-410A | 1.8667 | Residential & Commercial | USHP | Ducted CEE Tier 1
212977787 | Central HP <5.4 tons | SMART COMFORT | HRCU-A-CB (Split System: Heat Pump with Remote Outdoor Unit-Air-Source) | DLCURAH18ABK |  |  | EN(A,D)4X18L14** | *80MS(N,L)0451412A* | 17200 | 16 | 8.5 | 18400 | 19800 | 107.6% | 2.4 | 0 | 10.5 |  |  |  |  | R-410A | 1.4333 | Residential & Commercial | USHP | Ducted CEE Tier 1
214092040 | Central HP <5.4 tons | YORK | HRCU-A-CB (Split System: Heat Pump with Remote Outdoor Unit-Air-Source) | HMH72B341 | ASPEN |  | D(A,C,E)48B34+TDR | TM9V060B12MP12 | 32800 | 17.5 | 8.1 | 34000 | 27800 | 81.76% | 2.63 | 0 | 9.5 |  |  |  |  | R-410A | 2.7333 | Residential & Commercial | USHP
214092055 | Central HP <5.4 tons | YORK | HRCU-A-CB (Split System: Heat Pump with Remote Outdoor Unit-Air-Source) | HMH72B341 | ASPEN |  | D(A,C,E)48B34+TDR | TM9V120D20MP12 | 32200 | 17 | 8.5 | 32400 | 28200 | 87.04% | 2.79 | 0 | 9.4 |  |  |  |  | R-410A | 2.6833 | Residential & Commercial | USHP
214092090 | Central HP <5.4 tons | YORK | HRCU-A-CB (Split System: Heat Pump with Remote Outdoor Unit-Air-Source) | HMH72B341 | ASPEN |  | D(A,C,E)42A44+TDR | TMLE100C16MP11 | 33000 | 18 | 8.3 | 32800 | 29000 | 88.41% | 2.71 | 0 | 10 |  |  |  |  | R-410A | 2.75 | Residential & Commercial | USHP | Ducted CEE Tier 1
214092104 | Central HP <5.4 tons | YORK | HRCU-A-CB (Split System: Heat Pump with Remote Outdoor Unit-Air-Source) | HMH72B341 | ASPEN |  | D(A,C,E)36A34+TDR | TP9C060B12MP13 | 31600 | 17.5 | 8.1 | 34000 | 27800 | 81.76% | 2.6 | 0 | 9.3 |  |  |  |  | R-410A | 2.6333 | Residential & Commercial | USHP
214092137 | Central HP <5.4 tons | YORK | HRCU-A-CB (Split System: Heat Pump with Remote Outdoor Unit-Air-Source) | HMH72B341 | ASPEN |  | D(A,C,E)36A34+TDR | TPLC120C20MP13 | 31000 | 16.3 | 8.5 | 32200 | 27600 | 85.71% | 2.7 | 0 | 8.8 |  |  |  |  | R-410A | 2.5833 | Residential & Commercial | USHP
214092138 | Central HP <5.4 tons | YORK | HRCU-A-CB (Split System: Heat Pump with Remote Outdoor Unit-Air-Source) | HMH72B341 | ASPEN |  | D(A,C,E)42A44+TDR | TPLC120C20MP13 | 31800 | 16.5 | 8.5 | 32400 | 27800 | 85.8% | 2.69 | 0 | 8.9 |  |  |  |  | R-410A | 2.65 | Residential & Commercial | USHP
214092139 | Central HP <5.4 tons | YORK | HRCU-A-CB (Split System: Heat Pump with Remote Outdoor Unit-Air-Source) | HMH72B341 | ASPEN |  | D(A,C,E)48B34+TDR | TPLC120C20MP13 | 32000 | 16.5 | 8.5 | 32400 | 27800 | 85.8% | 2.69 | 0 | 8.9 |  |  |  |  | R-410A | 2.6667 | Residential & Commercial | USHP
214092154 | Central HP <5.4 tons | YORK | HRCU-A-CB (Split System: Heat Pump with Remote Outdoor Unit-Air-Source) | HMH72B341 | ASPEN |  | D(A,C,E)42A44+TDR | Y81E080C20SMPS1 | 32400 | 18 | 8.5 | 33400 | 28400 | 85.03% | 2.71 | 0 | 10 |  |  |  |  | R-410A | 2.7 | Residential & Commercial | USHP | Ducted CEE Tier 1
215292213 | Central HP <5.4 tons | AIRQUEST | HRCU-A-CB (Split System: Heat Pump with Remote Outdoor Unit-Air-Source) | DLCURAH24ABK | ADP |  | H,GG80936 | *96MSN0261410A* | 23400 | 16 | 8.5 | 24800 | 24200 | 97.58% | 2.04 | 0 | 10 |  |  |  |  | R-410A | 1.95 | Residential & Commercial | USHP | Ducted CEE Tier 1
215292231 | Central HP <5.4 tons | AIRQUEST | HRCU-A-CB (Split System: Heat Pump with Remote Outdoor Unit-Air-Source) | DLCURAH24ABK | ADP |  | HG32936 | *96MSN0401410A* | 23000 | 16 | 8.5 | 25400 | 24800 | 97.64% | 2.1 | 0 | 10 |  |  |  |  | R-410A | 1.9167 | Residential & Commercial | USHP | Ducted CEE Tier 1
215292258 | Central HP <5.4 tons | AIRQUEST | HRCU-A-CB (Split System: Heat Pump with Remote Outdoor Unit-Air-Source) | DLCURAH24ABK | ADP |  | H,GE8J936 | *96MSN0401410A* | 23400 | 16 | 8.5 | 24600 | 23600 | 95.93% | 1.98 | 0 | 10 |  |  |  |  | R-410A | 1.95 | Residential & Commercial | USHP | Ducted CEE Tier 1
215292274 | Central HP <5.4 tons | AIRQUEST | HRCU-A-CB (Split System: Heat Pump with Remote Outdoor Unit-Air-Source) | DLCURAH24ABK | ADP |  | H,GG31930 | *96MSN0401712A* | 22800 | 15.2 | 8.5 | 25600 | 24400 | 95.31% | 2.04 | 0 | 9.5 |  |  |  |  | R-410A | 1.9 | Residential & Commercial | USHP
215292324 | Central HP <5.4 tons | AIRQUEST | HRCU-A-CB (Split System: Heat Pump with Remote Outdoor Unit-Air-Source) | DLCURAH24ABK | ADP |  | H,GE24936 | *96MSN0601412A* | 23400 | 16 | 8.5 | 25400 | 26000 | 102.4% | 2.22 | 0 | 10 |  |  |  |  | R-410A | 1.95 | Residential & Commercial | USHP | Ducted CEE Tier 1
215292349 | Central HP <5.4 tons | AIRQUEST | HRCU-A-CB (Split System: Heat Pump with Remote Outdoor Unit-Air-Source) | DLCURAH24ABK | ADP |  | H,GE35936 | *96MSN0601412A* | 23600 | 16 | 8.5 | 24600 | 23400 | 95.12% | 1.98 | 0 | 10 |  |  |  |  | R-410A | 1.9667 | Residential & Commercial | USHP | Ducted CEE Tier 1
215292397 | Central HP <5.4 tons | AIRQUEST | HRCU-A-CB (Split System: Heat Pump with Remote Outdoor Unit-Air-Source) | DLCURAH24ABK | ADP |  | H,GE34936 | *96MSN0601716A* | 23400 | 17 | 9 | 24200 | 23200 | 95.87% | 1.96 | 0 | 10 |  |  |  |  | R-410A | 1.95 | Residential & Commercial | USHP | Ducted CEE Tier 1
204299209 | Central HP <5.4 tons | ARCOAIRE | HRCU-A-CB (Split System: Heat Pump with Remote Outdoor Unit-Air-Source) | HVH837GKA** |  |  | EA*4X48L21A*+WALLCON | *80CTL0701716A* | 32200 | 17.5 | 8.1 | 32600 | 25000 | 76.69% | 1.96 | 11 | 11.5 |  |  |  |  | R-410A | 2.6833 | Residential & Commercial | USHP | Ducted CEE Tier 1
212973030 | Central HP <5.4 tons | SMART COMFORT | HRCU-A-CB (Split System: Heat Pump with Remote Outdoor Unit-Air-Source) | DLCURAH18ABK |  |  | EA*4X24L17A* | *96VSN0401712B* | 17200 | 16 | 8.5 | 18200 | 19400 | 106.6% | 2.34 | 0 | 10.5 |  |  |  |  | R-410A | 1.4333 | Residential & Commercial | USHP | Ducted CEE Tier 1
212973330 | Central HP <5.4 tons | SMART COMFORT | HRCU-A-CB (Split System: Heat Pump with Remote Outdoor Unit-Air-Source) | DLCURAH18ABK |  |  | EA*4X25L17A* | *96VSN0601412B* | 17800 | 16.5 | 8.1 | 17600 | 17800 | 101.1% | 2.14 | 0 | 10.5 |  |  |  |  | R-410A | 1.4833 | Residential & Commercial | USHP | Ducted CEE Tier 1
212973700 | Central HP <5.4 tons | SMART COMFORT | HRCU-A-CB (Split System: Heat Pump with Remote Outdoor Unit-Air-Source) | DLCURAH18ABK |  |  | EN(A,D)4X24L17** | *96VSN0801716B* | 17700 | 16 | 8.5 | 18700 | 19100 | 102.1% | 2.3 | 0 | 11 |  |  |  |  | R-410A | 1.475 | Residential & Commercial | USHP | Ducted CEE Tier 1
216678719 | Central HP <5.4 tons | ARCOAIRE | HRCU-A-CB (Split System: Heat Pump with Remote Outdoor Unit-Air-Source) | DLCURAH36ABK |  |  | EA*4X37L21A* | *97VTN0601716A* | 36200 | 15.5 | 8.5 | 38000 | 34400 | 90.53% | 1.96 | 0 | 10 |  |  |  |  | R-410A | 3.0167 | Residential & Commercial | USHP | Ducted CEE Tier 1
216681778 | Central HP <5.4 tons | SMART COMFORT | HRCU-A-CB (Split System: Heat Pump with Remote Outdoor Unit-Air-Source) | DLCURAH36ABK |  |  | EA*4X37L21A* | *97VTN1002120A* | 36200 | 16.5 | 9 | 38000 | 34400 | 90.53% | 1.96 | 0 | 10 |  |  |  |  | R-410A | 3.0167 | Residential & Commercial | USHP | Ducted CEE Tier 1
204459235 | Central HP <5.4 tons | ARCOAIRE | HRCU-A-CB (Split System: Heat Pump with Remote Outdoor Unit-Air-Source) | HVH825GKA2* |  |  | EHD4X30AAL+WALLCON | *80CTL0701412A* | 23800 | 16 | 8.1 | 21800 | 16700 | 76.61% | 1.98 | 11 | 10.5 |  |  |  |  | R-410A | 1.9833 | Residential & Commercial | USHP | Ducted CEE Tier 1
216736433 | Central HP <5.4 tons | SMART COMFORT | HRCU-A-CB (Split System: Heat Pump with Remote Outdoor Unit-Air-Source) | D5CUHAH24AAK |  |  | ESH5X24M12A* | *80VTL0701716B* | 22600 | 15.5 | 8.1 | 21200 | 19100 | 90.09% | 1.85 | 0 | 10.5 |  |  |  |  | R-454B | 1.8833 | Residential & Commercial | USHP | Ducted CEE Tier 1
216735838 | Central HP <5.4 tons | SMART COMFORT | HRCU-A-CB (Split System: Heat Pump with Remote Outdoor Unit-Air-Source) | D5CUHAH24AAK |  |  | EA*5X37M21A* | *96MSM0802120A* | 23000 | 16 | 8.5 | 20600 | 18400 | 89.32% | 1.98 | 0 | 11 |  |  |  |  | R-454B | 1.9167 | Residential & Commercial | USHP | Ducted CEE Tier 1
216735654 | Central HP <5.4 tons | SMART COMFORT | HRCU-A-CB (Split System: Heat Pump with Remote Outdoor Unit-Air-Source) | D5CUHAH24AAK |  |  | EA*5X37M21A* | *80VTL0701716B* | 23000 | 16.5 | 8.5 | 20600 | 18400 | 89.32% | 1.96 | 0 | 11 |  |  |  |  | R-454B | 1.9167 | Residential & Commercial | USHP | Ducted CEE Tier 1
216736054 | Central HP <5.4 tons | SMART COMFORT | HRCU-A-CB (Split System: Heat Pump with Remote Outdoor Unit-Air-Source) | D5CUHAH24AAK |  |  | EA*5X37M21A* | *97VTN0601716A* | 23000 | 16.5 | 8.5 | 20600 | 18400 | 89.32% | 1.96 | 0 | 11 |  |  |  |  | R-454B | 1.9167 | Residential & Commercial | USHP | Ducted CEE Tier 1
216681556 | Central HP <5.4 tons | SMART COMFORT | HRCU-A-CB (Split System: Heat Pump with Remote Outdoor Unit-Air-Source) | DLCURAH24ABK |  |  | EHD4X36AAL | *97VTN0802120A* | 24200 | 16.5 | 9 | 25600 | 22000 | 85.94% | 1.75 | 0 | 10 |  |  |  |  | R-410A | 2.0167 | Residential & Commercial | USHP | Ducted CEE Tier 1
204456547 | Central HP <5.4 tons | ARCOAIRE | HRCU-A-CB (Split System: Heat Pump with Remote Outdoor Unit-Air-Source) | HVH825GKA2* |  |  | EA*4X30L17A*+WALLCON | *96CTN0801714A* | 23400 | 16.5 | 8.1 | 21600 | 16800 | 77.78% | 1.9 | 11 | 10.5 |  |  |  |  | R-410A | 1.95 | Residential & Commercial | USHP | Ducted CEE Tier 1
214092155 | Central HP <5.4 tons | YORK | HRCU-A-CB (Split System: Heat Pump with Remote Outdoor Unit-Air-Source) | HMH72B341 | ASPEN |  | D(A,C,E)48B34+TDR | Y81E080C20SMPS1 | 32600 | 18 | 8.5 | 33400 | 28400 | 85.03% | 2.71 | 0 | 10 |  |  |  |  | R-410A | 2.7167 | Residential & Commercial | USHP | Ducted CEE Tier 1
214092190 | Central HP <5.4 tons | YORK | HRCU-A-CB (Split System: Heat Pump with Remote Outdoor Unit-Air-Source) | HMH72B341 | ASPEN |  | D(A,C,E)42A44+TDR | YP9C080B12MP13 | 32800 | 17 | 8.1 | 33600 | 29600 | 88.1% | 2.69 | 0 | 9.5 |  |  |  |  | R-410A | 2.7333 | Residential & Commercial | USHP
214092207 | Central HP <5.4 tons | YORK | HRCU-A-CB (Split System: Heat Pump with Remote Outdoor Unit-Air-Source) | HMH72B341 | ASPEN |  | D(A,C,E)36A34+TDR | YPLC080B12MP13 | 32400 | 17 | 8.1 | 33600 | 29000 | 86.31% | 2.59 | 0 | 9.5 |  |  |  |  | R-410A | 2.7 | Residential & Commercial | USHP
214092772 | Central HP <5.4 tons | YORK | HRCU-A-CB (Split System: Heat Pump with Remote Outdoor Unit-Air-Source) | HMH72B341 | ASPEN |  | D(A,C,E)42A46+TDR | TM9Y080B12MP11 | 32400 | 17.5 | 8.1 | 33400 | 27400 | 82.04% | 2.63 | 0 | 9.5 |  |  |  |  | R-410A | 2.7 | Residential & Commercial | USHP
214279887 | Central HP <5.4 tons | SMART COMFORT | HRCU-A-CB (Split System: Heat Pump with Remote Outdoor Unit-Air-Source) | DLCURAH24ABK |  |  | EA*4X25L17A* | *96MSM0601716A* | 24400 | 16.5 | 9 | 25400 | 21600 | 85.04% | 1.8 | 0 | 10 |  |  |  |  | R-410A | 2.0333 | Residential & Commercial | USHP | Ducted CEE Tier 1
214092791 | Central HP <5.4 tons | YORK | HRCU-A-CB (Split System: Heat Pump with Remote Outdoor Unit-Air-Source) | HMH72B341 | ASPEN |  | D(A,C,E)48B36+TDR | TMLE100B12MP11 | 32800 | 18 | 8.1 | 33800 | 27400 | 81.07% | 2.63 | 0 | 10 |  |  |  |  | R-410A | 2.7333 | Residential & Commercial | USHP | Ducted CEE Tier 1
214092739 | Central HP <5.4 tons | YORK | HRCU-A-CB (Split System: Heat Pump with Remote Outdoor Unit-Air-Source) | HMH72B341 | ASPEN |  | D(A,C,E)48B36+TDR | TM8Y100C20MP11 | 33600 | 18 | 8.2 | 33600 | 30000 | 89.29% | 2.76 | 0 | 9.5 |  |  |  |  | R-410A | 2.8 | Residential & Commercial | USHP
216727526 | Central HP <5.4 tons | CARRIER | HRCU-A-CB (Split System: Heat Pump with Remote Outdoor Unit-Air-Source) | 37MUHAQ24AA3 |  |  | CAA**3617AM* | 58TN*B045C17**12 | 22200 | 16 | 8.1 | 20800 | 18700 | 89.9% | 1.85 | 0 | 10.5 |  |  |  |  | R-454B | 1.85 | Residential & Commercial | USHP | Ducted CEE Tier 1
216761971 | Central HP <5.4 tons | BRYANT HEATING AND COOLING SYSTEMS | HRCU-A-CB (Split System: Heat Pump with Remote Outdoor Unit-Air-Source) | 38MURAQ24AA3* | ADP |  | H,PG1K936 | 927TA60080V21*** | 24800 | 16 | 9 | 23200 | 19000 | 81.9% | 2.14 | 0 | 10 |  |  |  |  | R-410A | 2.0667 | Residential & Commercial | USHP | Ducted CEE Tier 1
216779103 | Central HP <5.4 tons | BRYANT HEATING AND COOLING SYSTEMS | HRCU-A-CB (Split System: Heat Pump with Remote Outdoor Unit-Air-Source) | 288BNV037*0**B* | ADP |  | H,PG1K*36+TXV | 987MC66120C24*** | 32200 | 17 | 8.1 | 31200 | 24200 | 77.56% | 1.94 | 0 | 11.5 |  |  |  |  | R-410A | 2.6833 | Residential & Commercial | USHP | Ducted CEE Tier 1
216679491 | Central HP <5.4 tons | SMART COMFORT | HRCU-A-CB (Split System: Heat Pump with Remote Outdoor Unit-Air-Source) | DLCURAH24ABK |  |  | EHD4X36AAL | *97VTN0601716A* | 24000 | 16 | 8.5 | 25400 | 22200 | 87.4% | 1.75 | 0 | 10 |  |  |  |  | R-410A | 2 | Residential & Commercial | USHP | Ducted CEE Tier 1
216737828 | Central HP <5.4 tons | BRYANT HEATING AND COOLING SYSTEMS | HRCU-A-CB (Split System: Heat Pump with Remote Outdoor Unit-Air-Source) | 37MUHAQ24AA3 |  |  | CSAH*3012AM* | 926TC48060V17*** | 22400 | 15.5 | 8.1 | 21000 | 18800 | 89.52% | 1.85 | 0 | 10.5 |  |  |  |  | R-454B | 1.8667 | Residential & Commercial | USHP | Ducted CEE Tier 1
206135656 | Central HP <5.4 tons | ARCOAIRE | HRCU-A-CB (Split System: Heat Pump with Remote Outdoor Unit-Air-Source) | HVH837GKA** |  |  | EA*4X37L21A*+WALLCON | *80CSU0401712A* | 32800 | 17.5 | 8.5 | 33000 | 25200 | 76.36% | 1.98 | 12 | 11 |  |  |  |  | R-410A | 2.7333 | Residential & Commercial | USHP | Ducted CEE Tier 1
216679743 | Central HP <5.4 tons | SMART COMFORT | HRCU-A-CB (Split System: Heat Pump with Remote Outdoor Unit-Air-Source) | DLCURAH18ABK |  |  | EHD4X24AAL | *97VTN0601716A* | 17400 | 15.5 | 8.1 | 18100 | 18400 | 101.7% | 2.05 | 0 | 10 |  |  |  |  | R-410A | 1.45 | Residential & Commercial | USHP | Ducted CEE Tier 1
215292449 | Central HP <5.4 tons | AIRQUEST | HRCU-A-CB (Split System: Heat Pump with Remote Outdoor Unit-Air-Source) | DLCURAH24ABK | ADP |  | H,GE34936 | *96MSN0801716A* | 23800 | 17 | 8.5 | 24800 | 23600 | 95.16% | 2 | 0 | 10.5 |  |  |  |  | R-410A | 1.9833 | Residential & Commercial | USHP | Ducted CEE Tier 1
215292456 | Central HP <5.4 tons | AIRQUEST | HRCU-A-CB (Split System: Heat Pump with Remote Outdoor Unit-Air-Source) | DLCURAH24ABK | ADP |  | H,GG37936 | *96MSN0801716A* | 23800 | 17 | 8.5 | 24800 | 23600 | 95.16% | 2 | 0 | 10.5 |  |  |  |  | R-410A | 1.9833 | Residential & Commercial | USHP | Ducted CEE Tier 1
215292472 | Central HP <5.4 tons | AIRQUEST | HRCU-A-CB (Split System: Heat Pump with Remote Outdoor Unit-Air-Source) | DLCURAH24ABK | ADP |  | H,GE1K936 | *96MSN0801716A* | 23800 | 17 | 8.5 | 24800 | 23600 | 95.16% | 2 | 0 | 10.5 |  |  |  |  | R-410A | 1.9833 | Residential & Commercial | USHP | Ducted CEE Tier 1
215292481 | Central HP <5.4 tons | AIRQUEST | HRCU-A-CB (Split System: Heat Pump with Remote Outdoor Unit-Air-Source) | DLCURAH24ABK | ADP |  | H,GG31924 | *96MSN0802120A* | 22600 | 16 | 8.5 | 24800 | 23800 | 95.97% | 2.02 | 0 | 10 |  |  |  |  | R-410A | 1.8833 | Residential & Commercial | USHP | Ducted CEE Tier 1
215292501 | Central HP <5.4 tons | AIRQUEST | HRCU-A-CB (Split System: Heat Pump with Remote Outdoor Unit-Air-Source) | DLCURAH24ABK | ADP |  | H,GE34936 | *96MSN0802120A* | 23600 | 17 | 8.5 | 24800 | 23800 | 95.97% | 2.02 | 0 | 10.5 |  |  |  |  | R-410A | 1.9667 | Residential & Commercial | USHP | Ducted CEE Tier 1
215292508 | Central HP <5.4 tons | AIRQUEST | HRCU-A-CB (Split System: Heat Pump with Remote Outdoor Unit-Air-Source) | DLCURAH24ABK | ADP |  | H,GG37936 | *96MSN0802120A* | 23600 | 17 | 8.5 | 24800 | 23800 | 95.97% | 2.02 | 0 | 10.5 |  |  |  |  | R-410A | 1.9667 | Residential & Commercial | USHP | Ducted CEE Tier 1
215292517 | Central HP <5.4 tons | AIRQUEST | HRCU-A-CB (Split System: Heat Pump with Remote Outdoor Unit-Air-Source) | DLCURAH24ABK | ADP |  | HG8J936 | *96MSN0802120A* | 23400 | 17 | 8.5 | 24800 | 23800 | 95.97% | 2.02 | 0 | 10.5 |  |  |  |  | R-410A | 1.95 | Residential & Commercial | USHP | Ducted CEE Tier 1
214092740 | Central HP <5.4 tons | YORK | HRCU-A-CB (Split System: Heat Pump with Remote Outdoor Unit-Air-Source) | HMH72B341 | ASPEN |  | D(A,C,E)42A46+TDR | TM8Y120C20MP11 | 33600 | 18 | 8.3 | 33600 | 30400 | 90.48% | 2.81 | 0 | 9.5 |  |  |  |  | R-410A | 2.8 | Residential & Commercial | USHP
214092789 | Central HP <5.4 tons | YORK | HRCU-A-CB (Split System: Heat Pump with Remote Outdoor Unit-Air-Source) | HMH72B341 | ASPEN |  | D(A,C,E)48B36+TDR | TMLE080C16MP11 | 33000 | 18 | 8.2 | 33000 | 28600 | 86.67% | 2.7 | 0 | 10 |  |  |  |  | R-410A | 2.75 | Residential & Commercial | USHP | Ducted CEE Tier 1
214092806 | Central HP <5.4 tons | YORK | HRCU-A-CB (Split System: Heat Pump with Remote Outdoor Unit-Air-Source) | HMH72B341 | ASPEN |  | D(A,C,E)42A46+TDR | TP9C080C16MP13 | 32600 | 17.5 | 8.1 | 33800 | 27400 | 81.07% | 2.65 | 0 | 10 |  |  |  |  | R-410A | 2.7167 | Residential & Commercial | USHP | Ducted CEE Tier 1
214092825 | Central HP <5.4 tons | YORK | HRCU-A-CB (Split System: Heat Pump with Remote Outdoor Unit-Air-Source) | HMH72B341 | ASPEN |  | D(A,C,E)48B36+TDR | TPLC120C20MP13 | 32000 | 16.5 | 8.5 | 32400 | 27800 | 85.8% | 2.69 | 0 | 8.9 |  |  |  |  | R-410A | 2.6667 | Residential & Commercial | USHP
214092839 | Central HP <5.4 tons | YORK | HRCU-A-CB (Split System: Heat Pump with Remote Outdoor Unit-Air-Source) | HMH72B341 | ASPEN |  | D(A,C,E)42A46+TDR | Y81E080C16LMPS1 | 32400 | 18 | 8.5 | 33400 | 27600 | 82.63% | 2.7 | 0 | 10 |  |  |  |  | R-410A | 2.7 | Residential & Commercial | USHP | Ducted CEE Tier 1
214092840 | Central HP <5.4 tons | YORK | HRCU-A-CB (Split System: Heat Pump with Remote Outdoor Unit-Air-Source) | HMH72B341 | ASPEN |  | D(A,C,E)48B36+TDR | Y81E080C16LMPS1 | 32600 | 18 | 8.5 | 33400 | 27600 | 82.63% | 2.7 | 0 | 10 |  |  |  |  | R-410A | 2.7167 | Residential & Commercial | USHP | Ducted CEE Tier 1
214092859 | Central HP <5.4 tons | YORK | HRCU-A-CB (Split System: Heat Pump with Remote Outdoor Unit-Air-Source) | HMH72B341 | ASPEN |  | D(A,C,E)36A36+TDR | Y81E100C16SMPS1 | 31600 | 17.9 | 8.5 | 33200 | 28200 | 84.94% | 2.7 | 0 | 9.3 |  |  |  |  | R-410A | 2.6333 | Residential & Commercial | USHP
214092873 | Central HP <5.4 tons | YORK | HRCU-A-CB (Split System: Heat Pump with Remote Outdoor Unit-Air-Source) | HMH72B341 | ASPEN |  | D(A,C,E)48B36+TDR | Y81E120C16SMPS1 | 33600 | 18 | 8.2 | 32800 | 30000 | 91.46% | 2.76 | 0 | 9.5 |  |  |  |  | R-410A | 2.8 | Residential & Commercial | USHP
216735883 | Central HP <5.4 tons | SMART COMFORT | HRCU-A-CB (Split System: Heat Pump with Remote Outdoor Unit-Air-Source) | D5CUHAH24AAK |  |  | EA*5X37M21A* | *96VSN0801716B* | 23200 | 16.5 | 8.5 | 20800 | 18500 | 88.94% | 1.96 | 0 | 11 |  |  |  |  | R-454B | 1.9333 | Residential & Commercial | USHP | Ducted CEE Tier 1
216736284 | Central HP <5.4 tons | SMART COMFORT | HRCU-A-CB (Split System: Heat Pump with Remote Outdoor Unit-Air-Source) | D5CUHAH24AAK |  |  | ESH5X24M12A* | *80VSL0701412B* | 22200 | 16 | 8.1 | 21000 | 18900 | 90% | 1.85 | 0 | 10.5 |  |  |  |  | R-454B | 1.85 | Residential & Commercial | USHP | Ducted CEE Tier 1
216735635 | Central HP <5.4 tons | SMART COMFORT | HRCU-A-CB (Split System: Heat Pump with Remote Outdoor Unit-Air-Source) | D5CUHAH24AAK |  |  | EA*5X37M21A* | *80CTL0902120B* | 23400 | 16 | 8.5 | 20800 | 18600 | 89.42% | 1.98 | 0 | 11 |  |  |  |  | R-454B | 1.95 | Residential & Commercial | USHP | Ducted CEE Tier 1
216735967 | Central HP <5.4 tons | SMART COMFORT | HRCU-A-CB (Split System: Heat Pump with Remote Outdoor Unit-Air-Source) | D5CUHAH24AAK |  |  | EA*5X37M21A* | *96CTN0801714B* | 23000 | 16.5 | 8.5 | 20600 | 18400 | 89.32% | 1.96 | 0 | 11 |  |  |  |  | R-454B | 1.9167 | Residential & Commercial | USHP | Ducted CEE Tier 1
211262568 | Central HP <5.4 tons | ARCOAIRE | HRCU-A-CB (Split System: Heat Pump with Remote Outdoor Unit-Air-Source) | DLCURAH18ABK |  |  | EN(A,D)4X24L14** | *80VTL0451412A* | 17600 | 16 | 8.5 | 18500 | 18800 | 101.6% | 2.26 | 0 | 11 |  |  |  |  | R-410A | 1.4667 | Residential & Commercial | USHP | Ducted CEE Tier 1
216683455 | Central HP <5.4 tons | SMART COMFORT | HRCU-A-CB (Split System: Heat Pump with Remote Outdoor Unit-Air-Source) | DLCURAH18ABK |  |  | EHD4X24AAL | *97VTN1202422A* | 17400 | 15.2 | 8.1 | 18100 | 18400 | 101.7% | 2.05 | 0 | 10 |  |  |  |  | R-410A | 1.45 | Residential & Commercial | USHP | Ducted CEE Tier 1
204299359 | Central HP <5.4 tons | ARCOAIRE | HRCU-A-CB (Split System: Heat Pump with Remote Outdoor Unit-Air-Source) | HVH837GKA** |  |  | EA*4X48L24A*+WALLCON | *80CTL0902120A* | 32400 | 17.5 | 8.5 | 32600 | 25000 | 76.69% | 1.98 | 12 | 11.7 |  |  |  |  | R-410A | 2.7 | Residential & Commercial | USHP | Ducted CEE Tier 1
216676578 | Central HP <5.4 tons | ARCOAIRE | HRCU-A-CB (Split System: Heat Pump with Remote Outdoor Unit-Air-Source) | D5CURAH24AAK |  |  | EA*5X36M17A* | *80VTL0451412B* | 23600 | 15.5 | 8.5 | 24000 | 19300 | 80.42% | 1.92 | 0 | 9.8 |  |  |  |  | R-454B | 1.9667 | Residential & Commercial | USHP
216678250 | Central HP <5.4 tons | ARCOAIRE | HRCU-A-CB (Split System: Heat Pump with Remote Outdoor Unit-Air-Source) | D5CURAH24AAK |  |  | EA*5X36M17A* | *97VTN0601716A* | 23600 | 15.2 | 8.5 | 24000 | 19400 | 80.83% | 1.92 | 0 | 9.8 |  |  |  |  | R-454B | 1.9667 | Residential & Commercial | USHP
216779086 | Central HP <5.4 tons | BRYANT HEATING AND COOLING SYSTEMS | HRCU-A-CB (Split System: Heat Pump with Remote Outdoor Unit-Air-Source) | 288BNV037*0**A* | ADP |  | H,PG1K*36+TXV | 987MB66120C24*** | 32200 | 17 | 8.5 | 31000 | 24600 | 79.35% | 1.98 | 0 | 11.7 |  |  |  |  | R-410A | 2.6833 | Residential & Commercial | USHP | Ducted CEE Tier 1
215065624 | Central HP <5.4 tons | YORK | HRCU-A-CB (Split System: Heat Pump with Remote Outdoor Unit-Air-Source) | HMH72B341 | ASPEN |  | CH36A34+TDR | TM8V080C16MP12 | 31000 | 17.3 | 8.1 | 33400 | 23800 | 71.26% | 2.08 | 0 | 9.7 |  |  |  |  | R-410A | 2.5833 | Residential & Commercial | USHP
215065658 | Central HP <5.4 tons | YORK | HRCU-A-CB (Split System: Heat Pump with Remote Outdoor Unit-Air-Source) | HMH72B341 | ASPEN |  | CH36A34+TDR | Y81E100C20LMPS1 | 30800 | 17.2 | 8.1 | 32800 | 24200 | 73.78% | 2.14 | 0 | 9.2 |  |  |  |  | R-410A | 2.5667 | Residential & Commercial | USHP
206133780 | Central HP <5.4 tons | ARCOAIRE | HRCU-A-CB (Split System: Heat Pump with Remote Outdoor Unit-Air-Source) | HVH825GKA2* |  |  | EA*4X36L21A*+WALLCON | *95CSU0802120A* | 23600 | 16.5 | 8.1 | 21400 | 16600 | 77.57% | 1.94 | 11 | 11 |  |  |  |  | R-410A | 1.9667 | Residential & Commercial | USHP | Ducted CEE Tier 1
216453761 | Central HP <5.4 tons | RUUD | HRCU-A-CB (Split System: Heat Pump with Remote Outdoor Unit-Air-Source) | RD17AZ48AJ3N | ASPEN |  | D(A,C,E)48C44+TDR | U98MV0855A21UPS | 42000 | 17 | 8.5 | 45500 | 35200 | 77.36% | 2.92 | 0 | 11.2 |  |  |  |  | R-410A | 3.5 | Residential & Commercial | USHP | Ducted CEE Tier 1
215292524 | Central HP <5.4 tons | AIRQUEST | HRCU-A-CB (Split System: Heat Pump with Remote Outdoor Unit-Air-Source) | DLCURAH24ABK | ADP |  | H,GE1K936 | *96MSN0802120A* | 23600 | 17 | 8.5 | 24800 | 23800 | 95.97% | 2.02 | 0 | 10.5 |  |  |  |  | R-410A | 1.9667 | Residential & Commercial | USHP | Ducted CEE Tier 1
215292526 | Central HP <5.4 tons | AIRQUEST | HRCU-A-CB (Split System: Heat Pump with Remote Outdoor Unit-Air-Source) | DLCURAH24ABK | ADP |  | HG80936 | *96MSN0802120A* | 23600 | 17 | 8.5 | 24800 | 23800 | 95.97% | 2.02 | 0 | 10.5 |  |  |  |  | R-410A | 1.9667 | Residential & Commercial | USHP | Ducted CEE Tier 1
215292558 | Central HP <5.4 tons | AIRQUEST | HRCU-A-CB (Split System: Heat Pump with Remote Outdoor Unit-Air-Source) | DLCURAH24ABK | ADP |  | H,GG37936 | *96VTN0401410A* | 24000 | 16 | 8.5 | 24000 | 21400 | 89.17% | 1.8 | 0 | 10 |  |  |  |  | R-410A | 2 | Residential & Commercial | USHP | Ducted CEE Tier 1
215292581 | Central HP <5.4 tons | AIRQUEST | HRCU-A-CB (Split System: Heat Pump with Remote Outdoor Unit-Air-Source) | DLCURAH24ABK | ADP |  | H,GG31930 | *96VTN0401410B* | 22600 | 16 | 8.5 | 25400 | 26600 | 104.7% | 2.28 | 0 | 9 |  |  |  |  | R-410A | 1.8833 | Residential & Commercial | USHP
215292606 | Central HP <5.4 tons | AIRQUEST | HRCU-A-CB (Split System: Heat Pump with Remote Outdoor Unit-Air-Source) | DLCURAH24ABK | ADP |  | H,GG36936 | *96VTN0401410B* | 23400 | 16 | 8.5 | 24600 | 23800 | 96.75% | 2 | 0 | 10 |  |  |  |  | R-410A | 1.95 | Residential & Commercial | USHP | Ducted CEE Tier 1
215292615 | Central HP <5.4 tons | AIRQUEST | HRCU-A-CB (Split System: Heat Pump with Remote Outdoor Unit-Air-Source) | DLCURAH24ABK | ADP |  | HE7J936 | *96VTN0401410B* | 23000 | 16 | 8.5 | 24800 | 24400 | 98.39% | 2.06 | 0 | 9.5 |  |  |  |  | R-410A | 1.9167 | Residential & Commercial | USHP
215292631 | Central HP <5.4 tons | AIRQUEST | HRCU-A-CB (Split System: Heat Pump with Remote Outdoor Unit-Air-Source) | DLCURAH24ABK | ADP |  | H,GE24936 | *96VTN0401712A* | 22800 | 16 | 8.5 | 24200 | 23200 | 95.87% | 1.94 | 0 | 9.5 |  |  |  |  | R-410A | 1.9 | Residential & Commercial | USHP
216453755 | Central HP <5.4 tons | RUUD | HRCU-A-CB (Split System: Heat Pump with Remote Outdoor Unit-Air-Source) | RD17AZ36AJ3N | ASPEN |  | D(A,C,E)48C44+TDR | R962V0703A17M4 | 34200 | 17 | 8.5 | 34200 | 24600 | 71.93% | 2.81 | 0 | 10.5 |  |  |  |  | R-410A | 2.85 | Residential & Commercial | USHP | Ducted CEE Tier 1
216453757 | Central HP <5.4 tons | RUUD | HRCU-A-CB (Split System: Heat Pump with Remote Outdoor Unit-Air-Source) | RD17AZ36AJ3N | ASPEN |  | D(A,C,E)37A44+TDR | U98MV0703A17UPS | 33400 | 17 | 8.5 | 34200 | 25000 | 73.1% | 2.77 | 0 | 9.8 |  |  |  |  | R-410A | 2.7833 | Residential & Commercial | USHP
216056794 | Central HP <5.4 tons | YORK | HRCU-A-CB (Split System: Heat Pump with Remote Outdoor Unit-Air-Source) | HH860E2S11 | ASPEN |  | C(A,C,D,E)60A3K+TDR | TM8E120C16MP11 | 41000 | 18 | 8.5 | 45000 | 34200 | 76% | 2 | 0 | 10.5 |  |  |  |  | R-454B | 3.4167 | Residential & Commercial | USHP | Ducted CEE Tier 1
216056826 | Central HP <5.4 tons | YORK | HRCU-A-CB (Split System: Heat Pump with Remote Outdoor Unit-Air-Source) | HH860E2S11 | ASPEN |  | C(A,C,D,E)60A3K+TDR | TM9V080C16MP12 | 40500 | 17 | 8.5 | 43500 | 33600 | 77.24% | 2 | 0 | 10.5 |  |  |  |  | R-454B | 3.375 | Residential & Commercial | USHP | Ducted CEE Tier 1
216056837 | Central HP <5.4 tons | YORK | HRCU-A-CB (Split System: Heat Pump with Remote Outdoor Unit-Air-Source) | HH860E2S11 | ASPEN |  | D(A,C,E)60A3K+TDR | TM9Y100C16MP11 | 40500 | 17 | 8.5 | 44000 | 33800 | 76.82% | 2 | 0 | 10.5 |  |  |  |  | R-454B | 3.375 | Residential & Commercial | USHP | Ducted CEE Tier 1
216056860 | Central HP <5.4 tons | YORK | HRCU-A-CB (Split System: Heat Pump with Remote Outdoor Unit-Air-Source) | HH860E2S11 | ASPEN |  | C(A,C,D,E)60A3K+TDR | TP9C080C16MP13 | 40500 | 17 | 8.5 | 43500 | 33600 | 77.24% | 2 | 0 | 10.5 |  |  |  |  | R-454B | 3.375 | Residential & Commercial | USHP | Ducted CEE Tier 1
215912380 | Central HP <5.4 tons | YORK | HRCU-A-CB (Split System: Heat Pump with Remote Outdoor Unit-Air-Source) | HH824E2S11 | ASPEN |  | D(A,C,E)36A3K+TDR | TM9E080B12MP12 | 22200 | 17 | 8.1 | 22400 | 18700 | 83.48% | 2 | 0 | 11.7 |  |  |  |  | R-454B | 1.85 | Residential & Commercial | USHP | Ducted CEE Tier 1
204456845 | Central HP <5.4 tons | ARCOAIRE | HRCU-A-CB (Split System: Heat Pump with Remote Outdoor Unit-Air-Source) | HVH825GKA2* |  |  | EA*4X37L17A*+WALLCON | *96CTN0801714A* | 24200 | 16.5 | 8.1 | 21400 | 16700 | 78.04% | 1.98 | 11.5 | 11 |  |  |  |  | R-410A | 2.0167 | Residential & Commercial | USHP | Ducted CEE Tier 1
204456511 | Central HP <5.4 tons | ARCOAIRE | HRCU-A-CB (Split System: Heat Pump with Remote Outdoor Unit-Air-Source) | HVH825GKA2* |  |  | EA*4X30L14A*+WALLCON | *80CTL0701412A* | 23400 | 17 | 8.1 | 21600 | 16700 | 77.31% | 1.92 | 11 | 11 |  |  |  |  | R-410A | 1.95 | Residential & Commercial | USHP | Ducted CEE Tier 1
204456538 | Central HP <5.4 tons | ARCOAIRE | HRCU-A-CB (Split System: Heat Pump with Remote Outdoor Unit-Air-Source) | HVH825GKA2* |  |  | EA*4X30L17A*+WALLCON | *96CTN0601714A* | 23400 | 16 | 8.1 | 21600 | 16800 | 77.78% | 1.9 | 11 | 10.5 |  |  |  |  | R-410A | 1.95 | Residential & Commercial | USHP | Ducted CEE Tier 1
215912391 | Central HP <5.4 tons | YORK | HRCU-A-CB (Split System: Heat Pump with Remote Outdoor Unit-Air-Source) | HH824E2S11 | ASPEN |  | D(A,C,E)36A3K+TDR | TM9Y080B12MP11 | 22200 | 17 | 8.1 | 22600 | 18500 | 81.86% | 2 | 0 | 11.7 |  |  |  |  | R-454B | 1.85 | Residential & Commercial | USHP | Ducted CEE Tier 1
215912398 | Central HP <5.4 tons | YORK | HRCU-A-CB (Split System: Heat Pump with Remote Outdoor Unit-Air-Source) | HH824E2S11 | ASPEN |  | C(A,C,D,E)24A3K+TDR | TMLE100B12MP11 | 21600 | 17 | 8.1 | 22600 | 18000 | 79.65% | 2 | 0 | 12 |  |  |  |  | R-454B | 1.8 | Residential & Commercial | USHP | Ducted CEE Tier 1
216676542 | Central HP <5.4 tons | ARCOAIRE | HRCU-A-CB (Split System: Heat Pump with Remote Outdoor Unit-Air-Source) | D5CURAH24AAK |  |  | EA*5X30M17A* | *80VTL0451412B* | 23400 | 15.2 | 8.5 | 24000 | 19400 | 80.83% | 1.9 | 0 | 9.8 |  |  |  |  | R-454B | 1.95 | Residential & Commercial | USHP
213296022 | Central HP <5.4 tons | YORK | HRCU-A-CB (Split System: Heat Pump with Remote Outdoor Unit-Air-Source) | HMH72B341 | ASPEN |  | D(A,C,E)36A3G+TXV+TDR | TM8E100C16MP11 | 33000 | 18 | 8.1 | 33600 | 28200 | 83.93% | 2.62 | 0 | 10 |  |  |  |  | R-410A | 2.75 | Residential & Commercial | USHP | Ducted CEE Tier 1
213296039 | Central HP <5.4 tons | YORK | HRCU-A-CB (Split System: Heat Pump with Remote Outdoor Unit-Air-Source) | HMH72B341 | ASPEN |  | D(A,C,E)36A3G+TXV+TDR | TM9E080B12MP12 | 31600 | 17.5 | 8.4 | 33800 | 27400 | 81.07% | 2.61 | 0 | 9.8 |  |  |  |  | R-410A | 2.6333 | Residential & Commercial | USHP
213307187 | Central HP <5.4 tons | YORK | HRCU-A-CB (Split System: Heat Pump with Remote Outdoor Unit-Air-Source) | HMH72B341 | ASPEN |  | DM36A34+TDR | TM8Y080B12MP11 | 31600 | 17.8 | 8.2 | 33200 | 27000 | 81.33% | 2.55 | 0 | 9.8 |  |  |  |  | R-410A | 2.6333 | Residential & Commercial | USHP
213307355 | Central HP <5.4 tons | YORK | HRCU-A-CB (Split System: Heat Pump with Remote Outdoor Unit-Air-Source) | HMH72B341 | ASPEN |  | DM36A36+TDR | TM8Y080B12MP11 | 31600 | 17.8 | 8.2 | 33200 | 27000 | 81.33% | 2.55 | 0 | 9.8 |  |  |  |  | R-410A | 2.6333 | Residential & Commercial | USHP
205750729 | Central HP <5.4 tons | ARCOAIRE | HRCU-A-CB (Split System: Heat Pump with Remote Outdoor Unit-Air-Source) | HVH825GKA2* |  |  | EA*4X37L21A*+WALLCON | *80CTL0901716A* | 24600 | 17.5 | 8.5 | 21000 | 16500 | 78.57% | 2.04 | 12 | 11.7 |  |  |  |  | R-410A | 2.05 | Residential & Commercial | USHP | Ducted CEE Tier 1
215912360 | Central HP <5.4 tons | YORK | HRCU-A-CB (Split System: Heat Pump with Remote Outdoor Unit-Air-Source) | HH824E2S11 | ASPEN |  | C(A,C,D,E)24A3K+TDR | TL9E060B12UH11 | 21600 | 17 | 8.1 | 22600 | 18000 | 79.65% | 2 | 0 | 12 |  |  |  |  | R-454B | 1.8 | Residential & Commercial | USHP | Ducted CEE Tier 1
214393631 | Central HP <5.4 tons | RUUD | HRCU-A-CB (Split System: Heat Pump with Remote Outdoor Unit-Air-Source) | RD17AZ36AJ3N | ASPEN |  | D(A,C,E)36D44+TDR | R921V0703A17M4S | 33200 | 18 | 8.1 | 34200 | 29600 | 86.55% | 1.9 | 0 | 10 |  |  |  |  | R-410A | 2.7667 | Residential & Commercial | USHP | Ducted CEE Tier 1
214392778 | Central HP <5.4 tons | RUUD | HRCU-A-CB (Split System: Heat Pump with Remote Outdoor Unit-Air-Source) | RD17AZ36AJ3N | ASPEN |  | D(A,C,E)48C34+TDR | R801V0504A17UHS | 32800 | 18 | 8.1 | 34200 | 29800 | 87.13% | 1.9 | 0 | 10 |  |  |  |  | R-410A | 2.7333 | Residential & Commercial | USHP | Ducted CEE Tier 1
214392779 | Central HP <5.4 tons | RUUD | HRCU-A-CB (Split System: Heat Pump with Remote Outdoor Unit-Air-Source) | RD17AZ36AJ3N | ASPEN |  | D(A,C,E)48C44+TDR | R801V0504A17UHS | 33200 | 18 | 8.1 | 34200 | 29800 | 87.13% | 1.9 | 0 | 10 |  |  |  |  | R-410A | 2.7667 | Residential & Commercial | USHP | Ducted CEE Tier 1
216738635 | Central HP <5.4 tons | SMART COMFORT | HRCU-A-CB (Split System: Heat Pump with Remote Outdoor Unit-Air-Source) | D5CUHAH24AAK |  |  | ESH5X36M12A* | *96VSN0401712B* | 22600 | 15.5 | 8.1 | 21000 | 18600 | 88.57% | 1.85 | 0 | 10.5 |  |  |  |  | R-454B | 1.8833 | Residential & Commercial | USHP | Ducted CEE Tier 1
216794341 | Central HP <5.4 tons | TRANE | HRCU-A-CB (Split System: Heat Pump with Remote Outdoor Unit-Air-Source) | 5TWV0X36A1 | ASPEN |  | D(A,C,E)48C3J+TDR | *DHMB080CCV3+LRP | 32600 | 19.4 | 9 | 33800 | 32200 | 95.27% | 2.72 | 0 | 11.7 |  |  |  |  | R-454B | 2.7167 | Residential & Commercial | USHP | Ducted CEE Tier 1
216794250 | Central HP <5.4 tons | TRANE | HRCU-A-CB (Split System: Heat Pump with Remote Outdoor Unit-Air-Source) | 5TWV0X24A1 | ASPEN |  | D(A,C,E)30A4J+TDR | S8V2A040M3PCB | 19500 | 21.2 | 10 | 22400 | 21600 | 96.43% | 2.79 | 0 | 11.2 |  |  |  |  | R-454B | 1.625 | Residential & Commercial | USHP | Ducted CEE Tier 1
214279731 | Central HP <5.4 tons | SMART COMFORT | HRCU-A-CB (Split System: Heat Pump with Remote Outdoor Unit-Air-Source) | DLCURAH18ABK |  |  | EA*4X19L17A* | *96MSM0601716A* | 17700 | 16.5 | 8.5 | 17700 | 17900 | 101.1% | 2.16 | 0 | 10.5 |  |  |  |  | R-410A | 1.475 | Residential & Commercial | USHP | Ducted CEE Tier 1
216794375 | Central HP <5.4 tons | TRANE | HRCU-A-CB (Split System: Heat Pump with Remote Outdoor Unit-Air-Source) | 5TWV0X36A1 | ASPEN |  | D(A,C,E)48C3J+TDR | S8V2B080M4PDB | 33000 | 20 | 9.5 | 32600 | 31800 | 97.55% | 2.88 | 0 | 12 |  |  |  |  | R-454B | 2.75 | Residential & Commercial | USHP | Ducted CEE Tier 1
206765495 | Central HP <5.4 tons | ARCOAIRE | HRCU-A-CB (Split System: Heat Pump with Remote Outdoor Unit-Air-Source) | HVH825GKA3* |  |  | EA*4X25L17A*+WALLCON | *80CTL0451712A* | 24200 | 16.5 | 8.1 | 21400 | 16800 | 78.5% | 2 | 11 | 11 |  |  |  |  | R-410A | 2.0167 | Residential & Commercial | USHP | Ducted CEE Tier 1
211264808 | Central HP <5.4 tons | ARCOAIRE | HRCU-A-CB (Split System: Heat Pump with Remote Outdoor Unit-Air-Source) | DLCURAH18ABK |  |  | FEM4X18**BL | 0 | 17400 | 16 | 8.5 | 18300 | 19400 | 106% | 2.34 | 0 | 10.5 |  |  |  |  | R-410A | 1.45 | Residential & Commercial | USHP | Ducted CEE Tier 1
216974890 | Central HP <5.4 tons | BRYANT HEATING AND COOLING SYSTEMS | HRCU-A-CB (Split System: Heat Pump with Remote Outdoor Unit-Air-Source) | 293VAN060**AA* | ADP |  | PL60H210P29*+TXV | 83*CA60100C21*** | 55500 | 18 | 8.1 | 59000 | 45500 | 77.12% | 1.95 | 0 | 11 |  |  |  |  | R-454B | 4.625 | Residential & Commercial | USHP | Ducted CEE Tier 1
216678743 | Central HP <5.4 tons | ARCOAIRE | HRCU-A-CB (Split System: Heat Pump with Remote Outdoor Unit-Air-Source) | DLCURAH36ABK |  |  | EA*4X48L21A* | *97VTN0601716A* | 35600 | 15.5 | 8.5 | 38000 | 34400 | 90.53% | 1.96 | 0 | 9.8 |  |  |  |  | R-410A | 2.9667 | Residential & Commercial | USHP
216738732 | Central HP <5.4 tons | SMART COMFORT | HRCU-A-CB (Split System: Heat Pump with Remote Outdoor Unit-Air-Source) | D5CUHAH24AAK |  |  | ESH5X36M12A* | *95MSU1002120A* | 22800 | 16 | 8.1 | 20800 | 18500 | 88.94% | 1.85 | 0 | 11 |  |  |  |  | R-454B | 1.9 | Residential & Commercial | USHP | Ducted CEE Tier 1
216738968 | Central HP <5.4 tons | SMART COMFORT | HRCU-A-CB (Split System: Heat Pump with Remote Outdoor Unit-Air-Source) | D5CUHAH24AAK |  |  | ESH5X36M12A* | OMV112K14A | 23200 | 15.2 | 8.1 | 21200 | 18900 | 89.15% | 1.85 | 0 | 10.5 |  |  |  |  | R-454B | 1.9333 | Residential & Commercial | USHP | Ducted CEE Tier 1
216739136 | Central HP <5.4 tons | SMART COMFORT | HRCU-A-CB (Split System: Heat Pump with Remote Outdoor Unit-Air-Source) | D5CUHAH24AAK |  |  | FMA5X24**AL* | 0 | 22600 | 17 | 9 | 21400 | 19500 | 91.12% | 2.1 | 0 | 11 |  |  |  |  | R-454B | 1.8833 | Residential & Commercial | USHP | Ducted CEE Tier 1
215912452 | Central HP <5.4 tons | YORK | HRCU-A-CB (Split System: Heat Pump with Remote Outdoor Unit-Air-Source) | HH860E2S11 | ASPEN |  | D(A,C,E)60B3K+TDR | TL9E100C20UH11 | 41500 | 17 | 8.5 | 44000 | 33400 | 75.91% | 2 | 0 | 11.7 |  |  |  |  | R-454B | 3.4583 | Residential & Commercial | USHP | Ducted CEE Tier 1
213927870 | Central HP <5.4 tons | YORK | HRCU-A-CB (Split System: Heat Pump with Remote Outdoor Unit-Air-Source) | HMH72B341 | ASPEN |  | D(A,C,E)36B3G+TXV+TDR | TM9E100C20MP12 | 32000 | 15.5 | 8.1 | 33200 | 27000 | 81.33% | 2.5 | 0 | 9.9 |  |  |  |  | R-410A | 2.6667 | Residential & Commercial | USHP
213927873 | Central HP <5.4 tons | YORK | HRCU-A-CB (Split System: Heat Pump with Remote Outdoor Unit-Air-Source) | HMH72B341 | ASPEN |  | D(A,C,E)36A4G+TXV+TDR | TM9V060B12MP12 | 32000 | 17.5 | 8.1 | 34000 | 27800 | 81.76% | 2.49 | 0 | 9.4 |  |  |  |  | R-410A | 2.6667 | Residential & Commercial | USHP
215912394 | Central HP <5.4 tons | YORK | HRCU-A-CB (Split System: Heat Pump with Remote Outdoor Unit-Air-Source) | HH824E2S11 | ASPEN |  | D(A,C,E)36A4K+TDR | TMLE040A12MP11 | 21200 | 17 | 8.5 | 22600 | 17200 | 76.11% | 2 | 0 | 11.7 |  |  |  |  | R-454B | 1.7667 | Residential & Commercial | USHP | Ducted CEE Tier 1
215912410 | Central HP <5.4 tons | YORK | HRCU-A-CB (Split System: Heat Pump with Remote Outdoor Unit-Air-Source) | HH824E2S11 | ASPEN |  | D(A,C,E)36A3K+TDR | Y81E060A12SMPS1 | 20800 | 17.5 | 8.5 | 22400 | 17300 | 77.23% | 2 | 0 | 11.7 |  |  |  |  | R-454B | 1.7333 | Residential & Commercial | USHP | Ducted CEE Tier 1
215912411 | Central HP <5.4 tons | YORK | HRCU-A-CB (Split System: Heat Pump with Remote Outdoor Unit-Air-Source) | HH824E2S11 | ASPEN |  | D(A,C,E)36A4K+TDR | Y81E060A12SMPS1 | 21200 | 17.5 | 8.5 | 22600 | 17300 | 76.55% | 2 | 0 | 11.7 |  |  |  |  | R-454B | 1.7667 | Residential & Commercial | USHP | Ducted CEE Tier 1
215912428 | Central HP <5.4 tons | YORK | HRCU-A-CB (Split System: Heat Pump with Remote Outdoor Unit-Air-Source) | HH824E2S11 | ASPEN |  | D(A,C,E)36A4K+TDR | Y91E060B12SMPS1 | 22600 | 17 | 8.5 | 22800 | 18600 | 81.58% | 2 | 0 | 11.7 |  |  |  |  | R-454B | 1.8833 | Residential & Commercial | USHP | Ducted CEE Tier 1
213927871 | Central HP <5.4 tons | YORK | HRCU-A-CB (Split System: Heat Pump with Remote Outdoor Unit-Air-Source) | HMH72B341 | ASPEN |  | D(A,C,E)36A4G+TXV+TDR | TM9V040A10MP12 | 31400 | 17 | 8.1 | 33200 | 27400 | 82.53% | 2.49 | 0 | 9.4 |  |  |  |  | R-410A | 2.6167 | Residential & Commercial | USHP
213927887 | Central HP <5.4 tons | YORK | HRCU-A-CB (Split System: Heat Pump with Remote Outdoor Unit-Air-Source) | HMH72B341 | ASPEN |  | D(A,C,E)36A4G+TXV+TDR | TM9Y080B12MP11 | 32000 | 18 | 8.1 | 34000 | 28000 | 82.35% | 2.47 | 0 | 9.4 |  |  |  |  | R-410A | 2.6667 | Residential & Commercial | USHP
215912442 | Central HP <5.4 tons | YORK | HRCU-A-CB (Split System: Heat Pump with Remote Outdoor Unit-Air-Source) | HH836E2S11 | ASPEN |  | C(A,C,D,E)48A3K+TDR | TM8Y100C20MP11 | 31000 | 18 | 8.5 | 30600 | 25000 | 81.7% | 2 | 0 | 11.7 |  |  |  |  | R-454B | 2.5833 | Residential & Commercial | USHP | Ducted CEE Tier 1
216737671 | Central HP <5.4 tons | SMART COMFORT | HRCU-A-CB (Split System: Heat Pump with Remote Outdoor Unit-Air-Source) | D5CUHAH24AAK |  |  | ESH5X30M12A* | *96VSN0802120B* | 22600 | 15.5 | 8.1 | 21000 | 18900 | 90% | 1.85 | 0 | 10.5 |  |  |  |  | R-454B | 1.8833 | Residential & Commercial | USHP | Ducted CEE Tier 1
216738759 | Central HP <5.4 tons | SMART COMFORT | HRCU-A-CB (Split System: Heat Pump with Remote Outdoor Unit-Air-Source) | D5CUHAH24AAK |  |  | ESH5X36M12A* | *96CTN0601714B* | 22800 | 16 | 8.1 | 20800 | 18500 | 88.94% | 1.85 | 0 | 10.5 |  |  |  |  | R-454B | 1.9 | Residential & Commercial | USHP | Ducted CEE Tier 1
216738607 | Central HP <5.4 tons | SMART COMFORT | HRCU-A-CB (Split System: Heat Pump with Remote Outdoor Unit-Air-Source) | D5CUHAH24AAK |  |  | ESH5X36M12A* | *96MSN1202422A* | 23000 | 15.2 | 8.1 | 21000 | 18700 | 89.05% | 1.9 | 0 | 10.5 |  |  |  |  | R-454B | 1.9167 | Residential & Commercial | USHP | Ducted CEE Tier 1
215912461 | Central HP <5.4 tons | YORK | HRCU-A-CB (Split System: Heat Pump with Remote Outdoor Unit-Air-Source) | HH860E2S11 | ASPEN |  | D(A,C,E)60A3K+TDR | Y81E080C20SMPS1 | 41000 | 18 | 8.5 | 44000 | 33400 | 75.91% | 2 | 0 | 11.7 |  |  |  |  | R-454B | 3.4167 | Residential & Commercial | USHP | Ducted CEE Tier 1
215912477 | Central HP <5.4 tons | YORK | HRCU-A-CB (Split System: Heat Pump with Remote Outdoor Unit-Air-Source) | HH860E2S11 | ASPEN |  | C(A,C,D,E)48A3K+TDR | Y81E130D20SMPS1 | 40500 | 17.5 | 8.5 | 44500 | 33600 | 75.51% | 2 | 0 | 11.7 |  |  |  |  | R-454B | 3.375 | Residential & Commercial | USHP | Ducted CEE Tier 1
214596011 | Central HP <5.4 tons | AIRQUEST | HRCU-A-C (Split System: Heat Pump with Remote Outdoor Unit with No Indoor Fan --Air Source) | DLCURAH24ABK | ADP |  | H,PG33936+TD | 0 | 24000 | 16 | 9.5 | 23400 | 19600 | 83.76% | 1.95 | 0 | 10.5 |  |  |  |  | R-410A | 2 | Residential & Commercial | USHP | Ducted CEE Tier 1
212912430 | Central HP <5.4 tons | YORK | HRCU-A-CB (Split System: Heat Pump with Remote Outdoor Unit-Air-Source) | HMH72B341 | ASPEN |  | AEL+D(A,C,E)36B34+TDR | 0 | 32000 | 18.3 | 8.6 | 33200 | 26400 | 79.52% | 2.73 | 0 | 10.2 |  |  |  |  | R-410A | 2.6667 | Residential & Commercial | USHP | Ducted CEE Tier 1
214391984 | Central HP <5.4 tons | RUUD | HRCU-A-CB (Split System: Heat Pump with Remote Outdoor Unit-Air-Source) | RP15AZ48AJ2N | ASPEN |  | CP61B34+TDR | R801V1005A21UHS | 44500 | 15.5 | 8.2 | 45500 | 36400 | 80% | 3.06 | 0 | 10 |  |  |  |  | R-410A | 3.7083 | Residential & Commercial | USHP | Ducted CEE Tier 1
216644079 | Central HP <5.4 tons | SMART COMFORT | HRCU-A-CB (Split System: Heat Pump with Remote Outdoor Unit-Air-Source) | D5CUHAH18AAK |  |  | EA*5X25M17A* | *96VSN0401410B* | 18000 | 15.2 | 9 | 19700 | 17600 | 89.34% | 1.88 | 0 | 11 |  |  |  |  | R-454B | 1.5 | Residential & Commercial | USHP | Ducted CEE Tier 1
216643125 | Central HP <5.4 tons | SMART COMFORT | HRCU-A-CB (Split System: Heat Pump with Remote Outdoor Unit-Air-Source) | D5CUHAH18AAK |  |  | EA*5X19M17A* | *80MS(N,L)0451412A* | 18300 | 15.2 | 10.5 | 19800 | 17700 | 89.39% | 2 | 0 | 11 |  |  |  |  | R-454B | 1.525 | Residential & Commercial | USHP | Ducted CEE Tier 1
215912423 | Central HP <5.4 tons | YORK | HRCU-A-CB (Split System: Heat Pump with Remote Outdoor Unit-Air-Source) | HH824E2S11 | ASPEN |  | D(A,C,E)36A4K+TDR | Y91E040A10SMPS1 | 21000 | 17.5 | 8.5 | 23000 | 17800 | 77.39% | 2 | 0 | 11.7 |  |  |  |  | R-454B | 1.75 | Residential & Commercial | USHP | Ducted CEE Tier 1
216056142 | Central HP <5.4 tons | YORK | HRCU-A-CB (Split System: Heat Pump with Remote Outdoor Unit-Air-Source) | HH824E2S11 | ASPEN |  | C(A,C,D,E)24A3K+TDR | Y91E040A10SMPS1 | 20200 | 17.5 | 8.1 | 22600 | 17800 | 78.76% | 2 | 0 | 11.2 |  |  |  |  | R-454B | 1.6833 | Residential & Commercial | USHP | Ducted CEE Tier 1
216736400 | Central HP <5.4 tons | SMART COMFORT | HRCU-A-CB (Split System: Heat Pump with Remote Outdoor Unit-Air-Source) | D5CUHAH24AAK |  |  | ESH5X24M12A* | *80CTL0701716B* | 22400 | 15.2 | 8.1 | 21200 | 19100 | 90.09% | 1.85 | 0 | 10.5 |  |  |  |  | R-454B | 1.8667 | Residential & Commercial | USHP | Ducted CEE Tier 1
216736988 | Central HP <5.4 tons | SMART COMFORT | HRCU-A-CB (Split System: Heat Pump with Remote Outdoor Unit-Air-Source) | D5CUHAH24AAK |  |  | ESH5X30M12A* | *80CSU0601716A* | 23000 | 16 | 8.5 | 21400 | 19100 | 89.25% | 1.96 | 0 | 10.5 |  |  |  |  | R-454B | 1.9167 | Residential & Commercial | USHP | Ducted CEE Tier 1
216736534 | Central HP <5.4 tons | SMART COMFORT | HRCU-A-CB (Split System: Heat Pump with Remote Outdoor Unit-Air-Source) | D5CUHAH24AAK |  |  | ESH5X24M12A* | *92MSN0801716A* | 22400 | 15.2 | 8.1 | 21200 | 19000 | 89.62% | 1.9 | 0 | 10.5 |  |  |  |  | R-454B | 1.8667 | Residential & Commercial | USHP | Ducted CEE Tier 1
216736720 | Central HP <5.4 tons | SMART COMFORT | HRCU-A-CB (Split System: Heat Pump with Remote Outdoor Unit-Air-Source) | D5CUHAH24AAK |  |  | ESH5X24M12A* | *96VSN1002120B* | 22400 | 15.2 | 8.1 | 21200 | 19100 | 90.09% | 1.85 | 0 | 10.5 |  |  |  |  | R-454B | 1.8667 | Residential & Commercial | USHP | Ducted CEE Tier 1
214391659 | Central HP <5.4 tons | RUUD | HRCU-A-CB (Split System: Heat Pump with Remote Outdoor Unit-Air-Source) | RP15AZ24AJ2N | ASPEN |  | CP37A34+TDR | R802V0503A14UH | 22400 | 15.6 | 8.3 | 23000 | 16300 | 70.87% | 2.88 | 0 | 11.9 |  |  |  |  | R-410A | 1.8667 | Residential & Commercial | USHP | Ducted CEE Tier 1
214391677 | Central HP <5.4 tons | RUUD | HRCU-A-CB (Split System: Heat Pump with Remote Outdoor Unit-Air-Source) | RP15AZ24AJ2N | ASPEN |  | CP37A34+TDR | R921V0703A17M4S | 22400 | 15.6 | 8.3 | 23000 | 16300 | 70.87% | 2.88 | 0 | 11.9 |  |  |  |  | R-410A | 1.8667 | Residential & Commercial | USHP | Ducted CEE Tier 1
216676224 | Central HP <5.4 tons | ARCOAIRE | HRCU-A-CB (Split System: Heat Pump with Remote Outdoor Unit-Air-Source) | D5CURAH24AAK |  |  | ESH5X36M12A* | *80VSL0701412B* | 24200 | 15.2 | 8.5 | 23800 | 19300 | 81.09% | 1.92 | 0 | 10 |  |  |  |  | R-454B | 2.0167 | Residential & Commercial | USHP | Ducted CEE Tier 1
216675824 | Central HP <5.4 tons | ARCOAIRE | HRCU-A-CB (Split System: Heat Pump with Remote Outdoor Unit-Air-Source) | D5CURAH24AAK |  |  | EA*5X25M17A* | *80MS(N,L)0701412A* | 24400 | 16 | 8.5 | 23200 | 19100 | 82.33% | 1.96 | 0 | 10 |  |  |  |  | R-454B | 2.0333 | Residential & Commercial | USHP | Ducted CEE Tier 1
215375344 | Central HP <5.4 tons | RUUD | HRCU-A-CB (Split System: Heat Pump with Remote Outdoor Unit-Air-Source) | RD17AZ48AJ3N | ASPEN |  | D(A,C,E)60D34+TDR | R962V1155A24M4S | 45500 | 16 | 8.1 | 45500 | 32400 | 71.21% | 2.4 | 0 | 10 |  |  |  |  | R-410A | 3.7917 | Residential & Commercial | USHP | Ducted CEE Tier 1
206133800 | Central HP <5.4 tons | ARCOAIRE | HRCU-A-CB (Split System: Heat Pump with Remote Outdoor Unit-Air-Source) | HVH825GKA2* |  |  | EA*4X37L17A*+WALLCON | *95CSU0601716A* | 24200 | 16.5 | 8.1 | 21400 | 16800 | 78.5% | 1.98 | 11 | 10.5 |  |  |  |  | R-410A | 2.0167 | Residential & Commercial | USHP | Ducted CEE Tier 1
206133298 | Central HP <5.4 tons | ARCOAIRE | HRCU-A-CB (Split System: Heat Pump with Remote Outdoor Unit-Air-Source) | HVH825GKA2* |  |  | EA*4X24L17A*+WALLCON | *80CSU0401712A* | 23200 | 16.5 | 8.1 | 22000 | 16800 | 76.36% | 1.9 | 11 | 10.5 |  |  |  |  | R-410A | 1.9333 | Residential & Commercial | USHP | Ducted CEE Tier 1
206133348 | Central HP <5.4 tons | ARCOAIRE | HRCU-A-CB (Split System: Heat Pump with Remote Outdoor Unit-Air-Source) | HVH825GKA2* |  |  | EA*4X30L17A*+WALLCON | *80CSU0601716A* | 23400 | 16.5 | 8.1 | 21600 | 16700 | 77.31% | 1.92 | 11 | 10.5 |  |  |  |  | R-410A | 1.95 | Residential & Commercial | USHP | Ducted CEE Tier 1
216676450 | Central HP <5.4 tons | ARCOAIRE | HRCU-A-CB (Split System: Heat Pump with Remote Outdoor Unit-Air-Source) | D5CURAH24AAK |  |  | EA*5X25M17A* | *80MSU0601716A* | 25000 | 16 | 9 | 23400 | 19200 | 82.05% | 2.06 | 0 | 10 |  |  |  |  | R-454B | 2.0833 | Residential & Commercial | USHP | Ducted CEE Tier 1
215399950 | Central HP <5.4 tons | YORK | HRCU-A-C (Split System: Heat Pump with Remote Outdoor Unit with No Indoor Fan --Air Source) | HH836E2S11 | ASPEN |  | C(A,C,D,E)36B3K+TDR | 0 | 30600 | 15.2 | 8.1 | 31000 | 31600 | 101.9% | 2.56 | 0 | 10.5 |  |  |  |  | R-454B | 2.55 | Residential & Commercial | USHP | Ducted CEE Tier 1
213350111 | Central HP <5.4 tons | YORK | HRCU-A-CB (Split System: Heat Pump with Remote Outdoor Unit-Air-Source) | HMH72B341 | ASPEN |  | D(A,C,E)36A34+TDR | Y81E040A12LMPS1 | 33200 | 18 | 8.1 | 32600 | 29800 | 91.41% | 2.71 | 0 | 10 |  |  |  |  | R-410A | 2.7667 | Residential & Commercial | USHP | Ducted CEE Tier 1
213350134 | Central HP <5.4 tons | YORK | HRCU-A-CB (Split System: Heat Pump with Remote Outdoor Unit-Air-Source) | HMH72B341 | ASPEN |  | C(A,C,D,E)36B34+TDR | Y81E080C20LMPS1 | 32000 | 18 | 8.5 | 33400 | 28400 | 85.03% | 2.71 | 0 | 9.9 |  |  |  |  | R-410A | 2.6667 | Residential & Commercial | USHP
213350141 | Central HP <5.4 tons | YORK | HRCU-A-CB (Split System: Heat Pump with Remote Outdoor Unit-Air-Source) | HMH72B341 | ASPEN |  | D(A,C,E)36B34+TDR | Y81E080C20SMPS1 | 32000 | 18 | 8.5 | 33400 | 28400 | 85.03% | 2.71 | 0 | 9.9 |  |  |  |  | R-410A | 2.6667 | Residential & Commercial | USHP
216794235 | Central HP <5.4 tons | TRANE | HRCU-A-CB (Split System: Heat Pump with Remote Outdoor Unit-Air-Source) | 5TWV0X24A1 | ASPEN |  | D(A,C,E)36C3J+TDR | *DHMB080CCV3+LRP | 19800 | 21 | 10 | 23200 | 22200 | 95.69% | 2.95 | 0 | 11.2 |  |  |  |  | R-454B | 1.65 | Residential & Commercial | USHP | Ducted CEE Tier 1
216794302 | Central HP <5.4 tons | TRANE | HRCU-A-CB (Split System: Heat Pump with Remote Outdoor Unit-Air-Source) | 5TWV0X24A1 | ASPEN |  | D(A,C,E)30A4J+TDR | S9V2B060U3VSB+LRP | 18400 | 19.5 | 9 | 22000 | 21200 | 96.36% | 2.59 | 0 | 11 |  |  |  |  | R-454B | 1.5333 | Residential & Commercial | USHP | Ducted CEE Tier 1
216794321 | Central HP <5.4 tons | TRANE | HRCU-A-CB (Split System: Heat Pump with Remote Outdoor Unit-Air-Source) | 5TWV0X24A1 | ASPEN |  | D(A,C,E)36C3J+TDR | S9V2B080D4PSC+LRP | 19800 | 20.4 | 10 | 23000 | 22000 | 95.65% | 2.95 | 0 | 11.2 |  |  |  |  | R-454B | 1.65 | Residential & Commercial | USHP | Ducted CEE Tier 1
216056629 | Central HP <5.4 tons | YORK | HRCU-A-CB (Split System: Heat Pump with Remote Outdoor Unit-Air-Source) | HH836E2S11 | ASPEN |  | D(A,C,E)36A4K+TDR | TP9C100C16MP13 | 30800 | 18 | 8.5 | 31000 | 25200 | 81.29% | 2 | 0 | 10.5 |  |  |  |  | R-454B | 2.5667 | Residential & Commercial | USHP | Ducted CEE Tier 1
216056647 | Central HP <5.4 tons | YORK | HRCU-A-CB (Split System: Heat Pump with Remote Outdoor Unit-Air-Source) | HH836E2S11 | ASPEN |  | D(A,C,E)36A4K+TDR | YP9C080B12MP13 | 30600 | 18 | 8.5 | 30800 | 25200 | 81.82% | 2 | 0 | 10.5 |  |  |  |  | R-454B | 2.55 | Residential & Commercial | USHP | Ducted CEE Tier 1
216056665 | Central HP <5.4 tons | YORK | HRCU-A-CB (Split System: Heat Pump with Remote Outdoor Unit-Air-Source) | HH836E2S11 | ASPEN |  | C(A,C,D,E)48A3K+TDR | TM8V080C16MP12 | 31200 | 18 | 8.1 | 31200 | 25400 | 81.41% | 2 | 0 | 10.5 |  |  |  |  | R-454B | 2.6 | Residential & Commercial | USHP | Ducted CEE Tier 1
216056666 | Central HP <5.4 tons | YORK | HRCU-A-CB (Split System: Heat Pump with Remote Outdoor Unit-Air-Source) | HH836E2S11 | ASPEN |  | C(A,C,D,E)48A3K+TDR | TM8V100C16MP12 | 31200 | 18 | 8.1 | 31200 | 25400 | 81.41% | 2 | 0 | 10.5 |  |  |  |  | R-454B | 2.6 | Residential & Commercial | USHP | Ducted CEE Tier 1
216056530 | Central HP <5.4 tons | YORK | HRCU-A-CB (Split System: Heat Pump with Remote Outdoor Unit-Air-Source) | HH836E2S11 | ASPEN |  | C(A,C,D,E)36B3K+TDR | TM9Y080C16MP11 | 31200 | 18 | 8.5 | 32000 | 25800 | 80.62% | 2 | 0 | 10.5 |  |  |  |  | R-454B | 2.6 | Residential & Commercial | USHP | Ducted CEE Tier 1
216056531 | Central HP <5.4 tons | YORK | HRCU-A-CB (Split System: Heat Pump with Remote Outdoor Unit-Air-Source) | HH836E2S11 | ASPEN |  | C(A,C,D,E)36B3K+TDR | TM9Y100C16MP11 | 30800 | 18 | 8.5 | 31000 | 25200 | 81.29% | 2 | 0 | 10.5 |  |  |  |  | R-454B | 2.5667 | Residential & Commercial | USHP | Ducted CEE Tier 1
216056597 | Central HP <5.4 tons | YORK | HRCU-A-CB (Split System: Heat Pump with Remote Outdoor Unit-Air-Source) | HH836E2S11 | ASPEN |  | D(A,C,E)36A4K+TDR | TM8Y080C16MP11 | 30800 | 18 | 8.5 | 30400 | 25000 | 82.24% | 2 | 0 | 11 |  |  |  |  | R-454B | 2.5667 | Residential & Commercial | USHP | Ducted CEE Tier 1
216056251 | Central HP <5.4 tons | YORK | HRCU-A-CB (Split System: Heat Pump with Remote Outdoor Unit-Air-Source) | HH824E2S11 | ASPEN |  | C(A,C,D,E)24D2K+TDR | Y82E080B12LMPS1 | 21000 | 17.5 | 8.5 | 22800 | 18500 | 81.14% | 2 | 0 | 11.7 |  |  |  |  | R-454B | 1.75 | Residential & Commercial | USHP | Ducted CEE Tier 1
216056269 | Central HP <5.4 tons | YORK | HRCU-A-CB (Split System: Heat Pump with Remote Outdoor Unit-Air-Source) | HH824E2S11 | ASPEN |  | C(A,C,D,E)24D2K+TDR | YP9C060B12MP13 | 21400 | 17 | 8.5 | 22800 | 18000 | 78.95% | 2 | 0 | 9.8 |  |  |  |  | R-454B | 1.7833 | Residential & Commercial | USHP
216056283 | Central HP <5.4 tons | YORK | HRCU-A-CB (Split System: Heat Pump with Remote Outdoor Unit-Air-Source) | HH824E2S11 | ASPEN |  | D(A,C,E)24B3K+TDR | TM8E040A12MP11 | 20600 | 16.5 | 8.5 | 22400 | 17200 | 76.79% | 2 | 0 | 11.2 |  |  |  |  | R-454B | 1.7167 | Residential & Commercial | USHP | Ducted CEE Tier 1
216056308 | Central HP <5.4 tons | YORK | HRCU-A-CB (Split System: Heat Pump with Remote Outdoor Unit-Air-Source) | HH824E2S11 | ASPEN |  | D(A,C,E)24B3K+TDR | TM9E040A10MP12 | 20600 | 16.5 | 8.5 | 22800 | 18100 | 79.39% | 2 | 0 | 9.8 |  |  |  |  | R-454B | 1.7167 | Residential & Commercial | USHP
216794257 | Central HP <5.4 tons | TRANE | HRCU-A-CB (Split System: Heat Pump with Remote Outdoor Unit-Air-Source) | 5TWV0X24A1 | ASPEN |  | D(A,C,E)36C3J+TDR | S8V2A040M3PDB | 19800 | 21.4 | 10 | 22400 | 21600 | 96.43% | 2.81 | 0 | 11.7 |  |  |  |  | R-454B | 1.65 | Residential & Commercial | USHP | Ducted CEE Tier 1
216056719 | Central HP <5.4 tons | YORK | HRCU-A-CB (Split System: Heat Pump with Remote Outdoor Unit-Air-Source) | HH860E2S11 | ASPEN |  | C(A,C,D,E)48A3K+TDR | TM8E080C20MP11 | 41000 | 16.5 | 8.1 | 46000 | 35000 | 76.09% | 2 | 0 | 10.5 |  |  |  |  | R-454B | 3.4167 | Residential & Commercial | USHP | Ducted CEE Tier 1
216056728 | Central HP <5.4 tons | YORK | HRCU-A-CB (Split System: Heat Pump with Remote Outdoor Unit-Air-Source) | HH860E2S11 | ASPEN |  | C(A,C,D,E)48A3K+TDR | TM8V120C20MP12 | 40000 | 17.5 | 8.1 | 44500 | 33800 | 75.96% | 2 | 0 | 10.5 |  |  |  |  | R-454B | 3.3333 | Residential & Commercial | USHP | Ducted CEE Tier 1
216056742 | Central HP <5.4 tons | YORK | HRCU-A-CB (Split System: Heat Pump with Remote Outdoor Unit-Air-Source) | HH860E2S11 | ASPEN |  | C(A,C,D,E)48A3K+TDR | TM9Y080C16MP11 | 39500 | 16.5 | 8.1 | 44000 | 33800 | 76.82% | 2 | 0 | 10.5 |  |  |  |  | R-454B | 3.2917 | Residential & Commercial | USHP | Ducted CEE Tier 1
216056751 | Central HP <5.4 tons | YORK | HRCU-A-CB (Split System: Heat Pump with Remote Outdoor Unit-Air-Source) | HH860E2S11 | ASPEN |  | C(A,C,D,E)48A3K+TDR | TMLE120C20MP11 | 41000 | 16.5 | 8.1 | 46000 | 35000 | 76.09% | 2 | 0 | 10.5 |  |  |  |  | R-454B | 3.4167 | Residential & Commercial | USHP | Ducted CEE Tier 1
216056817 | Central HP <5.4 tons | YORK | HRCU-A-CB (Split System: Heat Pump with Remote Outdoor Unit-Air-Source) | HH860E2S11 | ASPEN |  | D(A,C,E)60A3K+TDR | TM9E080C16MP12 | 41000 | 18 | 8.5 | 45000 | 34400 | 76.44% | 2 | 0 | 10.5 |  |  |  |  | R-454B | 3.4167 | Residential & Commercial | USHP | Ducted CEE Tier 1
216056319 | Central HP <5.4 tons | YORK | HRCU-A-CB (Split System: Heat Pump with Remote Outdoor Unit-Air-Source) | HH824E2S11 | ASPEN |  | D(A,C,E)24B3K+TDR | TM9V040A10MP12 | 20600 | 16.5 | 8.5 | 22800 | 17500 | 76.75% | 2 | 0 | 9.8 |  |  |  |  | R-454B | 1.7167 | Residential & Commercial | USHP
216056467 | Central HP <5.4 tons | YORK | HRCU-A-CB (Split System: Heat Pump with Remote Outdoor Unit-Air-Source) | HH824E2S11 | ASPEN |  | D(A,C,E)24B4K+TDR | TM9E060A10MP12 | 21000 | 17 | 9 | 23000 | 18100 | 78.7% | 2 | 0 | 10.5 |  |  |  |  | R-454B | 1.75 | Residential & Commercial | USHP | Ducted CEE Tier 1
216056469 | Central HP <5.4 tons | YORK | HRCU-A-CB (Split System: Heat Pump with Remote Outdoor Unit-Air-Source) | HH824E2S11 | ASPEN |  | D(A,C,E)24B4K+TDR | TM9E080B12MP12 | 22600 | 17 | 8.5 | 22600 | 18700 | 82.74% | 2 | 0 | 11.7 |  |  |  |  | R-454B | 1.8833 | Residential & Commercial | USHP | Ducted CEE Tier 1
216056483 | Central HP <5.4 tons | YORK | HRCU-A-CB (Split System: Heat Pump with Remote Outdoor Unit-Air-Source) | HH824E2S11 | ASPEN |  | D(A,C,E)24B4K+TDR | Y81E040A12SMPS1 | 21000 | 18 | 9.5 | 22800 | 18100 | 79.39% | 2 | 0 | 11.2 |  |  |  |  | R-454B | 1.75 | Residential & Commercial | USHP | Ducted CEE Tier 1
216682081 | Central HP <5.4 tons | CARRIER | HRCU-A-CB (Split System: Heat Pump with Remote Outdoor Unit-Air-Source) | 38MURAQ30AB3* |  |  | CAP**4221AL* | 59TP7A100V21**20 | 30000 | 15.2 | 8.5 | 34000 | 27000 | 79.41% | 1.75 | 0 | 9 |  |  |  |  | R-410A | 2.5 | Residential & Commercial | USHP
216737940 | Central HP <5.4 tons | SMART COMFORT | HRCU-A-CB (Split System: Heat Pump with Remote Outdoor Unit-Air-Source) | D5CUHAH24AAK |  |  | ESH5X30M12A* | *97VTN1002122A* | 22600 | 15.2 | 8.1 | 21000 | 18900 | 90% | 1.85 | 0 | 10.5 |  |  |  |  | R-454B | 1.8833 | Residential & Commercial | USHP | Ducted CEE Tier 1
216738025 | Central HP <5.4 tons | SMART COMFORT | HRCU-A-CB (Split System: Heat Pump with Remote Outdoor Unit-Air-Source) | D5CUHAH24AAK |  |  | ESH5X36M12A* | *80MS(N,L)0701412A* | 22600 | 16 | 8.1 | 20800 | 18400 | 88.46% | 1.85 | 0 | 10.5 |  |  |  |  | R-454B | 1.8833 | Residential & Commercial | USHP | Ducted CEE Tier 1
216734297 | Central HP <5.4 tons | SMART COMFORT | HRCU-A-CB (Split System: Heat Pump with Remote Outdoor Unit-Air-Source) | D5CUHAH24AAK |  |  | EA*5X30M17A* | *97VTN0601716A* | 22200 | 16 | 8.1 | 20800 | 18800 | 90.38% | 1.85 | 0 | 10.5 |  |  |  |  | R-454B | 1.85 | Residential & Commercial | USHP | Ducted CEE Tier 1
216733561 | Central HP <5.4 tons | SMART COMFORT | HRCU-A-CB (Split System: Heat Pump with Remote Outdoor Unit-Air-Source) | D5CUHAH24AAK |  |  | EA*5X25M17A* | *96CTN0801714B* | 23000 | 16.5 | 8.5 | 20600 | 18400 | 89.32% | 1.96 | 0 | 11 |  |  |  |  | R-454B | 1.9167 | Residential & Commercial | USHP | Ducted CEE Tier 1
216733643 | Central HP <5.4 tons | SMART COMFORT | HRCU-A-CB (Split System: Heat Pump with Remote Outdoor Unit-Air-Source) | D5CUHAH24AAK |  |  | EA*5X25M17A* | OMV098J12* | 23000 | 15.2 | 8.5 | 20800 | 18500 | 88.94% | 1.98 | 0 | 11 |  |  |  |  | R-454B | 1.9167 | Residential & Commercial | USHP | Ducted CEE Tier 1
216733911 | Central HP <5.4 tons | SMART COMFORT | HRCU-A-CB (Split System: Heat Pump with Remote Outdoor Unit-Air-Source) | D5CUHAH24AAK |  |  | EA*5X30M17A* | *80VSL0701716B* | 22200 | 16 | 8.1 | 20800 | 18800 | 90.38% | 1.85 | 0 | 10.5 |  |  |  |  | R-454B | 1.85 | Residential & Commercial | USHP | Ducted CEE Tier 1
216733662 | Central HP <5.4 tons | SMART COMFORT | HRCU-A-CB (Split System: Heat Pump with Remote Outdoor Unit-Air-Source) | D5CUHAH24AAK |  |  | EA*5X30M14A* | *80MS(N,L)0451412A* | 22200 | 16 | 8.1 | 20800 | 18800 | 90.38% | 1.85 | 0 | 10.5 |  |  |  |  | R-454B | 1.85 | Residential & Commercial | USHP | Ducted CEE Tier 1
216733061 | Central HP <5.4 tons | SMART COMFORT | HRCU-A-CB (Split System: Heat Pump with Remote Outdoor Unit-Air-Source) | D5CUHAH24AAK |  |  | EA*5X24M17A* | *96VTN0401712B* | 22000 | 15.5 | 8.5 | 21200 | 19300 | 91.04% | 1.98 | 0 | 10 |  |  |  |  | R-454B | 1.8333 | Residential & Commercial | USHP | Ducted CEE Tier 1
205751196 | Central HP <5.4 tons | ARCOAIRE | HRCU-A-CB (Split System: Heat Pump with Remote Outdoor Unit-Air-Source) | HVH837GKA** |  |  | EA*4X43L21A*+WALLCON | *97CMN1002122A* | 33000 | 17.5 | 8.5 | 33000 | 25200 | 76.36% | 2 | 12 | 11.7 |  |  |  |  | R-410A | 2.75 | Residential & Commercial | USHP | Ducted CEE Tier 1
212975428 | Central HP <5.4 tons | SMART COMFORT | HRCU-A-CB (Split System: Heat Pump with Remote Outdoor Unit-Air-Source) | DLCURAH18ABK |  |  | EA*4X30L14A* | *96VTN0601412B* | 17400 | 16.5 | 8.5 | 18000 | 18900 | 105% | 2.28 | 0 | 10.5 |  |  |  |  | R-410A | 1.45 | Residential & Commercial | USHP | Ducted CEE Tier 1
216733142 | Central HP <5.4 tons | SMART COMFORT | HRCU-A-CB (Split System: Heat Pump with Remote Outdoor Unit-Air-Source) | D5CUHAH24AAK |  |  | EA*5X25M17A* | *80CSU0401712A* | 23600 | 17.5 | 8.5 | 21200 | 18700 | 88.21% | 1.96 | 0 | 11 |  |  |  |  | R-454B | 1.9667 | Residential & Commercial | USHP | Ducted CEE Tier 1
216733344 | Central HP <5.4 tons | SMART COMFORT | HRCU-A-CB (Split System: Heat Pump with Remote Outdoor Unit-Air-Source) | D5CUHAH24AAK |  |  | EA*5X25M17A* | *95CSU0601716B* | 23000 | 16.5 | 8.5 | 20600 | 18400 | 89.32% | 1.96 | 0 | 11 |  |  |  |  | R-454B | 1.9167 | Residential & Commercial | USHP | Ducted CEE Tier 1
211261465 | Central HP <5.4 tons | SMART COMFORT | HRCU-A-CB (Split System: Heat Pump with Remote Outdoor Unit-Air-Source) | DLCURAH18ABK |  |  | EA*4X30L14A* | *92ESN0601412A* | 18200 | 16 | 8.5 | 18700 | 18400 | 98.4% | 2.22 | 0 | 10.5 |  |  |  |  | R-410A | 1.5167 | Residential & Commercial | USHP | Ducted CEE Tier 1
211259828 | Central HP <5.4 tons | SMART COMFORT | HRCU-A-CB (Split System: Heat Pump with Remote Outdoor Unit-Air-Source) | DLCURAH18ABK |  |  | EA*4X19L17A* | *95ESN0601412A* | 18400 | 16.5 | 8.5 | 18300 | 17600 | 96.17% | 2.14 | 0 | 11 |  |  |  |  | R-410A | 1.5333 | Residential & Commercial | USHP | Ducted CEE Tier 1
211259912 | Central HP <5.4 tons | SMART COMFORT | HRCU-A-CB (Split System: Heat Pump with Remote Outdoor Unit-Air-Source) | DLCURAH18ABK |  |  | EA*4X19L17A* | *80ES(N,L)0451712A* | 19100 | 16 | 9 | 19100 | 17400 | 91.1% | 2.14 | 0 | 11 |  |  |  |  | R-410A | 1.5917 | Residential & Commercial | USHP | Ducted CEE Tier 1
211259959 | Central HP <5.4 tons | SMART COMFORT | HRCU-A-CB (Split System: Heat Pump with Remote Outdoor Unit-Air-Source) | DLCURAH18ABK |  |  | EA*4X19L17A* | *92ESN0601714A* | 18200 | 16.5 | 8.5 | 18100 | 17600 | 97.24% | 2.14 | 0 | 11 |  |  |  |  | R-410A | 1.5167 | Residential & Commercial | USHP | Ducted CEE Tier 1
216733543 | Central HP <5.4 tons | SMART COMFORT | HRCU-A-CB (Split System: Heat Pump with Remote Outdoor Unit-Air-Source) | D5CUHAH24AAK |  |  | EA*5X25M17A* | *96CTN0401410B* | 22800 | 15.5 | 8.5 | 20800 | 18600 | 89.42% | 1.96 | 0 | 10.5 |  |  |  |  | R-454B | 1.9 | Residential & Commercial | USHP | Ducted CEE Tier 1
216733161 | Central HP <5.4 tons | SMART COMFORT | HRCU-A-CB (Split System: Heat Pump with Remote Outdoor Unit-Air-Source) | D5CUHAH24AAK |  |  | EA*5X25M17A* | *80MS(N,L)0451412A* | 23000 | 16 | 8.5 | 20600 | 18400 | 89.32% | 1.96 | 0 | 11 |  |  |  |  | R-454B | 1.9167 | Residential & Commercial | USHP | Ducted CEE Tier 1
215375357 | Central HP <5.4 tons | RUUD | HRCU-A-CB (Split System: Heat Pump with Remote Outdoor Unit-Air-Source) | RD17AZ60AJ3N | ASPEN |  | D(A,C,E)60D36+TDR | R802V0755A21UHN | 52000 | 17.8 | 8.1 | 54000 | 50500 | 93.52% | 1.75 | 0 | 9.8 |  |  |  |  | R-410A | 4.3333 | Residential & Commercial | USHP
211260079 | Central HP <5.4 tons | SMART COMFORT | HRCU-A-CB (Split System: Heat Pump with Remote Outdoor Unit-Air-Source) | DLCURAH18ABK |  |  | EA*4X24L14A* | *80VSL0451412A* | 17700 | 16 | 8.5 | 18600 | 19100 | 102.7% | 2.3 | 0 | 10.5 |  |  |  |  | R-410A | 1.475 | Residential & Commercial | USHP | Ducted CEE Tier 1
214279913 | Central HP <5.4 tons | SMART COMFORT | HRCU-A-CB (Split System: Heat Pump with Remote Outdoor Unit-Air-Source) | DLCURAH24ABK |  |  | EA*4X36L17A* | *96MSM0601716A* | 23400 | 16.5 | 9 | 25600 | 23800 | 92.97% | 1.96 | 0 | 10 |  |  |  |  | R-410A | 1.95 | Residential & Commercial | USHP | Ducted CEE Tier 1
213350112 | Central HP <5.4 tons | YORK | HRCU-A-CB (Split System: Heat Pump with Remote Outdoor Unit-Air-Source) | HMH72B341 | ASPEN |  | D(A,C,E)36A44+TDR | Y81E040A12LMPS1 | 33200 | 18 | 8.3 | 32800 | 29800 | 90.85% | 2.75 | 0 | 10 |  |  |  |  | R-410A | 2.7667 | Residential & Commercial | USHP | Ducted CEE Tier 1
216678134 | Central HP <5.4 tons | ARCOAIRE | HRCU-A-CB (Split System: Heat Pump with Remote Outdoor Unit-Air-Source) | D5CURAH24AAK |  |  | EA*5X37M17A* | *96VTN0801716B* | 24400 | 15.5 | 8.5 | 23600 | 19300 | 81.78% | 1.94 | 0 | 10 |  |  |  |  | R-454B | 2.0333 | Residential & Commercial | USHP | Ducted CEE Tier 1
214391686 | Central HP <5.4 tons | RUUD | HRCU-A-CB (Split System: Heat Pump with Remote Outdoor Unit-Air-Source) | RP15AZ24AJ2N | ASPEN |  | CP31A34+TDR | R951V0703A17M4S | 22400 | 16 | 8.3 | 23000 | 17200 | 74.78% | 3.07 | 0 | 11.9 |  |  |  |  | R-410A | 1.8667 | Residential & Commercial | USHP | Ducted CEE Tier 1
214391651 | Central HP <5.4 tons | RUUD | HRCU-A-CB (Split System: Heat Pump with Remote Outdoor Unit-Air-Source) | RP15AZ24AJ2N | ASPEN |  | CP37A34+TDR | R801V0754A17UH | 22400 | 15.6 | 8.3 | 23000 | 16300 | 70.87% | 2.87 | 0 | 11.9 |  |  |  |  | R-410A | 1.8667 | Residential & Commercial | USHP | Ducted CEE Tier 1
214394676 | Central HP <5.4 tons | RUUD | HRCU-A-CB (Split System: Heat Pump with Remote Outdoor Unit-Air-Source) | RD17AZ60AJ3N | ASPEN |  | D(A,C,E)60D44+TDR | R802V0755A21DZ | 52000 | 17.9 | 8.1 | 54000 | 49000 | 90.74% | 1.75 | 0 | 9.8 |  |  |  |  | R-410A | 4.3333 | Residential & Commercial | USHP
214394691 | Central HP <5.4 tons | RUUD | HRCU-A-CB (Split System: Heat Pump with Remote Outdoor Unit-Air-Source) | RD17AZ60AJ3N | ASPEN |  | D(A,C,E)60D34+TDR | R802V1005A21UHN | 52000 | 17.8 | 8.1 | 53500 | 49000 | 91.59% | 1.75 | 0 | 9.8 |  |  |  |  | R-410A | 4.3333 | Residential & Commercial | USHP
215293320 | Central HP <5.4 tons | AIRQUEST | HRCU-A-CB (Split System: Heat Pump with Remote Outdoor Unit-Air-Source) | DLCURAH24ABK | ADP |  | HG81936 | *96VTN1002122B* | 23800 | 17 | 8.5 | 24800 | 23400 | 94.35% | 1.98 | 0 | 10.5 |  |  |  |  | R-410A | 1.9833 | Residential & Commercial | USHP | Ducted CEE Tier 1
216737326 | Central HP <5.4 tons | BRYANT HEATING AND COOLING SYSTEMS | HRCU-A-CB (Split System: Heat Pump with Remote Outdoor Unit-Air-Source) | 37MUHAQ24AA3 |  |  | CSAH*3012AM* | 82*TB36045V14*** | 22200 | 15.5 | 8.1 | 20800 | 18700 | 89.9% | 1.85 | 0 | 10.5 |  |  |  |  | R-454B | 1.85 | Residential & Commercial | USHP | Ducted CEE Tier 1
211262679 | Central HP <5.4 tons | ARCOAIRE | HRCU-A-CB (Split System: Heat Pump with Remote Outdoor Unit-Air-Source) | DLCURAH18ABK |  |  | EN(A,D)4X24L14** | *95ESN0261410A* | 18000 | 15.5 | 8.5 | 19000 | 18700 | 98.42% | 2.24 | 0 | 10.5 |  |  |  |  | R-410A | 1.5 | Residential & Commercial | USHP | Ducted CEE Tier 1
216679527 | Central HP <5.4 tons | SMART COMFORT | HRCU-A-CB (Split System: Heat Pump with Remote Outdoor Unit-Air-Source) | DLCURAH24ABK |  |  | EN(A,D,W)4X36L17** | *97VTN0601716A* | 23600 | 16.5 | 9 | 25800 | 23600 | 91.47% | 1.76 | 0 | 10 |  |  |  |  | R-410A | 1.9667 | Residential & Commercial | USHP | Ducted CEE Tier 1
216679407 | Central HP <5.4 tons | SMART COMFORT | HRCU-A-CB (Split System: Heat Pump with Remote Outdoor Unit-Air-Source) | DLCURAH24ABK |  |  | EA*4X30L17A* | *97VTN0601716A* | 23600 | 16.5 | 9 | 25800 | 23800 | 92.25% | 1.86 | 0 | 10 |  |  |  |  | R-410A | 1.9667 | Residential & Commercial | USHP | Ducted CEE Tier 1
213927833 | Central HP <5.4 tons | YORK | HRCU-A-CB (Split System: Heat Pump with Remote Outdoor Unit-Air-Source) | HMH72B341 | ASPEN |  | D(A,C,E)36D3G+TXV+TDR | TM9V060B12MP12 | 32800 | 17.5 | 8.1 | 34000 | 27800 | 81.76% | 2.49 | 0 | 9.5 |  |  |  |  | R-410A | 2.7333 | Residential & Commercial | USHP
213350110 | Central HP <5.4 tons | YORK | HRCU-A-CB (Split System: Heat Pump with Remote Outdoor Unit-Air-Source) | HMH72B341 | ASPEN |  | C(A,C,D,E)36B34+TDR | Y81E040A12LMPS1 | 33200 | 18 | 8.2 | 32800 | 29800 | 90.85% | 2.72 | 0 | 10 |  |  |  |  | R-410A | 2.7667 | Residential & Commercial | USHP | Ducted CEE Tier 1
216675858 | Central HP <5.4 tons | ARCOAIRE | HRCU-A-CB (Split System: Heat Pump with Remote Outdoor Unit-Air-Source) | D5CURAH24AAK |  |  | EA*5X36M17A* | *80MS(N,L)0701712A* | 23600 | 15.5 | 8.5 | 23800 | 19300 | 81.09% | 1.92 | 0 | 9.8 |  |  |  |  | R-454B | 1.9667 | Residential & Commercial | USHP
215295531 | Central HP <5.4 tons | AIRQUEST | HRCU-A-CB (Split System: Heat Pump with Remote Outdoor Unit-Air-Source) | DLCURAH36ABK | ADP |  | H,GE1K936 | *96VTN0802120B* | 36000 | 16 | 8.5 | 36400 | 34400 | 94.51% | 2.04 | 0 | 10 |  |  |  |  | R-410A | 3 | Residential & Commercial | USHP | Ducted CEE Tier 1
215295540 | Central HP <5.4 tons | AIRQUEST | HRCU-A-CB (Split System: Heat Pump with Remote Outdoor Unit-Air-Source) | DLCURAH36ABK | ADP |  | H,GG24936 | *96VTN1002120A* | 34400 | 15.2 | 8.1 | 37800 | 34800 | 92.06% | 1.9 | 0 | 9.5 |  |  |  |  | R-410A | 2.8667 | Residential & Commercial | USHP
215294463 | Central HP <5.4 tons | AIRQUEST | HRCU-A-CB (Split System: Heat Pump with Remote Outdoor Unit-Air-Source) | DLCURAH30ABK | ADP |  | H,GG37936 | *96VTN1002122B* | 30000 | 15.2 | 8.1 | 32600 | 27200 | 83.44% | 1.8 | 0 | 9 |  |  |  |  | R-410A | 2.5 | Residential & Commercial | USHP
215294470 | Central HP <5.4 tons | AIRQUEST | HRCU-A-CB (Split System: Heat Pump with Remote Outdoor Unit-Air-Source) | DLCURAH30ABK | ADP |  | H,GE8J936 | *96VTN1002122B* | 29800 | 15.2 | 8.1 | 32600 | 27200 | 83.44% | 1.8 | 0 | 9 |  |  |  |  | R-410A | 2.4833 | Residential & Commercial | USHP
215294479 | Central HP <5.4 tons | AIRQUEST | HRCU-A-CB (Split System: Heat Pump with Remote Outdoor Unit-Air-Source) | DLCURAH30ABK | ADP |  | H,GE80936 | *96VTN1002122B* | 30000 | 15.2 | 8.1 | 32600 | 27200 | 83.44% | 1.8 | 0 | 9 |  |  |  |  | R-410A | 2.5 | Residential & Commercial | USHP
215295583 | Central HP <5.4 tons | AIRQUEST | HRCU-A-CB (Split System: Heat Pump with Remote Outdoor Unit-Air-Source) | DLCURAH36ABK | ADP |  | HE32936 | *96VTN1002120B* | 35000 | 16 | 8.1 | 36800 | 34800 | 94.57% | 1.82 | 0 | 10 |  |  |  |  | R-410A | 2.9167 | Residential & Commercial | USHP | Ducted CEE Tier 1
216682633 | Central HP <5.4 tons | SMART COMFORT | HRCU-A-CB (Split System: Heat Pump with Remote Outdoor Unit-Air-Source) | DLCURAH36ABK |  |  | EHD4X48AAL | *97VTN1002122A* | 36000 | 16 | 8.5 | 38000 | 34400 | 90.53% | 1.82 | 0 | 10 |  |  |  |  | R-410A | 3 | Residential & Commercial | USHP | Ducted CEE Tier 1
216683003 | Central HP <5.4 tons | SMART COMFORT | HRCU-A-CB (Split System: Heat Pump with Remote Outdoor Unit-Air-Source) | DLCURAH24ABK |  |  | EHD4X30AAL | *97VTN1002122A* | 23800 | 16 | 9 | 26000 | 22800 | 87.69% | 1.76 | 0 | 10 |  |  |  |  | R-410A | 1.9833 | Residential & Commercial | USHP | Ducted CEE Tier 1
213350124 | Central HP <5.4 tons | YORK | HRCU-A-CB (Split System: Heat Pump with Remote Outdoor Unit-Air-Source) | HMH72B341 | ASPEN |  | D(A,C,E)36A44+TDR | Y81E080B12SMPS1 | 33000 | 18 | 8.2 | 32800 | 29400 | 89.63% | 2.7 | 0 | 9.5 |  |  |  |  | R-410A | 2.75 | Residential & Commercial | USHP
213350126 | Central HP <5.4 tons | YORK | HRCU-A-CB (Split System: Heat Pump with Remote Outdoor Unit-Air-Source) | HMH72B341 | ASPEN |  | C(A,C,D,E)36B34+TDR | Y81E080C16LMPS1 | 32000 | 18 | 8.5 | 33400 | 27600 | 82.63% | 2.7 | 0 | 9.9 |  |  |  |  | R-410A | 2.6667 | Residential & Commercial | USHP
216679479 | Central HP <5.4 tons | SMART COMFORT | HRCU-A-CB (Split System: Heat Pump with Remote Outdoor Unit-Air-Source) | DLCURAH24ABK |  |  | EHD4X30AAL | *97VTN0601716A* | 23600 | 16 | 9 | 25800 | 23200 | 89.92% | 1.8 | 0 | 10 |  |  |  |  | R-410A | 1.9667 | Residential & Commercial | USHP | Ducted CEE Tier 1
216680583 | Central HP <5.4 tons | SMART COMFORT | HRCU-A-CB (Split System: Heat Pump with Remote Outdoor Unit-Air-Source) | DLCURAH24ABK |  |  | EHD4X24AAL | *97VTN0801716A* | 23600 | 16 | 9 | 26200 | 23600 | 90.08% | 1.82 | 0 | 10 |  |  |  |  | R-410A | 1.9667 | Residential & Commercial | USHP | Ducted CEE Tier 1
216679863 | Central HP <5.4 tons | SMART COMFORT | HRCU-A-CB (Split System: Heat Pump with Remote Outdoor Unit-Air-Source) | DLCURAH36ABK |  |  | EA*4X42L21A* | *97VTN0801716A* | 35000 | 15.5 | 8.5 | 38500 | 34600 | 89.87% | 1.76 | 0 | 9.8 |  |  |  |  | R-410A | 2.9167 | Residential & Commercial | USHP
216678759 | Central HP <5.4 tons | SMART COMFORT | HRCU-A-CB (Split System: Heat Pump with Remote Outdoor Unit-Air-Source) | DLCURAH36ABK |  |  | EHD4X36AAL | *97VTN0601716A* | 35600 | 15.2 | 8.5 | 38500 | 34600 | 89.87% | 1.8 | 0 | 9.5 |  |  |  |  | R-410A | 2.9667 | Residential & Commercial | USHP
216678611 | Central HP <5.4 tons | ARCOAIRE | HRCU-A-CB (Split System: Heat Pump with Remote Outdoor Unit-Air-Source) | D5CURAH24AAK |  |  | FTMA5B36L0C* | 0 | 24600 | 16 | 9 | 24200 | 19400 | 80.17% | 2.02 | 0 | 10 |  |  |  |  | R-454B | 2.05 | Residential & Commercial | USHP | Ducted CEE Tier 1
211264405 | Central HP <5.4 tons | ARCOAIRE | HRCU-A-CB (Split System: Heat Pump with Remote Outdoor Unit-Air-Source) | DLCURAH18ABK |  |  | EN(A,D)4X30L17** | *96VTN0601412A* | 18000 | 16 | 8.5 | 18600 | 18400 | 98.92% | 2.22 | 0 | 11 |  |  |  |  | R-410A | 1.5 | Residential & Commercial | USHP | Ducted CEE Tier 1
213078838 | Central HP <5.4 tons | SMART COMFORT | HRCU-A-CB (Split System: Heat Pump with Remote Outdoor Unit-Air-Source) | DLCURAH36ABK |  |  | EA*4X36L21A* | *80MSU1002120A* | 35000 | 16 | 8.5 | 38500 | 35200 | 91.43% | 1.8 | 0 | 9.5 |  |  |  |  | R-410A | 2.9167 | Residential & Commercial | USHP
213078922 | Central HP <5.4 tons | SMART COMFORT | HRCU-A-CB (Split System: Heat Pump with Remote Outdoor Unit-Air-Source) | DLCURAH36ABK |  |  | END4X42L17** | *80MSU1002120A* | 36000 | 15.5 | 8.1 | 39000 | 35200 | 90.26% | 1.96 | 0 | 10 |  |  |  |  | R-410A | 3 | Residential & Commercial | USHP | Ducted CEE Tier 1
213078970 | Central HP <5.4 tons | SMART COMFORT | HRCU-A-CB (Split System: Heat Pump with Remote Outdoor Unit-Air-Source) | DLCURAH36ABK |  |  | EA*4X36L21A* | *80MSU0401712A* | 35000 | 16 | 8.1 | 38500 | 35200 | 91.43% | 1.8 | 0 | 9.5 |  |  |  |  | R-410A | 2.9167 | Residential & Commercial | USHP
213079054 | Central HP <5.4 tons | SMART COMFORT | HRCU-A-CB (Split System: Heat Pump with Remote Outdoor Unit-Air-Source) | DLCURAH36ABK |  |  | END4X42L17** | *80MSU0401712A* | 35400 | 15.5 | 8.5 | 39000 | 34800 | 89.23% | 1.94 | 0 | 10 |  |  |  |  | R-410A | 2.95 | Residential & Commercial | USHP | Ducted CEE Tier 1
213079138 | Central HP <5.4 tons | SMART COMFORT | HRCU-A-CB (Split System: Heat Pump with Remote Outdoor Unit-Air-Source) | DLCURAH36ABK |  |  | EA*4X43L21A* | *80MSU0601716A* | 36600 | 16.5 | 8.5 | 38000 | 34800 | 91.58% | 2.08 | 0 | 10 |  |  |  |  | R-410A | 3.05 | Residential & Commercial | USHP | Ducted CEE Tier 1
213079186 | Central HP <5.4 tons | SMART COMFORT | HRCU-A-CB (Split System: Heat Pump with Remote Outdoor Unit-Air-Source) | DLCURAH36ABK |  |  | EN(A,D,W)4X48L21** | *80MSU0601716A* | 35800 | 16.5 | 8.1 | 38500 | 34800 | 90.39% | 2 | 0 | 10 |  |  |  |  | R-410A | 2.9833 | Residential & Commercial | USHP | Ducted CEE Tier 1
213079270 | Central HP <5.4 tons | SMART COMFORT | HRCU-A-CB (Split System: Heat Pump with Remote Outdoor Unit-Air-Source) | DLCURAH36ABK |  |  | EA*4X48L21A* | *80MSU0802120A* | 36200 | 16.5 | 8.5 | 38000 | 34600 | 91.05% | 2.06 | 0 | 10 |  |  |  |  | R-410A | 3.0167 | Residential & Commercial | USHP | Ducted CEE Tier 1
214395067 | Central HP <5.4 tons | SMART COMFORT | HRCU-A-CB (Split System: Heat Pump with Remote Outdoor Unit-Air-Source) | DLCURAH18ABK |  |  | EN(A,D)4X24L17** | *96MSN0601716A* | 17500 | 15.5 | 8.5 | 18500 | 19000 | 102.7% | 2.28 | 0 | 10.5 |  |  |  |  | R-410A | 1.4583 | Residential & Commercial | USHP | Ducted CEE Tier 1
216755388 | Central HP <5.4 tons | SMART COMFORT | HRCU-A-CB (Split System: Heat Pump with Remote Outdoor Unit-Air-Source) | D5CUHAH30AAK |  |  | EA*5X37M21A* | *80VSL1102122B* | 31000 | 15.2 | 9 | 34200 | 30200 | 88.3% | 1.8 | 0 | 9.5 |  |  |  |  | R-454B | 2.5833 | Residential & Commercial | USHP
216681534 | Central HP <5.4 tons | SMART COMFORT | HRCU-A-CB (Split System: Heat Pump with Remote Outdoor Unit-Air-Source) | DLCURAH24ABK |  |  | EHD4X24AAL | *97VTN0802120A* | 23400 | 16 | 9 | 26000 | 23800 | 91.54% | 1.86 | 0 | 9.8 |  |  |  |  | R-410A | 1.95 | Residential & Commercial | USHP
216683389 | Central HP <5.4 tons | SMART COMFORT | HRCU-A-CB (Split System: Heat Pump with Remote Outdoor Unit-Air-Source) | DLCURAH24ABK |  |  | EHD4X24AAL | *97VTN1202422A* | 23800 | 16 | 9 | 26400 | 23400 | 88.64% | 1.8 | 0 | 10 |  |  |  |  | R-410A | 1.9833 | Residential & Commercial | USHP | Ducted CEE Tier 1
204456367 | Central HP <5.4 tons | ARCOAIRE | HRCU-A-CB (Split System: Heat Pump with Remote Outdoor Unit-Air-Source) | HVH825GKA2* |  |  | EA*4X24L17A*+WALLCON | *80CTL0451712A* | 23200 | 16 | 8.1 | 22000 | 16900 | 76.82% | 1.88 | 11 | 10.5 |  |  |  |  | R-410A | 1.9333 | Residential & Commercial | USHP | Ducted CEE Tier 1
216682573 | Central HP <5.4 tons | SMART COMFORT | HRCU-A-CB (Split System: Heat Pump with Remote Outdoor Unit-Air-Source) | DLCURAH36ABK |  |  | EA*4X37L21A* | *97VTN1002122A* | 36600 | 16.5 | 9 | 38000 | 34400 | 90.53% | 1.96 | 0 | 10 |  |  |  |  | R-410A | 3.05 | Residential & Commercial | USHP | Ducted CEE Tier 1
216682623 | Central HP <5.4 tons | SMART COMFORT | HRCU-A-CB (Split System: Heat Pump with Remote Outdoor Unit-Air-Source) | DLCURAH36ABK |  |  | EHD4X42AAL | *97VTN1002122A* | 35800 | 16 | 8.5 | 38500 | 34400 | 89.35% | 1.8 | 0 | 10 |  |  |  |  | R-410A | 2.9833 | Residential & Commercial | USHP | Ducted CEE Tier 1
216683023 | Central HP <5.4 tons | SMART COMFORT | HRCU-A-CB (Split System: Heat Pump with Remote Outdoor Unit-Air-Source) | DLCURAH24ABK |  |  | EN(A,D)4X36L21** | *97VTN1002122A* | 23800 | 17 | 9 | 26000 | 23200 | 89.23% | 1.8 | 0 | 10.5 |  |  |  |  | R-410A | 1.9833 | Residential & Commercial | USHP | Ducted CEE Tier 1
215292326 | Central HP <5.4 tons | AIRQUEST | HRCU-A-CB (Split System: Heat Pump with Remote Outdoor Unit-Air-Source) | DLCURAH24ABK | ADP |  | H,GG31930 | *96MSN0601412A* | 23000 | 16 | 8.5 | 25400 | 26000 | 102.4% | 2.22 | 0 | 9.5 |  |  |  |  | R-410A | 1.9167 | Residential & Commercial | USHP
215292328 | Central HP <5.4 tons | AIRQUEST | HRCU-A-CB (Split System: Heat Pump with Remote Outdoor Unit-Air-Source) | DLCURAH24ABK | ADP |  | H,GE31924 | *96MSN0601412A* | 23000 | 16 | 8.5 | 25400 | 26000 | 102.4% | 2.22 | 0 | 9.5 |  |  |  |  | R-410A | 1.9167 | Residential & Commercial | USHP
215292378 | Central HP <5.4 tons | AIRQUEST | HRCU-A-CB (Split System: Heat Pump with Remote Outdoor Unit-Air-Source) | DLCURAH24ABK | ADP |  | H,GG31930 | *96MSN0601716A* | 23200 | 16 | 9.5 | 25000 | 24400 | 97.6% | 2.04 | 0 | 9.5 |  |  |  |  | R-410A | 1.9333 | Residential & Commercial | USHP
216736979 | Central HP <5.4 tons | SMART COMFORT | HRCU-A-CB (Split System: Heat Pump with Remote Outdoor Unit-Air-Source) | D5CUHAH24AAK |  |  | ESH5X30M12A* | *80CSU0401712A* | 23000 | 17 | 8.5 | 21400 | 19100 | 89.25% | 1.94 | 0 | 11 |  |  |  |  | R-454B | 1.9167 | Residential & Commercial | USHP | Ducted CEE Tier 1
214391683 | Central HP <5.4 tons | RUUD | HRCU-A-CB (Split System: Heat Pump with Remote Outdoor Unit-Air-Source) | RP15AZ24AJ2N | ASPEN |  | CP37A34+TDR | R951V0603A17M4S | 22400 | 15.6 | 8.3 | 23000 | 16500 | 71.74% | 2.9 | 0 | 11.9 |  |  |  |  | R-410A | 1.8667 | Residential & Commercial | USHP | Ducted CEE Tier 1
214391667 | Central HP <5.4 tons | RUUD | HRCU-A-CB (Split System: Heat Pump with Remote Outdoor Unit-Air-Source) | RP15AZ24AJ2N | ASPEN |  | CP37A34+TDR | R802V0754A17UH | 22400 | 15.6 | 8.3 | 23000 | 16300 | 70.87% | 2.87 | 0 | 11.9 |  |  |  |  | R-410A | 1.8667 | Residential & Commercial | USHP | Ducted CEE Tier 1
214391702 | Central HP <5.4 tons | RUUD | HRCU-A-CB (Split System: Heat Pump with Remote Outdoor Unit-Air-Source) | RP15AZ24AJ2N | ASPEN |  | CP31A34+TDR | U97MV0703A17DHS | 22400 | 15.6 | 8.3 | 23000 | 16500 | 71.74% | 2.9 | 0 | 11.9 |  |  |  |  | R-410A | 1.8667 | Residential & Commercial | USHP | Ducted CEE Tier 1
212976106 | Central HP <5.4 tons | SMART COMFORT | HRCU-A-CB (Split System: Heat Pump with Remote Outdoor Unit-Air-Source) | DLCURAH24ABK |  |  | EN(A,D)4X30L17** | *96VTN0801716B* | 23400 | 16.5 | 8.1 | 25800 | 24200 | 93.8% | 2 | 0 | 10 |  |  |  |  | R-410A | 1.95 | Residential & Commercial | USHP | Ducted CEE Tier 1
215292410 | Central HP <5.4 tons | AIRQUEST | HRCU-A-CB (Split System: Heat Pump with Remote Outdoor Unit-Air-Source) | DLCURAH24ABK | ADP |  | H,GE7J924 | *96MSN0601716A* | 23000 | 17 | 9 | 24200 | 23200 | 95.87% | 1.96 | 0 | 9.5 |  |  |  |  | R-410A | 1.9167 | Residential & Commercial | USHP
215292427 | Central HP <5.4 tons | AIRQUEST | HRCU-A-CB (Split System: Heat Pump with Remote Outdoor Unit-Air-Source) | DLCURAH24ABK | ADP |  | H,GG24936 | *96MSN0801716A* | 23200 | 17 | 8.5 | 24800 | 23600 | 95.16% | 2 | 0 | 10 |  |  |  |  | R-410A | 1.9333 | Residential & Commercial | USHP | Ducted CEE Tier 1
215292462 | Central HP <5.4 tons | AIRQUEST | HRCU-A-CB (Split System: Heat Pump with Remote Outdoor Unit-Air-Source) | DLCURAH24ABK | ADP |  | H,GE7J924 | *96MSN0801716A* | 23400 | 17 | 8.5 | 24800 | 23600 | 95.16% | 2 | 0 | 10 |  |  |  |  | R-410A | 1.95 | Residential & Commercial | USHP | Ducted CEE Tier 1
215292463 | Central HP <5.4 tons | AIRQUEST | HRCU-A-CB (Split System: Heat Pump with Remote Outdoor Unit-Air-Source) | DLCURAH24ABK | ADP |  | H,GE7J936 | *96MSN0801716A* | 23400 | 17 | 8.5 | 24800 | 23600 | 95.16% | 2 | 0 | 10 |  |  |  |  | R-410A | 1.95 | Residential & Commercial | USHP | Ducted CEE Tier 1
215292496 | Central HP <5.4 tons | AIRQUEST | HRCU-A-CB (Split System: Heat Pump with Remote Outdoor Unit-Air-Source) | DLCURAH24ABK | ADP |  | HG33936 | *96MSN0802120A* | 23200 | 17 | 8.5 | 24800 | 23800 | 95.97% | 2.02 | 0 | 10 |  |  |  |  | R-410A | 1.9333 | Residential & Commercial | USHP | Ducted CEE Tier 1
215292510 | Central HP <5.4 tons | AIRQUEST | HRCU-A-CB (Split System: Heat Pump with Remote Outdoor Unit-Air-Source) | DLCURAH24ABK | ADP |  | H,GE30924 | *96MSN0802120A* | 22400 | 16 | 8.5 | 24600 | 23200 | 94.31% | 1.96 | 0 | 9.5 |  |  |  |  | R-410A | 1.8667 | Residential & Commercial | USHP
215292511 | Central HP <5.4 tons | AIRQUEST | HRCU-A-CB (Split System: Heat Pump with Remote Outdoor Unit-Air-Source) | DLCURAH24ABK | ADP |  | HE30924 | *96MSN0802120A* | 22400 | 16 | 8.5 | 24600 | 23200 | 94.31% | 1.96 | 0 | 9.5 |  |  |  |  | R-410A | 1.8667 | Residential & Commercial | USHP
215292546 | Central HP <5.4 tons | AIRQUEST | HRCU-A-CB (Split System: Heat Pump with Remote Outdoor Unit-Air-Source) | DLCURAH24ABK | ADP |  | H,GG33936 | *96VTN0401410A* | 23000 | 16 | 8.5 | 24000 | 23400 | 97.5% | 1.96 | 0 | 9.5 |  |  |  |  | R-410A | 1.9167 | Residential & Commercial | USHP
215292594 | Central HP <5.4 tons | AIRQUEST | HRCU-A-CB (Split System: Heat Pump with Remote Outdoor Unit-Air-Source) | DLCURAH24ABK | ADP |  | H,GG33936 | *96VTN0401410B* | 23200 | 16 | 8.5 | 24800 | 24400 | 98.39% | 2.06 | 0 | 10 |  |  |  |  | R-410A | 1.9333 | Residential & Commercial | USHP | Ducted CEE Tier 1
215292596 | Central HP <5.4 tons | AIRQUEST | HRCU-A-CB (Split System: Heat Pump with Remote Outdoor Unit-Air-Source) | DLCURAH24ABK | ADP |  | H,GE33936 | *96VTN0401410B* | 23200 | 16 | 8.5 | 24800 | 24400 | 98.39% | 2.06 | 0 | 10 |  |  |  |  | R-410A | 1.9333 | Residential & Commercial | USHP | Ducted CEE Tier 1
215292612 | Central HP <5.4 tons | AIRQUEST | HRCU-A-CB (Split System: Heat Pump with Remote Outdoor Unit-Air-Source) | DLCURAH24ABK | ADP |  | HG7J936 | *96VTN0401410B* | 23000 | 16 | 8.5 | 25400 | 26600 | 104.7% | 2.28 | 0 | 9.5 |  |  |  |  | R-410A | 1.9167 | Residential & Commercial | USHP
215292629 | Central HP <5.4 tons | AIRQUEST | HRCU-A-CB (Split System: Heat Pump with Remote Outdoor Unit-Air-Source) | DLCURAH24ABK | ADP |  | H,GE23936 | *96VTN0401712A* | 22400 | 15.2 | 8.5 | 24200 | 23200 | 95.87% | 1.96 | 0 | 9.5 |  |  |  |  | R-410A | 1.8667 | Residential & Commercial | USHP
215292647 | Central HP <5.4 tons | AIRQUEST | HRCU-A-CB (Split System: Heat Pump with Remote Outdoor Unit-Air-Source) | DLCURAH24ABK | ADP |  | H,GE33936 | *96VTN0401712A* | 23000 | 16 | 8.5 | 24200 | 23800 | 98.35% | 2 | 0 | 10 |  |  |  |  | R-410A | 1.9167 | Residential & Commercial | USHP | Ducted CEE Tier 1
215292679 | Central HP <5.4 tons | AIRQUEST | HRCU-A-CB (Split System: Heat Pump with Remote Outdoor Unit-Air-Source) | DLCURAH24ABK | ADP |  | H,GG31924 | *96VTN0401712B* | 22200 | 16 | 8.5 | 24600 | 23800 | 96.75% | 2 | 0 | 9.5 |  |  |  |  | R-410A | 1.85 | Residential & Commercial | USHP
215292762 | Central HP <5.4 tons | AIRQUEST | HRCU-A-CB (Split System: Heat Pump with Remote Outdoor Unit-Air-Source) | DLCURAH24ABK | ADP |  | H,GE7J936 | *96VTN0601412A* | 23200 | 16 | 8.5 | 24800 | 24200 | 97.58% | 2.04 | 0 | 10 |  |  |  |  | R-410A | 1.9333 | Residential & Commercial | USHP | Ducted CEE Tier 1
215292778 | Central HP <5.4 tons | AIRQUEST | HRCU-A-CB (Split System: Heat Pump with Remote Outdoor Unit-Air-Source) | DLCURAH24ABK | ADP |  | H,GG31924 | *96VTN0601412B* | 22800 | 16 | 8.5 | 25200 | 26600 | 105.6% | 2.3 | 0 | 9.5 |  |  |  |  | R-410A | 1.9 | Residential & Commercial | USHP
215292779 | Central HP <5.4 tons | AIRQUEST | HRCU-A-CB (Split System: Heat Pump with Remote Outdoor Unit-Air-Source) | DLCURAH24ABK | ADP |  | H,GG31930 | *96VTN0601412B* | 22800 | 16 | 8.5 | 25200 | 26600 | 105.6% | 2.3 | 0 | 9.5 |  |  |  |  | R-410A | 1.9 | Residential & Commercial | USHP
215292781 | Central HP <5.4 tons | AIRQUEST | HRCU-A-CB (Split System: Heat Pump with Remote Outdoor Unit-Air-Source) | DLCURAH24ABK | ADP |  | H,GE31924 | *96VTN0601412B* | 22800 | 16 | 8.5 | 25200 | 26600 | 105.6% | 2.3 | 0 | 9.5 |  |  |  |  | R-410A | 1.9 | Residential & Commercial | USHP
215292794 | Central HP <5.4 tons | AIRQUEST | HRCU-A-CB (Split System: Heat Pump with Remote Outdoor Unit-Air-Source) | DLCURAH24ABK | ADP |  | H,GE33936 | *96VTN0601412B* | 23200 | 17 | 8.5 | 24600 | 23600 | 95.93% | 2 | 0 | 9.5 |  |  |  |  | R-410A | 1.9333 | Residential & Commercial | USHP
215292795 | Central HP <5.4 tons | AIRQUEST | HRCU-A-CB (Split System: Heat Pump with Remote Outdoor Unit-Air-Source) | DLCURAH24ABK | ADP |  | HE33936 | *96VTN0601412B* | 23200 | 17 | 8.5 | 24600 | 23600 | 95.93% | 2 | 0 | 9.5 |  |  |  |  | R-410A | 1.9333 | Residential & Commercial | USHP
215292811 | Central HP <5.4 tons | AIRQUEST | HRCU-A-CB (Split System: Heat Pump with Remote Outdoor Unit-Air-Source) | DLCURAH24ABK | ADP |  | H,GE7J924 | *96VTN0601412B* | 23000 | 17 | 8.5 | 24600 | 23600 | 95.93% | 2 | 0 | 9.5 |  |  |  |  | R-410A | 1.9167 | Residential & Commercial | USHP
215292831 | Central HP <5.4 tons | AIRQUEST | HRCU-A-CB (Split System: Heat Pump with Remote Outdoor Unit-Air-Source) | DLCURAH24ABK | ADP |  | H,GG31930 | *96VTN0601714A* | 23400 | 16 | 8.5 | 25200 | 24000 | 95.24% | 2.02 | 0 | 10 |  |  |  |  | R-410A | 1.95 | Residential & Commercial | USHP | Ducted CEE Tier 1
215292847 | Central HP <5.4 tons | AIRQUEST | HRCU-A-CB (Split System: Heat Pump with Remote Outdoor Unit-Air-Source) | DLCURAH24ABK | ADP |  | H,GG34936 | *96VTN0601714A* | 24000 | 16 | 8.5 | 24400 | 22400 | 91.8% | 1.88 | 0 | 10 |  |  |  |  | R-410A | 2 | Residential & Commercial | USHP | Ducted CEE Tier 1
215292878 | Central HP <5.4 tons | AIRQUEST | HRCU-A-CB (Split System: Heat Pump with Remote Outdoor Unit-Air-Source) | DLCURAH24ABK | ADP |  | H,GG31930 | *96VTN0601716B* | 23000 | 16 | 9 | 24400 | 22800 | 93.44% | 1.92 | 0 | 10 |  |  |  |  | R-410A | 1.9167 | Residential & Commercial | USHP | Ducted CEE Tier 1
212972129 | Central HP <5.4 tons | SMART COMFORT | HRCU-A-CB (Split System: Heat Pump with Remote Outdoor Unit-Air-Source) | DLCURAH24ABK |  |  | EA*4X36L21A* | *80VTL0902120B* | 23600 | 17 | 8.5 | 26200 | 24000 | 91.6% | 1.98 | 0 | 10 |  |  |  |  | R-410A | 1.9667 | Residential & Commercial | USHP | Ducted CEE Tier 1
212971641 | Central HP <5.4 tons | SMART COMFORT | HRCU-A-CB (Split System: Heat Pump with Remote Outdoor Unit-Air-Source) | DLCURAH24ABK |  |  | EA*4X25L17A* | *80VTL0701716B* | 24200 | 17 | 8.5 | 25200 | 21600 | 85.71% | 1.82 | 0 | 10 |  |  |  |  | R-410A | 2.0167 | Residential & Commercial | USHP | Ducted CEE Tier 1
212973280 | Central HP <5.4 tons | SMART COMFORT | HRCU-A-CB (Split System: Heat Pump with Remote Outdoor Unit-Air-Source) | DLCURAH24ABK |  |  | EN(A,D,W)4X36L17** | *96VSN0401712B* | 23200 | 16 | 8.1 | 26200 | 24800 | 94.66% | 2.06 | 0 | 10 |  |  |  |  | R-410A | 1.9333 | Residential & Commercial | USHP | Ducted CEE Tier 1
212973580 | Central HP <5.4 tons | SMART COMFORT | HRCU-A-CB (Split System: Heat Pump with Remote Outdoor Unit-Air-Source) | DLCURAH24ABK |  |  | EA*4X36L17A* | *96VSN0601412B* | 23600 | 17 | 8.5 | 26200 | 24000 | 91.6% | 2 | 0 | 10 |  |  |  |  | R-410A | 1.9667 | Residential & Commercial | USHP | Ducted CEE Tier 1
212974934 | Central HP <5.4 tons | SMART COMFORT | HRCU-A-CB (Split System: Heat Pump with Remote Outdoor Unit-Air-Source) | DLCURAH24ABK |  |  | EA*4X24L17A* | *96VTN0401410B* | 23000 | 16 | 8.5 | 27000 | 27000 | 100% | 2.28 | 0 | 9.5 |  |  |  |  | R-410A | 1.9167 | Residential & Commercial | USHP
212974986 | Central HP <5.4 tons | SMART COMFORT | HRCU-A-CB (Split System: Heat Pump with Remote Outdoor Unit-Air-Source) | DLCURAH24ABK |  |  | EA*4X36L17A* | *96VTN0401410B* | 23400 | 16 | 8.5 | 26200 | 24200 | 92.37% | 2 | 0 | 10 |  |  |  |  | R-410A | 1.95 | Residential & Commercial | USHP | Ducted CEE Tier 1
212975285 | Central HP <5.4 tons | SMART COMFORT | HRCU-A-CB (Split System: Heat Pump with Remote Outdoor Unit-Air-Source) | DLCURAH24ABK |  |  | EA*4X30L17A* | *96VTN0401712B* | 23200 | 16 | 8.5 | 26400 | 25200 | 95.45% | 2.08 | 0 | 10 |  |  |  |  | R-410A | 1.9333 | Residential & Commercial | USHP | Ducted CEE Tier 1
215292928 | Central HP <5.4 tons | AIRQUEST | HRCU-A-CB (Split System: Heat Pump with Remote Outdoor Unit-Air-Source) | DLCURAH24ABK | ADP |  | H,GE24936 | *96VTN0801716A* | 23800 | 16 | 8.5 | 25200 | 23600 | 93.65% | 1.98 | 0 | 10 |  |  |  |  | R-410A | 1.9833 | Residential & Commercial | USHP | Ducted CEE Tier 1
215292929 | Central HP <5.4 tons | AIRQUEST | HRCU-A-CB (Split System: Heat Pump with Remote Outdoor Unit-Air-Source) | DLCURAH24ABK | ADP |  | H,GG31924 | *96VTN0801716A* | 23600 | 16 | 8.5 | 25200 | 23600 | 93.65% | 1.98 | 0 | 10 |  |  |  |  | R-410A | 1.9667 | Residential & Commercial | USHP | Ducted CEE Tier 1
215292978 | Central HP <5.4 tons | AIRQUEST | HRCU-A-CB (Split System: Heat Pump with Remote Outdoor Unit-Air-Source) | DLCURAH24ABK | ADP |  | HG31930 | *96VTN0801716B* | 23200 | 16 | 8.5 | 25400 | 25200 | 99.21% | 2.14 | 0 | 9.5 |  |  |  |  | R-410A | 1.9333 | Residential & Commercial | USHP
215292979 | Central HP <5.4 tons | AIRQUEST | HRCU-A-CB (Split System: Heat Pump with Remote Outdoor Unit-Air-Source) | DLCURAH24ABK | ADP |  | H,GE31924 | *96VTN0801716B* | 23200 | 16 | 8.5 | 25400 | 25200 | 99.21% | 2.14 | 0 | 9.5 |  |  |  |  | R-410A | 1.9333 | Residential & Commercial | USHP
215292981 | Central HP <5.4 tons | AIRQUEST | HRCU-A-CB (Split System: Heat Pump with Remote Outdoor Unit-Air-Source) | DLCURAH24ABK | ADP |  | HE31924 | *96VTN0801716B* | 23200 | 16 | 8.5 | 25400 | 25200 | 99.21% | 2.14 | 0 | 9.5 |  |  |  |  | R-410A | 1.9333 | Residential & Commercial | USHP
215292995 | Central HP <5.4 tons | AIRQUEST | HRCU-A-CB (Split System: Heat Pump with Remote Outdoor Unit-Air-Source) | DLCURAH24ABK | ADP |  | HG34936 | *96VTN0801716B* | 23400 | 17 | 8.5 | 24400 | 23800 | 97.54% | 2.02 | 0 | 10 |  |  |  |  | R-410A | 1.95 | Residential & Commercial | USHP | Ducted CEE Tier 1
215292998 | Central HP <5.4 tons | AIRQUEST | HRCU-A-CB (Split System: Heat Pump with Remote Outdoor Unit-Air-Source) | DLCURAH24ABK | ADP |  | H,GG35936 | *96VTN0801716B* | 23600 | 17 | 8.5 | 24400 | 23800 | 97.54% | 2.02 | 0 | 10 |  |  |  |  | R-410A | 1.9667 | Residential & Commercial | USHP | Ducted CEE Tier 1